## INFO
Scenario Description | Example scenario
This Excel file defines an oemof energy system.
The components are defined in the several sheets.
Sheet | Notes
buses | Defines the buses used in the energy system
-If excess or shortage flag is set (=1), an additional sink resp. source is added AUTOMATICALLY
commodity_sources | Defines the commodity sources such as oil, gas etc.
demand | Defines demand components such as heat demand
powerlines | Defines power lines between 2 buses
-Creates 2 oemof transformers (A->B, B->A)
renewables | Defines the renewable sources (fixed generation)
storages | Defines storages
Initial capacity: set between 0 (empty) and 1 (full)
transformers | Defines the transformers like power2gas plants etc.
-variable costs refer to input values!
- capacity is the nominal value of the output; "max nom in" is the maximum input which is multiplied with the timeseries transformer.max
-Power lines are defined in the sheet "powerlines"
time_series | Time series
-Format of column must follow the format NODE.PARAMETER (e.g. wind.actual_value)
time series are implemented for renewables, demands and transformer inputs
General notes
-For details on how this data is used (and to alter) during creation of the energy system refer to function "create_nodes()".
-Unit of values is kW / kWh and €
-If column "active" is set to 0, the component will not be created in the energy system

## buses
label | active | excess | shortage | unit | shortage_costs | shortage_env | excess_costs | excess_env | excess_env_conversion | warnings | Dropdown list |  | c_avar_25 | c_avar_30 | c_avar_35 | c_avar_40 | c_avar_45 | c_avar_50 | c_avar_55 | c_avar_60 | c_avar_65 | c_avar_70
bus_el | 0 | 0 | 0 | MWh | 0 | empty | 0 | empty | 0 |  | empty | electricity excess, low voltage, DE, commodity_kWh
bus_el-over | 0 | 0 | 0 | MWh | 0 | empty | 0 | empty | 0 |  | empty
bus_el_own | 0 | 0 | 0 | MWh | 0 | empty | 0 | empty | 0 |  | empty
bus_el-h2 | 0 | 0 | 0 | MWh | 0 | empty | 0 | empty | 0 |  | empty
bus_el-mix | 1 | 0 | 0 | MWh | 0 | empty | 0 | empty | 0 |  | empty
bus_el-re | 1 | 1 | 0 | MWh | 0 | empty | 0 | empty | 0 |  | empty
bus_el-sell | 1 | 1 | 0 | MWh | 0 | empty | c_var | empty | 1 |  | empty | e_var (variable, marginal/average, negative
bus_el-re-cert | 0 | 0 | 0 | MWh | 0 | empty | 0 | empty | 0 |  | empty
bus_el-stor | 0 | 0 | 0 | MWh | 0 | empty | 0 | empty | 0 |  | empty
bus_el-re_proxy | 0 | 0 | 0 | MWh | 0 | empty | 0 | empty | 0 |  | empty
bus_th | 0 | 0 | 0 | MWh | 0 | empty | 0 | empty | 0 |  | empty
bus_th_low | 0 | 0 | 0 | MWh | 1000000000 | empty | 0 | empty | 0 |  | empty
bus_th_high | 0 | 0 | 0 | MWh | 0 | empty | 0 | empty | 0 |  | empty
bus_th_households | 0 | 0 | 0 | MWh | 0 | empty | 0 | empty | 0 |  | empty
bus_logs | 0 | 0 | 0 | MWh | 0 | empty | 0 | empty | 0 |  | empty
bus_nat_gas | 0 | 0 | 0 | MWh | 0 | empty | 0 | empty | 0 |  | empty
bus_pellets | 0 | 0 | 0 | MWh | 0 | empty | 0 | empty | 0 |  | empty
bus_th_ambient | 0 | 0 | 0 | MWh | 1000000000 | empty | 0 | empty | 0 |  | empty
bus_w_chips | 0 | 0 | 0 | MWh | 0 | empty | 0 | empty | 0 |  | empty
bus_hw_chips | 0 | 0 | 0 | MWh | 1000000000 | empty | 0 | empty | 0 |  | empty
bus_sw_chips | 0 | 0 | 0 | MWh | 0 | empty | 0 | empty | 0 |  | empty
bus_h2 | 1 | 1 | 0 | t | 0 | empty | 0 | empty | 0 |  | empty
bus_h2-comp | 1 | 1 | 0 | t | 0 | empty | 0 | empty | 0 |  | empty
bus_hydrogen_proxy | 0 | 0 | 0 | t | 0 | empty | 0 | empty | 0 |  | empty
bus_hydrogen-pipeline | 0 | 0 | 0 | t | 0 | empty | 0 | empty | 0 |  | empty
bus_biogas | 0 | 0 | 0 | MWh | 0 | empty | 0 | empty | 0 |  | empty
bus_biometh | 0 | 0 | 0 | MWh | 0 | empty | 0 | empty | 0 |  | empty
bus_oxygen | 0 | 0 | 0 | t | 0 | empty | 0 | empty | 0 |  | empty
bus_water_ultrapure | 0 | 0 | 0 | t | 0 | empty | 0 | empty | 0 |  | empty
bus_water_deionized | 1 | 0 | 0 | t | 0 | empty | 0 | empty | 0 |  | empty
bus_th60 | 0 | 0 | 0 | MWh | 0 | empty | 0 | empty | 0 |  | empty
bus_th120 | 0 | 0 | 0 | MWh | 0 | empty | 0 | empty | 0 |  | empty
bus_th200 | 0 | 0 | 0 | MWh | 0 | empty | 0 | empty | 0 |  | empty
bus_th400 | 0 | 0 | 0 | MWh | 0 | empty | 0 | empty | 0 |  | empty
bus_lohc | 0 | 0 | 0 | t | 0 | empty | 0 | empty | 0 |  | empty
bus_nh3 | 0 | 0 | 0 | t | 0 | empty | 0 | empty | 0 |  | empty
bus_atr-exhaust | 0 | 0 | 0 | t | 0 | empty | 0 | empty | 0 |  | empty
bus_smr-exhaust | 0 | 0 | 0 | t | 0 | empty | 0 | empty | 0 |  | empty
bus_co2_emission | 0 | 0 | 0 | t | 0 | empty | c_avar | co2_emission | 1 |  | empty | co2_emission | 0.075 | 0.15 | 0.225 | 0.3 | 0.3 | 0.3 | 0.3 | 0.3 | 0.3 | 0.3
bus_co2 | 0 | 0 | 0 | t | 0 | empty | c_avar | empty | 0 |  | empty |  | 0.03 | 0.06 | 0.09 | 0.12 | 0.12 | 0.12 | 0.12 | 0.12 | 0.12 | 0.12
bus_carbon | 0 | 0 | 0 | t | 0 | empty | 0 | empty | 0 |  | empty
bus_co | 0 | 0 | 0 | t | 0 | empty | 0 | empty | 0 |  | empty
bus_steam7,5bar | 0 | 0 | 0 | MWh | 0 | empty | 0 | empty | 0 |  | empty
bus_ch3oh | 0 | 0 | 0 | t | 0 | empty | 0 | empty | 0 |  | empty
bus_smre | 0 | 0 | 0 | t | 0 | empty | 0 | empty | 0 |  | empty
bus_smre_po1 | 0 | 0 | 0 | t | 0 | empty | 0 | empty | 0 |  | empty
bus_smr_pi1 | 0 | 0 | 0 | t | 0 | empty | 0 | empty | 0 |  | empty
bus_smr_pi2 | 0 | 0 | 0 | t | 0 | empty | 0 | empty | 0 |  | empty
bus_smr_po1 | 0 | 0 | 0 | t | 0 | empty | 0 | empty | 0 |  | empty
bus_pem | 0 | 0 | 0 | t | 0 | empty | 0 | empty | 0 |  | empty
bus_pem_po1 | 0 | 0 | 0 | t | 0 | empty | 0 | empty | 0 |  | empty

## commodity_sources
label | active | to | unit | year_of_availability | end_of_availability | variable_costs | var_env1 | var_env1_conversion | timevariable_costs | max | comment | fuel_based | comment
resource_grid_24 | 1 | bus_el-mix | MWh | 2025 | 2030 | 0.196 | empty | 1 | 1 |  |  | 1
resource_grid_30 | 0 | bus_el-mix | MWh | 2030 | 2035 | 0 | empty | 1 | 1
resource_grid_35 | 0 | bus_el-mix | MWh | 2035 | 2040 | 0 | empty | 1 | 1
resource_grid_40 | 0 | bus_el-mix | MWh | 2040 | 2045 | 0 | empty | 1 | 1
resource_grid_45 | 0 | bus_el-mix | MWh | 2045 | 2050 | 0 | empty | 1 | 1
resource_grid_50 | 0 | bus_el-mix | MWh | 2050 | 2055 | 0 | empty | 1 | 0
resource_grid_55 | 0 | bus_el-mix | MWh | 2055 | 2060 | 0 | empty | 1 | 0
resource_grid_60 | 0 | bus_el-mix | MWh | 2060 | 2065 | 0 | empty | 1 | 0
resource_grid_65 | 0 | bus_el-mix | MWh | 2065 | 2070 | 0 | empty | 1 | 0
resource_grid_70 | 0 | bus_el-mix | MWh | 2070 | 1000000000000 | 0 | empty | 1 | 0
resource_nat_gas_25 | 0 | bus_nat_gas | kWh | 2025 | 2030 | 0.037 | market for natural gas, high pressure_commodity_DE_m3 | 0.1 | 0 |  | 36 MJ/m3 [ecoinvent database] | 1
resource_nat_gas_30 | 0 | bus_nat_gas | kWh | 2030 | 2035 | 0.025 | market for natural gas, high pressure_commodity_DE_m3 | 0.1 | 0 |  |  | 1
resource_nat_gas_35 | 0 | bus_nat_gas | kWh | 2035 | 2040 | 0.014 | market for natural gas, high pressure_commodity_DE_m3 | 0.1 | 0 |  |  | 1
resource_nat_gas_40 | 0 | bus_nat_gas | kWh | 2040 | 2045 | 0.014 | market for natural gas, high pressure_commodity_DE_m3 | 0.1 | 0 |  |  | 1
resource_nat_gas_45 | 0 | bus_nat_gas | kWh | 2045 | 2050 | 0.015 | market for natural gas, high pressure_commodity_DE_m3 | 0.1 | 0 |  |  | 1
resource_nat_gas_50 | 0 | bus_nat_gas | kWh | 2050 | 2055 | 0.015 | market for natural gas, high pressure_commodity_DE_m3 | 0.1 | 0
resource_nat_gas_55 | 0 | bus_nat_gas | kWh | 2055 | 2060 | 0.015 | market for natural gas, high pressure_commodity_DE_m3 | 0.1 | 0
resource_nat_gas_60 | 0 | bus_nat_gas | kWh | 2060 | 2065 | 0.015 | market for natural gas, high pressure_commodity_DE_m3 | 0.1 | 0
resource_nat_gas_65 | 0 | bus_nat_gas | kWh | 2065 | 2070 | 0.015 | market for natural gas, high pressure_commodity_DE_m3 | 0.1 | 0
resource_nat_gas_70 | 0 | bus_nat_gas | kWh | 2070 | 2075 | 0.015 | market for natural gas, high pressure_commodity_DE_m3 | 0.1 | 0
resource_water_deionized | 1 | bus_water_deionized | kg | 0 | 1000000000000 | 4 | market for water, deionised | 1 | 0 |  |  | 0

## demand
label | active | from | nominal value | fixed-flow_periodically_variable | DSM | capacity_up | capacity_down | delay_time | shift_time | unflex_from | unflex_to | first_sunday | day_timechange_march | day_timechange_october | comment
load_el | 0 | bus_el | 1 | 0 | oemof |  |  | 168 | 1000 | 21 | 7 | 1 | 26 | 29 | possible DSM approaches: "0", "DLR", "DIW", "oemof"
load_th_high | 0 | bus_th_high | 1 | 0
load_th_low | 0 | bus_th_low | 1 | 0
load_th | 0 | bus_th | 1 | 0
load_hydrogen | 1 | bus_hydrogen | 1 | 0 | 0
load_h2_export | 0 | bus_h2_300bar | 1 | 0
load_steamSMR | 0 | bus_steam7,5bar | 1 | 0
load_steamSite | 0 | bus_steam7,5bar | 1 | 0
load_methanol | 0 | bus_ch3oh | 1 | 0
load-households_el | 0 | bus_el | 1 | 0
load-households_th | 0 | bus_th_households | 1 | 0
Note on G1: LL: if relative number shall be defined, write: 'number% (be aware of starting with an inverted comma ' in front of the number!)
Note on H1: LL: if relative number shall be defined, write: 'number% (be aware of starting with an inverted comma ' in front of the number!)
Note on K1: Schmid, Marco: if DSM is active, this variable marks beginning of unflexible DSM time (e.g. baseload during night). Choose a value from 1 to 24, representing the first to the 24th hour of a day at normal time (winter time)
Note on L1: Schmid, Marco: if DSM is activated, this variable marks ending of unflexible DSM time (e.g. baseload during night). Choose a value from 1 to 24, representing the first to the 24th hour of a day at normal time (winter time)
Note on M1: Schmid, Marco: which day of your timeseries is the first sunday of the year? (number from 1 to 7) If DSM potential continues on weekends, write 0.

## renewables
label | active | to | unit | initial_existance | initially_installed_capacity | year_of_availability | end_of_availability | variable_costs | var_env1 | var_env1_conversion | om | invest | lifetime | max_capacity_invest | max_total_capacity | inv1 | inv1_conversion | fixed | fixed-flow_periodically_variable | info1 | info2 | info3 | comment
PV_og1_25 | 1 | bus_el-re | MWp | 0 | 0 | 0 | 2030 | 0 | empty | 1 | 12725 | 509000 | 20 | 10000 | 1000000000000 | empty | 1 | 1 | 0
PV_og2_25 | 1 | bus_el-re | MWp | 0 | 0 | 0 | 2030 | 0 | empty | 1 | 12725 | 509000 | 20 | 10000 | 1000000000000 | empty | 1 | 1 | 0
PV_og3_25 | 1 | bus_el-re | MWp | 0 | 0 | 0 | 2030 | 0 | empty | 1 | 12725 | 509000 | 20 | 10000 | 1000000000000 | empty | 1 | 1 | 0
PV_og4_25 | 1 | bus_el-re | MWp | 0 | 0 | 0 | 2030 | 0 | empty | 1 | 12725 | 509000 | 20 | 10000 | 1000000000000 | empty | 1 | 1 | 0
windon1_25 | 1 | bus_el-re | MW | 0 | 0 | 0 | 2030 | 0 | empty | 1 | 21.795 | 1453 | 20 | 10000 | 1000000000000 | empty | 1 | 1 | 0
windon2_25 | 1 | bus_el-re | MW | 0 | 0 | 0 | 2030 | 0 | empty | 1 | 21.795 | 1453 | 20 | 10000 | 1000000000000 | empty | 1 | 1 | 0
windon3_25 | 1 | bus_el-re | MW | 0 | 0 | 0 | 2030 | 0 | empty | 1 | 21.795 | 1453 | 20 | 10000 | 1000000000000 | empty | 1 | 1 | 0
windon4_25 | 1 | bus_el-re | MW | 0 | 0 | 0 | 2030 | 0 | empty | 1 | 21.795 | 1453 | 20 | 10000 | 1000000000000 | empty | 1 | 1 | 0
windoff1_25 | 1 | bus_el-re | MW | 0 | 0 | 0 | 2030 | 0 | empty | 1 | 56 | 2800 | 20 | 10000 | 1000000000000 | empty | 1 | 1 | 0 | IEA-15-240-RWT | 150 | 15000
windoff2_25 | 1 | bus_el-re | MW | 0 | 0 | 0 | 2030 | 0 | empty | 1 | 56 | 2800 | 20 | 10000 | 1000000000000 | empty | 1 | 1 | 0 | IEA-15-240-RWT | 150 | 15000
Note on E1: Schmid, Marco: be aware, within LAEND variable_costs / var_env of EXISTING plants are considered to be constant. If this is not the case, the code of LAEND must be adjusted.
Note on I1: Schmid, Marco: be aware, within LAEND variable_costs / var_env of EXISTING plants are considered to be constant. If this is not the case, the code of LAEND must be adjusted.
Note on J1: Schmid, Marco: be aware, within LAEND variable_costs / var_env of EXISTING plants are considered to be constant. If this is not the case, the code of LAEND must be adjusted.

## storages
label | active | bus | unit | initial_existance | initially_installed_capacity | year_of_availability | end_of_availability | balanced | capacity loss | efficiency inflow | efficiency outflow | initial level | level min | level max | invest_relation_input_capacity | invest_relation_output_capacity | variable_input_costs | variable_output_costs | max_capacity_invest | max_total_capacity | inv1 | inv1_conversion | om | invest | lifetime | comment
batt_LFP | 0 | bus_el | kWh | 0 | 0 | 0 | 1000000 | 0 | 0.00041667 | 0.965 | 0.8685 | 0 | 0.1 | 0.9 | 3 | 0.5 | 0 | 0 | 1000000 | 1000000 | production, stationary battery, LFP-LTO (37.9 Wh per kg), investment_kWh | 1 | 25 | 714 | 15 | taken from Heidi's mail 20.04.2023
batt_VRF | 0 | bus_el | kWh | 0 | 0 | 0 | 1000000 | 0 | 0.02 | 0.965 | 0.80095 | 0 | 0.15 | 0.85 | 0.25 | 0.25 | 0 | 0 | 1000000 | 1000000 | production, stationary battery, VRF (19.4 Wh effective per kg), investment_kWh | 1 | 25 | 833 | 20 | taken from Heidi's mail 20.04.2023
hydrogen_storage | 0 | bus_hydrogen | kg | 0 | 0 | 0 | 1000000 | 0 | 0 | 1 | 1 | 0 | 0 | 1 | 0.2 | 0.2 | 0 | 0 | 1000000 | 1000000 | storage production, 10'000 l, investment_unit | 0.0083333 | 1 | 500 | 25 | 30
h2_hpt | 1 | bus_h2-comp | t | 0 | 0 | 0 | 1000000 | 1 | 0 | 1 | 1 | opt | 0.1 | 1 | 1 | 1 | 0 | 0 | 1000000 | 1000000 | empty | 1 | 20000 | 1000000 | 25
LFP_re_25 | 1 | bus_el-re | MWh | 0 | 0 | 0 | 1000000 | 1 | 0.00041667 | 0.95 | 0.95 | opt | 0.1 | 0.9 | 0.25 | 0.25 | 0 | 0 | 1000000 | 1000000 | empty | 1 | 5600 | 280000 | 15
LFP_mix_25 | 1 | bus_el-mix | MWh | 0 | 0 | 0 | 1000000 | 1 | 4.1667e-05 | 0.95 | 0.95 | opt | 0.1 | 0.9 | 0.25 | 0.25 | 0 | 0 | 1000000 | 1000000 | empty | 1 | 5600 | 280000 | 15
Note on E1: Schmid, Marco: be aware, within LAEND variable_costs / var_env of EXISTING plants are considered to be constant. If this is not the case, the code of LAEND must be adjusted.
Note on J1: The relative loss of the storage content per time unit.
Note on K1: conversion factor (i.e. efficiency) when storing energy
Note on L1: conversion factor when (i.e. efficiency) taking stored energy
Note on M1: - can be a numeric value as fraction of the storage capacity or - can be opt when the initial level shall be a result of optimization. - During multi period approach, initial storage level is not supported and must be set to opt
Note on N1: minimum allowed storage level
Note on O1: maximum allowed storage level
Note on P1: fixes the input flow investment to the capacity investment. A ratio of ‘1’ means that the storage can be filled within one time-period.
Note on Q1: fixes the output flow investment to the capacity investment. A ratio of ‘1’ means that the storage can be emptied within one period.
Note on R1: Schmid, Marco: be aware, within LAEND variable_costs / var_env of EXISTING plants are considered to be constant. If this is not the case, the code of LAEND must be adjusted.
Note on S1: Schmid, Marco: be aware, within LAEND variable_costs / var_env of EXISTING plants are considered to be constant. If this is not the case, the code of LAEND must be adjusted.
Note on AA4: Hottenroth, Heidi: 3 kWh/m³
Note on O6: Schmid, Marco: actually min=0,1 and max=0.9. During multi-period approach, min must be 0.
Note on O8: Schmid, Marco: actually min=0,1 and max=0.9. During multi-period approach, min must be 0.
Note on O10: Schmid, Marco: actually min=0,1 and max=0.9. During multi-period approach, min must be 0.

## converters_in
label | active | unit | initial_existance | initially_installed_capacity | year_of_availability | end_of_availability | from1 | conversion_factor_f1 | var_from1_costs | to1 | conversion_factor_t1 | var_to1_costs | var_env1 | var_env1_conversion | to2 | conversion_factor_t2 | var_env2 | var_env2_conversion | om | invest | invest_kWel | lifetime | max_capacity_invest | max_total_capacity | inv1 | inv1_conversion | fuel_based | comment
smre_proxy_o1 | 0 | kg/h | 0 | 0 | 0 | 1000000000000 | bus_smre | 1 | 0 | bus_smr-exhaust | 30.5976 | 0 | empty | 1 | bus_smre_po1 | 1 | empty | 1 | 0 | 0 | 0 | 100 | 1000000000000 | 1000000000000 | empty | 1 | 1
smre_proxy_o2 | 0 | kg/h | 0 | 0 | 0 | 1000000000000 | bus_smre_po1 | 1 | 0 | bus_steam7,5bar | 3.7675 | 0 | empty | 1 | bus_hydrogen | 1 | empty | 1 | 0 | 0 | 0 | 100 | 1000000000000 | 1000000000000 | empty | 1 | 1
smr_proxy_o1 | 0 | kg/h | 0 | 0 | 2025 | 2030 | bus_smr_pi2 | 1 | 0 | bus_smr-exhaust | 30.5976 | 0 | empty | 1 | bus_smr_po1 | 1 | empty | 1 | 0 | 0 | 0 | 100 | 1000000000000 | 1000000000000 | empty | 1 | 1
steam_methane_reformer_25 | 0 | kg/h | 0 | 0 | 2025 | 2030 | bus_smr_po1 | 1 | 0 | bus_steam7,5bar | 3.7675 | 0 | empty | 1 | bus_hydrogen | 1 | empty | 1 | 805 | 5933.4 | 0 | 5 | 1000000000000 | 1000000000000 | SMR_cons_2025 | 0.0001111 | 1
steam_methane_reformer_30 | 0 | kg/h | 0 | 0 | 2030 | 2035 | bus_smr_po1 | 1 | 0 | bus_steam7,5bar | 3.7675 | 0 | empty | 1 | bus_hydrogen | 1 | empty | 1 | 805 | 5636.6 | 0 | 5 | 1000000000000 | 1000000000000 | SMR_cons_2030 | 0.0001111 | 1
steam_methane_reformer_35 | 0 | kg/h | 0 | 0 | 2035 | 2040 | bus_smr_po1 | 1 | 0 | bus_steam7,5bar | 3.7675 | 0 | empty | 1 | bus_hydrogen | 1 | empty | 1 | 805 | 1e+20 | 0 | 5 | 0 | 1000000000000 | SMR_cons_2035 | 0.0001111 | 1
steam_methane_reformer_40 | 0 | kg/h | 0 | 0 | 2040 | 2045 | bus_smr_po1 | 1 | 0 | bus_steam7,5bar | 3.7675 | 0 | empty | 1 | bus_hydrogen | 1 | empty | 1 | 805 | 1e+20 | 0 | 5 | 0 | 1000000000000 | SMR_cons_2040 | 0.0001111 | 1
steam_methane_reformer_45 | 0 | kg/h | 0 | 0 | 2045 | 2050 | bus_smr_po1 | 1 | 0 | bus_steam7,5bar | 3.7675 | 0 | empty | 1 | bus_hydrogen | 1 | empty | 1 | 805 | 1e+20 | 0 | 5 | 0 | 1000000000000 | SMR_cons_2045 | 0.0001111 | 1
steam_methane_reformer_50 | 0 | kg/h | 0 | 0 | 2050 | 2055 | bus_smr_po1 | 1 | 0 | bus_steam7,5bar | 3.7675 | 0 | empty | 1 | bus_hydrogen | 1 | empty | 1 | 805 | 1e+20 | 0 | 5 | 0 | 1000000000000 | SMR_cons_2045 | 0.0001111 | 1
steam_methane_reformer_55 | 0 | kg/h | 0 | 0 | 2055 | 2060 | bus_smr_po1 | 1 | 0 | bus_steam7,5bar | 3.7675 | 0 | empty | 1 | bus_hydrogen | 1 | empty | 1 | 805 | 1e+20 | 0 | 5 | 0 | 1000000000000 | SMR_cons_2045 | 0.0001111 | 1
steam_methane_reformer_60 | 0 | kg/h | 0 | 0 | 2060 | 2065 | bus_smr_po1 | 1 | 0 | bus_steam7,5bar | 3.7675 | 0 | empty | 1 | bus_hydrogen | 1 | empty | 1 | 805 | 1e+20 | 0 | 5 | 0 | 1000000000000 | SMR_cons_2045 | 0.0001111 | 1
steam_methane_reformer_65 | 0 | kg/h | 0 | 0 | 2065 | 2070 | bus_smr_po1 | 1 | 0 | bus_steam7,5bar | 3.7675 | 0 | empty | 1 | bus_hydrogen | 1 | empty | 1 | 805 | 1e+20 | 0 | 5 | 0 | 1000000000000 | SMR_cons_2045 | 0.0001111 | 1
steam_methane_reformer_70 | 0 | kg/h | 0 | 0 | 2070 | 2075 | bus_smr_po1 | 1 | 0 | bus_steam7,5bar | 3.7675 | 0 | empty | 1 | bus_hydrogen | 1 | empty | 1 | 805 | 1e+20 | 0 | 5 | 0 | 1000000000000 | SMR_cons_2045 | 0.0001111 | 1 | om actually 3% per year of invest costs
smr_exhaust-co2-ratio | 0 | kg/h | 0 | 0 | 0 | 1000000000000 | bus_smr-exhaust | 1 | 0 | bus_co2_emission | 0.29655 | 0 | empty | 1 |  |  | empty | 1 | 0 | 0 | 0 | 100 | 1000000000000 | 1000000000000 | empty | 1 | 1
pem_proxy_o1 | 0 | kg/h | 0 | 0 | 0 | 1000000000000 | bus_pem | 1 | 0 | bus_oxygen | 7.9372 | 0 | empty | 1 | bus_pem_po1 | 1 | empty | 1 | 0 | 0 | 0 | 100 | 1000000000000 | 1000000000000 | empty | 1 | 0
pem_proxy_o2 | 0 | kg/h | 0 | 0 | 0 | 1000000000000 | bus_pem_po1 | 1 | 0 | bus_th60 | 14.7337 | 0 | empty | 1 | bus_hydrogen | 1 | empty | 1 | 0 | 0 | 0 | 100 | 1000000000000 | 1000000000000 | empty | 1 | 0
Note on D1: Schmid, Marco: be aware, within LAEND variable_costs / var_env of EXISTING plants are considered to be constant. If this is not the case, the code of LAEND must be adjusted.
Note on J1: Schmid, Marco: be aware, within LAEND variable_costs / var_env of EXISTING plants are considered to be constant. If this is not the case, the code of LAEND must be adjusted.
Note on M1: Schmid, Marco: be aware, within LAEND variable_costs / var_env of EXISTING plants are considered to be constant. If this is not the case, the code of LAEND must be adjusted.
Note on N1: Schmid, Marco: be aware, within LAEND variable_costs / var_env of EXISTING plants are considered to be constant. If this is not the case, the code of LAEND must be adjusted.
Note on R1: Schmid, Marco: be aware, within LAEND variable_costs / var_env of EXISTING plants are considered to be constant. If this is not the case, the code of LAEND must be adjusted.

## converters_out
label | active | unit | initial_existance | initially_installed_capacity | year_of_availability | end_of_availability | from1 | conversion_factor_f1 | var_from1_costs | from2 | conversion_factor_f2 | var_from2_costs | to1 | conversion_factor_t1 | fixed_cop | var_to1_costs | var_env1 | var_env1_conversion | om | invest | lifetime | max_capacity_invest | max_total_capacity | inv1 | inv1_conversion | fuel_based | T high | T low | quality factor_HP | comment
smr_proxy_i1 | 0 | kg/h | 0 | 0 | 0 | 1000000000000 | bus_el-h2 | 1 | 0 | bus_water_deionized | 75.3907 | 0 | bus_smr_pi1 | 6.9713 | 0 | 0 | empty | 1 | 0 | 0 | 100 | 1000000000000 | 1000000000000 | empty | 1 | 0
steam_methane_reformer_existing | 0 | kg/h | 1 | 666 | 0 | 1000000000000 | bus_smr_pi1 | 1 | 0 | bus_nat_gas | 45.297 | 0 | bus_smre | 1 | 0 | 0 | empty | 1 | 0 | 0 | 5 | 1000000000000 | 1000000000000 | empty | 1 | 1
smr-ng_proxy_i2 | 0 | kg/h | 0 | 0 | 0 | 1000000000000 | bus_smr_pi1 | 1 | 0 | bus_nat_gas | 45.297 | 0 | bus_smr_pi2 | 1 | 0 | 0 | empty | 1 | 0 | 0 | 100 | 1000000000000 | 1000000000000 | empty | 1 | 1
pem_electrolyzer_25 | 1 | t/h | 0 | 0 | 2025 | 2030 | bus_el-re | 1 | 0 | bus_water_deionized | 0.18619 | 0 | bus_h2 | 0.018619 | 0 | 0 | empty | 1 | 5362374.1935 | 167574193.5484 | 20 | 1000000000000 | 1000000000000 | empty | 1 | 0
h2_compressor | 1 | t | 0 | 0 | 0 | 1000000000000 | bus_hydrogen | 1 | 0 | bus_el-mix | 1.3 | 0 | bus_h2-comp | 1 | 0 | 0 | empty | 1 | 166400 | 4160000 | 15 | 1000000000000 | 1000000000000 | empty | 1 | 0
el-re_el-sell_converter | 1 | MW | 0 | 0 | 0 | 1000000000000 | bus_el-re | 1 | 0 |  |  | 0 | bus_el-sell | 1 | 0 | 0 | empty | 1 | 0 | 0 | 100 | 1000000000000 | 1000000000000 | empty | 1 | 0
el-re_el-mix_converter | 1 | MW | 0 | 0 | 0 | 1000000000000 | bus_el-re | 1 | 0 |  |  | 0 | bus_el-mix | 1 | 0 | 0 | empty | 1 | 0 | 0 | 100 | 1000000000000 | 1000000000000 | empty | 1 | 0
h2-comp_h2_converter | 1 | t | 0 | 0 | 0 | 1000000000000 | bus_h2-comp | 1 | 0 |  |  | 0 | bus_h2 | 1 | 0 | 0 | empty | 1 | 0 | 0 | 100 | 1000000000000 | 1000000000000 | empty | 1 | 0
Note on D1: Schmid, Marco: be aware, within LAEND variable_costs / var_env of EXISTING plants are considered to be constant. If this is not the case, the code of LAEND must be adjusted.
Note on J1: Schmid, Marco: be aware, within LAEND variable_costs / var_env of EXISTING plants are considered to be constant. If this is not the case, the code of LAEND must be adjusted.
Note on M1: Schmid, Marco: be aware, within LAEND variable_costs / var_env of EXISTING plants are considered to be constant. If this is not the case, the code of LAEND must be adjusted.
Note on Q1: Schmid, Marco: be aware, within LAEND variable_costs / var_env of EXISTING plants are considered to be constant. If this is not the case, the code of LAEND must be adjusted.
Note on R1: Schmid, Marco: be aware, within LAEND variable_costs / var_env of EXISTING plants are considered to be constant. If this is not the case, the code of LAEND must be adjusted.
Note on L4: Schmid, Marco: 12,9 kWh/kg (LHV) for details, see Obsidian file
Note on L6: Schmid, Marco: 12,9 kWh/kg (LHV) for details, see Obsidian file

## timeseries
hour | PV_og1.fix | PV_og2.fix | PV_og3.fix | PV_og4.fix | windon1.fix | windon2.fix | windon3.fix | windon4.fix | windoff1.fix | windoff2.fix | load_hydrogen.fix | resource_grid_24.timevariable_costs | bus_el-sell_25.timevariable_costs
1 | 0 | 0 | 0 | 0 | 0.804 | 0.423 | 0.651 | 0.277 | 13.206 | 8.605 | 850 | 2.44 | -2.44
2 | 0 | 0 | 0 | 0 | 0.75 | 0.396 | 0.639 | 0.368 | 13.052 | 8.919 | 850 | 0.1 | -0.1
3 | 0 | 0 | 0 | 0 | 0.812 | 0.381 | 0.625 | 0.42 | 13.116 | 9.21 | 850 | 0.01 | -0.01
4 | 0 | 0 | 0 | 0 | 0.845 | 0.391 | 0.661 | 0.481 | 13.046 | 9.33 | 850 | 0 | 0
5 | 0 | 0 | 0 | 0 | 0.852 | 0.43 | 0.692 | 0.537 | 12.719 | 9.692 | 850 | -0.01 | 0.01
6 | 0 | 0 | 0 | 0 | 0.869 | 0.454 | 0.701 | 0.667 | 12.452 | 9.784 | 850 | -0.03 | 0.03
7 | 0 | 0 | 0 | 0 | 0.887 | 0.483 | 0.718 | 0.697 | 11.735 | 9.787 | 850 | -0.02 | 0.02
8 | 0 | 0.001 | 0 | 0.002 | 0.9 | 0.498 | 0.737 | 0.671 | 11.648 | 9.893 | 850 | -0.05 | 0.05
9 | 0 | 0.108 | 0.103 | 0.064 | 0.874 | 0.501 | 0.723 | 0.645 | 11.662 | 9.93 | 850 | -0.02 | 0.02
10 | 0.014 | 0.257 | 0.308 | 0.135 | 0.811 | 0.462 | 0.723 | 0.621 | 11.84 | 9.985 | 850 | 0 | 0
11 | 0.028 | 0.296 | 0.4 | 0.18 | 0.768 | 0.452 | 0.744 | 0.705 | 12.336 | 10.007 | 850 | 0.04 | -0.04
12 | 0.038 | 0.186 | 0.413 | 0.336 | 0.738 | 0.56 | 0.729 | 0.708 | 12.928 | 9.771 | 850 | 0.06 | -0.06
13 | 0.045 | 0.076 | 0.269 | 0.307 | 0.723 | 0.617 | 0.693 | 0.72 | 12.602 | 9.271 | 850 | 0.54 | -0.54
14 | 0.039 | 0.048 | 0.104 | 0.186 | 0.747 | 0.629 | 0.636 | 0.71 | 12.686 | 8.957 | 850 | 2.24 | -2.24
15 | 0.008 | 0.005 | 0.024 | 0.051 | 0.769 | 0.6 | 0.578 | 0.7 | 12.838 | 8.996 | 850 | 1.96 | -1.96
16 | 0 | 0 | 0 | 0 | 0.764 | 0.642 | 0.548 | 0.71 | 12.824 | 9.206 | 850 | 1.04 | -1.04
17 | 0 | 0 | 0 | 0 | 0.731 | 0.624 | 0.499 | 0.613 | 12.992 | 9.228 | 850 | 3.66 | -3.66
18 | 0 | 0 | 0 | 0 | 0.701 | 0.547 | 0.51 | 0.556 | 13.26 | 9.427 | 850 | 43.06 | -43.06
19 | 0 | 0 | 0 | 0 | 0.674 | 0.566 | 0.516 | 0.522 | 13.202 | 9.711 | 850 | 49.93 | -49.93
20 | 0 | 0 | 0 | 0 | 0.661 | 0.583 | 0.498 | 0.5 | 12.534 | 9.752 | 850 | 58 | -58
21 | 0 | 0 | 0 | 0 | 0.624 | 0.613 | 0.494 | 0.489 | 11.774 | 9.801 | 850 | 54.25 | -54.25
22 | 0 | 0 | 0 | 0 | 0.556 | 0.606 | 0.518 | 0.476 | 11.255 | 9.827 | 850 | 48.01 | -48.01
23 | 0 | 0 | 0 | 0 | 0.473 | 0.593 | 0.541 | 0.436 | 10.723 | 10.042 | 850 | 42.95 | -42.95
24 | 0 | 0 | 0 | 0 | 0.429 | 0.546 | 0.573 | 0.402 | 10.124 | 9.648 | 850 | 47.09 | -47.09
25 | 0 | 0 | 0 | 0 | 0.426 | 0.48 | 0.602 | 0.403 | 9.513 | 9.154 | 850 | 35.55 | -35.55
26 | 0 | 0 | 0 | 0 | 0.447 | 0.397 | 0.643 | 0.393 | 9.425 | 8.57 | 850 | 30.59 | -30.59
27 | 0 | 0 | 0 | 0 | 0.507 | 0.31 | 0.727 | 0.383 | 10.045 | 7.729 | 850 | 20.07 | -20.07
28 | 0 | 0 | 0 | 0 | 0.61 | 0.294 | 0.79 | 0.406 | 10.891 | 6.934 | 850 | 31.03 | -31.03
29 | 0 | 0 | 0 | 0 | 0.686 | 0.35 | 0.851 | 0.425 | 12.268 | 6.863 | 850 | 18.39 | -18.39
30 | 0 | 0 | 0 | 0 | 0.768 | 0.384 | 0.884 | 0.42 | 13.618 | 7.479 | 850 | 11.08 | -11.08
31 | 0 | 0 | 0 | 0 | 0.751 | 0.422 | 0.912 | 0.383 | 14.641 | 8.081 | 850 | 13.78 | -13.78
32 | 0 | 0 | 0 | 0 | 0.591 | 0.454 | 0.922 | 0.342 | 14.601 | 8.696 | 850 | 47.63 | -47.63
33 | 0 | 0 | 0 | 0 | 0.465 | 0.474 | 0.933 | 0.318 | 13.81 | 9.441 | 850 | 58.1 | -58.1
34 | 0.014 | 0.007 | 0.008 | 0.01 | 0.528 | 0.511 | 0.951 | 0.325 | 11.674 | 10.153 | 850 | 65.67 | -65.67
35 | 0.022 | 0.02 | 0.014 | 0.017 | 0.56 | 0.582 | 0.952 | 0.332 | 9.605 | 10.885 | 850 | 64.73 | -64.73
36 | 0.021 | 0.025 | 0.015 | 0.015 | 0.593 | 0.554 | 0.947 | 0.38 | 8.116 | 11.059 | 850 | 68.98 | -68.98
37 | 0.022 | 0.012 | 0.013 | 0.009 | 0.568 | 0.42 | 0.941 | 0.496 | 7.25 | 11.391 | 850 | 73.54 | -73.54
38 | 0.004 | 0 | 0.008 | 0.002 | 0.56 | 0.297 | 0.936 | 0.581 | 6.568 | 11.667 | 850 | 78.16 | -78.16
39 | 0 | 0 | 0 | 0 | 0.573 | 0.262 | 0.934 | 0.6 | 6.606 | 11.573 | 850 | 78.87 | -78.87
40 | 0 | 0 | 0 | 0 | 0.669 | 0.277 | 0.94 | 0.577 | 7.746 | 11.793 | 850 | 79.24 | -79.24
41 | 0 | 0 | 0 | 0 | 0.708 | 0.313 | 0.95 | 0.563 | 9.743 | 12.073 | 850 | 79.96 | -79.96
42 | 0 | 0 | 0 | 0 | 0.732 | 0.394 | 0.952 | 0.558 | 11.491 | 12.143 | 850 | 83.46 | -83.46
43 | 0 | 0 | 0 | 0 | 0.798 | 0.433 | 0.956 | 0.581 | 12.649 | 12.277 | 850 | 80.92 | -80.92
44 | 0 | 0 | 0 | 0 | 0.862 | 0.42 | 0.958 | 0.689 | 13.12 | 12.547 | 850 | 74.95 | -74.95
45 | 0 | 0 | 0 | 0 | 0.897 | 0.441 | 0.964 | 0.829 | 13.038 | 12.56 | 850 | 63.18 | -63.18
46 | 0 | 0 | 0 | 0 | 0.941 | 0.467 | 0.965 | 0.857 | 13.305 | 12.734 | 850 | 57.11 | -57.11
47 | 0 | 0 | 0 | 0 | 0.955 | 0.47 | 0.965 | 0.891 | 14.767 | 12.977 | 850 | 46.89 | -46.89
48 | 0 | 0 | 0 | 0 | 0.961 | 0.504 | 0.962 | 0.936 | 15.807 | 12.94 | 850 | 40 | -40
49 | 0 | 0 | 0 | 0 | 0.964 | 0.605 | 0.95 | 0.956 | 16.139 | 12.385 | 850 | 7.43 | -7.43
50 | 0 | 0 | 0 | 0 | 0.964 | 0.774 | 0.934 | 0.955 | 16.249 | 11.392 | 850 | -0.08 | 0.08
51 | 0 | 0 | 0 | 0 | 0.962 | 0.851 | 0.93 | 0.95 | 16.503 | 10.337 | 850 | -1.23 | 1.23
52 | 0 | 0 | 0 | 0 | 0.964 | 0.876 | 0.927 | 0.947 | 17.04 | 10.182 | 850 | -1.3 | 1.3
53 | 0 | 0 | 0 | 0 | 0.964 | 0.875 | 0.924 | 0.93 | 18.786 | 10.643 | 850 | -1.31 | 1.31
54 | 0 | 0 | 0 | 0 | 0.964 | 0.873 | 0.929 | 0.903 | 19.538 | 11.019 | 850 | -1.31 | 1.31
55 | 0 | 0 | 0 | 0 | 0.963 | 0.862 | 0.937 | 0.888 | 19.602 | 11.119 | 850 | -1.38 | 1.38
56 | 0 | 0 | 0 | 0.027 | 0.955 | 0.871 | 0.943 | 0.882 | 19.001 | 11.018 | 850 | 1.09 | -1.09
57 | 0.032 | 0.008 | 0.031 | 0.162 | 0.941 | 0.872 | 0.947 | 0.878 | 18.305 | 11.165 | 850 | 40.59 | -40.59
58 | 0.092 | 0.035 | 0.059 | 0.122 | 0.925 | 0.871 | 0.953 | 0.9 | 17.608 | 11.462 | 850 | 59.61 | -59.61
59 | 0.108 | 0.081 | 0.062 | 0.082 | 0.921 | 0.854 | 0.957 | 0.925 | 17.557 | 11.949 | 850 | 60.61 | -60.61
60 | 0.082 | 0.117 | 0.088 | 0.119 | 0.928 | 0.834 | 0.957 | 0.941 | 17.465 | 12.415 | 850 | 57 | -57
61 | 0.067 | 0.081 | 0.122 | 0.065 | 0.916 | 0.822 | 0.953 | 0.94 | 17.042 | 12.614 | 850 | 54.89 | -54.89
62 | 0.037 | 0.03 | 0.085 | 0.045 | 0.89 | 0.803 | 0.951 | 0.938 | 16.202 | 12.986 | 850 | 53.89 | -53.89
63 | 0.005 | 0.001 | 0.027 | 0.014 | 0.875 | 0.788 | 0.946 | 0.927 | 15.14 | 13.061 | 850 | 54.42 | -54.42
64 | 0 | 0 | 0 | 0 | 0.86 | 0.761 | 0.933 | 0.912 | 14.121 | 12.817 | 850 | 60.86 | -60.86
65 | 0 | 0 | 0 | 0 | 0.829 | 0.73 | 0.922 | 0.895 | 12.858 | 12.547 | 850 | 67.18 | -67.18
66 | 0 | 0 | 0 | 0 | 0.808 | 0.72 | 0.924 | 0.879 | 11.287 | 12.276 | 850 | 73.59 | -73.59
67 | 0 | 0 | 0 | 0 | 0.778 | 0.724 | 0.931 | 0.856 | 10.185 | 11.748 | 850 | 82.28 | -82.28
68 | 0 | 0 | 0 | 0 | 0.732 | 0.722 | 0.941 | 0.838 | 9.479 | 11.19 | 850 | 82.97 | -82.97
69 | 0 | 0 | 0 | 0 | 0.672 | 0.701 | 0.95 | 0.866 | 9.3 | 10.579 | 850 | 79.03 | -79.03
70 | 0 | 0 | 0 | 0 | 0.63 | 0.677 | 0.948 | 0.896 | 9.547 | 10.128 | 850 | 73.23 | -73.23
71 | 0 | 0 | 0 | 0 | 0.597 | 0.723 | 0.945 | 0.94 | 9.931 | 9.763 | 850 | 67.41 | -67.41
72 | 0 | 0 | 0 | 0 | 0.558 | 0.682 | 0.947 | 0.931 | 10.364 | 9.216 | 850 | 65 | -65
73 | 0 | 0 | 0 | 0 | 0.556 | 0.602 | 0.953 | 0.924 | 10.649 | 8.533 | 850 | 58.12 | -58.12
74 | 0 | 0 | 0 | 0 | 0.6 | 0.611 | 0.957 | 0.926 | 11.131 | 7.635 | 850 | 57.3 | -57.3
75 | 0 | 0 | 0 | 0 | 0.71 | 0.505 | 0.96 | 0.931 | 11.693 | 6.774 | 850 | 50.46 | -50.46
76 | 0 | 0 | 0 | 0 | 0.773 | 0.504 | 0.954 | 0.943 | 11.849 | 6.085 | 850 | 40 | -40
77 | 0 | 0 | 0 | 0 | 0.788 | 0.572 | 0.941 | 0.952 | 11.78 | 6.265 | 850 | 25.48 | -25.48
78 | 0 | 0 | 0 | 0 | 0.774 | 0.7 | 0.923 | 0.932 | 11.568 | 6.92 | 850 | 35 | -35
79 | 0 | 0 | 0 | 0 | 0.721 | 0.738 | 0.908 | 0.936 | 11.274 | 7.447 | 850 | 57.73 | -57.73
80 | 0 | 0 | 0 | 0 | 0.617 | 0.77 | 0.892 | 0.95 | 10.872 | 8.47 | 850 | 72.65 | -72.65
81 | 0.032 | 0.005 | 0.007 | 0.014 | 0.506 | 0.831 | 0.88 | 0.953 | 10.314 | 10.498 | 850 | 85.02 | -85.02
82 | 0.204 | 0.035 | 0.037 | 0.049 | 0.406 | 0.854 | 0.876 | 0.955 | 9.496 | 12.295 | 850 | 91.47 | -91.47
83 | 0.311 | 0.056 | 0.099 | 0.051 | 0.36 | 0.868 | 0.886 | 0.956 | 8.346 | 12.799 | 850 | 94.2 | -94.2
84 | 0.318 | 0.063 | 0.132 | 0.042 | 0.288 | 0.868 | 0.883 | 0.956 | 7.054 | 12.112 | 850 | 91.61 | -91.61
85 | 0.267 | 0.047 | 0.139 | 0.034 | 0.207 | 0.814 | 0.847 | 0.952 | 5.96 | 11.021 | 850 | 90.03 | -90.03
86 | 0.172 | 0.02 | 0.128 | 0.033 | 0.129 | 0.707 | 0.75 | 0.943 | 5.23 | 9.928 | 850 | 86.3 | -86.3
87 | 0.052 | 0 | 0.063 | 0.01 | 0.079 | 0.602 | 0.658 | 0.914 | 5.5 | 8.964 | 850 | 85.96 | -85.96
88 | 0 | 0 | 0 | 0 | 0.067 | 0.536 | 0.613 | 0.871 | 5.84 | 8.331 | 850 | 92.11 | -92.11
89 | 0 | 0 | 0 | 0 | 0.084 | 0.362 | 0.528 | 0.811 | 6.05 | 7.974 | 850 | 98.62 | -98.62
90 | 0 | 0 | 0 | 0 | 0.133 | 0.232 | 0.449 | 0.72 | 6.489 | 7.653 | 850 | 105.73 | -105.73
91 | 0 | 0 | 0 | 0 | 0.176 | 0.165 | 0.357 | 0.605 | 7.136 | 7.16 | 850 | 133.23 | -133.23
92 | 0 | 0 | 0 | 0 | 0.159 | 0.111 | 0.224 | 0.487 | 7.607 | 6.662 | 850 | 144.65 | -144.65
93 | 0 | 0 | 0 | 0 | 0.148 | 0.073 | 0.134 | 0.368 | 8.14 | 6.392 | 850 | 125 | -125
94 | 0 | 0 | 0 | 0 | 0.149 | 0.063 | 0.128 | 0.261 | 8.681 | 6.312 | 850 | 103.59 | -103.59
95 | 0 | 0 | 0 | 0 | 0.171 | 0.083 | 0.17 | 0.177 | 9.331 | 6.358 | 850 | 100.01 | -100.01
96 | 0 | 0 | 0 | 0 | 0.203 | 0.111 | 0.219 | 0.12 | 10.024 | 6.507 | 850 | 94.86 | -94.86
97 | 0 | 0 | 0 | 0 | 0.254 | 0.14 | 0.245 | 0.117 | 10.675 | 6.655 | 850 | 88.83 | -88.83
98 | 0 | 0 | 0 | 0 | 0.354 | 0.162 | 0.261 | 0.137 | 11.367 | 6.793 | 850 | 86.08 | -86.08
99 | 0 | 0 | 0 | 0 | 0.436 | 0.198 | 0.281 | 0.167 | 11.896 | 7.124 | 850 | 80.51 | -80.51
100 | 0 | 0 | 0 | 0 | 0.459 | 0.245 | 0.311 | 0.189 | 12.625 | 7.695 | 850 | 77.01 | -77.01
101 | 0 | 0 | 0 | 0 | 0.422 | 0.276 | 0.358 | 0.184 | 13.68 | 8.23 | 850 | 73.21 | -73.21
102 | 0 | 0 | 0 | 0 | 0.414 | 0.294 | 0.398 | 0.157 | 14.485 | 8.536 | 850 | 74.05 | -74.05
103 | 0 | 0 | 0 | 0 | 0.444 | 0.31 | 0.409 | 0.116 | 14.724 | 9.056 | 850 | 76.03 | -76.03
104 | 0 | 0 | 0 | 0 | 0.393 | 0.341 | 0.43 | 0.09 | 14.858 | 9.709 | 850 | 81 | -81
105 | 0.001 | 0.012 | 0.032 | 0.021 | 0.327 | 0.377 | 0.387 | 0.054 | 14.731 | 10.206 | 850 | 87 | -87
106 | 0.053 | 0.025 | 0.078 | 0.066 | 0.256 | 0.393 | 0.29 | 0.031 | 14.737 | 10.583 | 850 | 89.57 | -89.57
107 | 0.135 | 0.036 | 0.105 | 0.089 | 0.2 | 0.399 | 0.199 | 0.025 | 14.609 | 11.083 | 850 | 94.93 | -94.93
108 | 0.162 | 0.053 | 0.104 | 0.061 | 0.207 | 0.402 | 0.15 | 0.019 | 14.339 | 11.545 | 850 | 96.28 | -96.28
109 | 0.136 | 0.06 | 0.105 | 0.043 | 0.28 | 0.438 | 0.133 | 0.015 | 14.365 | 11.785 | 850 | 98.22 | -98.22
110 | 0.06 | 0.026 | 0.096 | 0.038 | 0.363 | 0.441 | 0.118 | 0.01 | 14.545 | 11.945 | 850 | 92.24 | -92.24
111 | 0.006 | 0 | 0.025 | 0.018 | 0.417 | 0.387 | 0.195 | 0.02 | 14.56 | 12.01 | 850 | 91.54 | -91.54
112 | 0 | 0 | 0 | 0 | 0.44 | 0.387 | 0.181 | 0.031 | 14.637 | 12.122 | 850 | 96.41 | -96.41
113 | 0 | 0 | 0 | 0 | 0.44 | 0.318 | 0.155 | 0.024 | 14.64 | 12.343 | 850 | 100.05 | -100.05
114 | 0 | 0 | 0 | 0 | 0.44 | 0.25 | 0.12 | 0.017 | 14.477 | 12.587 | 850 | 102.97 | -102.97
115 | 0 | 0 | 0 | 0 | 0.436 | 0.172 | 0.104 | 0.014 | 14.172 | 12.721 | 850 | 107.38 | -107.38
116 | 0 | 0 | 0 | 0 | 0.38 | 0.115 | 0.106 | 0.012 | 13.844 | 12.809 | 850 | 108.45 | -108.45
117 | 0 | 0 | 0 | 0 | 0.319 | 0.097 | 0.118 | 0.013 | 13.605 | 12.894 | 850 | 103.96 | -103.96
118 | 0 | 0 | 0 | 0 | 0.283 | 0.093 | 0.152 | 0.018 | 13.406 | 12.916 | 850 | 100.09 | -100.09
119 | 0 | 0 | 0 | 0 | 0.24 | 0.089 | 0.186 | 0.024 | 13.34 | 12.9 | 850 | 94.19 | -94.19
120 | 0 | 0 | 0 | 0 | 0.214 | 0.088 | 0.197 | 0.034 | 13.138 | 12.86 | 850 | 94.92 | -94.92
121 | 0 | 0 | 0 | 0 | 0.196 | 0.092 | 0.191 | 0.038 | 12.964 | 12.878 | 850 | 86.8 | -86.8
122 | 0 | 0 | 0 | 0 | 0.168 | 0.104 | 0.158 | 0.048 | 12.886 | 13.057 | 850 | 82.25 | -82.25
123 | 0 | 0 | 0 | 0 | 0.125 | 0.124 | 0.128 | 0.038 | 12.946 | 13.258 | 850 | 80.2 | -80.2
124 | 0 | 0 | 0 | 0 | 0.083 | 0.146 | 0.092 | 0.032 | 13.018 | 13.387 | 850 | 76.13 | -76.13
125 | 0 | 0 | 0 | 0 | 0.046 | 0.163 | 0.064 | 0.038 | 13.143 | 13.418 | 850 | 73.01 | -73.01
126 | 0 | 0 | 0 | 0 | 0.019 | 0.195 | 0.082 | 0.035 | 13.26 | 13.339 | 850 | 73.01 | -73.01
127 | 0 | 0 | 0 | 0 | 0.018 | 0.242 | 0.082 | 0.028 | 13.328 | 13.197 | 850 | 74.59 | -74.59
128 | 0 | 0 | 0 | 0 | 0.04 | 0.286 | 0.072 | 0.034 | 13.304 | 13.012 | 850 | 75.1 | -75.1
129 | 0 | 0.003 | 0.006 | 0.015 | 0.071 | 0.323 | 0.071 | 0.057 | 13.108 | 12.765 | 850 | 81.39 | -81.39
130 | 0.014 | 0.02 | 0.028 | 0.048 | 0.106 | 0.326 | 0.083 | 0.064 | 12.826 | 12.549 | 850 | 88.4 | -88.4
131 | 0.019 | 0.042 | 0.05 | 0.074 | 0.125 | 0.371 | 0.098 | 0.067 | 12.622 | 12.523 | 850 | 92.23 | -92.23
132 | 0.012 | 0.043 | 0.061 | 0.119 | 0.135 | 0.377 | 0.109 | 0.076 | 12.602 | 12.507 | 850 | 97.3 | -97.3
133 | 0.011 | 0.039 | 0.052 | 0.09 | 0.161 | 0.379 | 0.117 | 0.08 | 12.664 | 12.401 | 850 | 100.43 | -100.43
134 | 0.006 | 0.022 | 0.03 | 0.047 | 0.223 | 0.374 | 0.117 | 0.082 | 12.756 | 12.186 | 850 | 99.16 | -99.16
135 | 0 | 0 | 0.007 | 0.008 | 0.294 | 0.385 | 0.109 | 0.106 | 12.886 | 12.122 | 850 | 95.22 | -95.22
136 | 0 | 0 | 0 | 0 | 0.357 | 0.461 | 0.132 | 0.155 | 13.028 | 11.934 | 850 | 92.55 | -92.55
137 | 0 | 0 | 0 | 0 | 0.409 | 0.44 | 0.136 | 0.179 | 13.008 | 11.634 | 850 | 95.09 | -95.09
138 | 0 | 0 | 0 | 0 | 0.417 | 0.384 | 0.115 | 0.182 | 12.875 | 11.256 | 850 | 99.85 | -99.85
139 | 0 | 0 | 0 | 0 | 0.413 | 0.395 | 0.098 | 0.181 | 12.692 | 10.997 | 850 | 104.27 | -104.27
140 | 0 | 0 | 0 | 0 | 0.411 | 0.44 | 0.102 | 0.187 | 12.443 | 10.743 | 850 | 103.63 | -103.63
141 | 0 | 0 | 0 | 0 | 0.396 | 0.404 | 0.117 | 0.186 | 12.211 | 10.487 | 850 | 99 | -99
142 | 0 | 0 | 0 | 0 | 0.396 | 0.37 | 0.133 | 0.19 | 12.091 | 10.356 | 850 | 92.14 | -92.14
143 | 0 | 0 | 0 | 0 | 0.431 | 0.347 | 0.133 | 0.195 | 12.037 | 10.257 | 850 | 88 | -88
144 | 0 | 0 | 0 | 0 | 0.457 | 0.385 | 0.152 | 0.196 | 11.975 | 10.235 | 850 | 86.57 | -86.57
145 | 0 | 0 | 0 | 0 | 0.473 | 0.39 | 0.161 | 0.195 | 11.986 | 10.083 | 850 | 79.87 | -79.87
146 | 0 | 0 | 0 | 0 | 0.437 | 0.39 | 0.181 | 0.192 | 12.044 | 10.009 | 850 | 84.08 | -84.08
147 | 0 | 0 | 0 | 0 | 0.425 | 0.386 | 0.209 | 0.176 | 11.965 | 10.308 | 850 | 79.82 | -79.82
148 | 0 | 0 | 0 | 0 | 0.433 | 0.357 | 0.224 | 0.186 | 11.817 | 10.414 | 850 | 76.76 | -76.76
149 | 0 | 0 | 0 | 0 | 0.457 | 0.325 | 0.271 | 0.225 | 11.568 | 10.381 | 850 | 73.46 | -73.46
150 | 0 | 0 | 0 | 0 | 0.51 | 0.28 | 0.312 | 0.258 | 11.345 | 10.182 | 850 | 71.86 | -71.86
151 | 0 | 0 | 0 | 0 | 0.484 | 0.257 | 0.298 | 0.262 | 11.098 | 9.954 | 850 | 72.08 | -72.08
152 | 0 | 0.001 | 0 | 0 | 0.447 | 0.235 | 0.37 | 0.23 | 10.815 | 9.86 | 850 | 74.9 | -74.9
153 | 0.129 | 0.06 | 0.049 | 0.031 | 0.347 | 0.237 | 0.378 | 0.195 | 10.327 | 9.539 | 850 | 77.69 | -77.69
154 | 0.322 | 0.147 | 0.118 | 0.062 | 0.317 | 0.247 | 0.406 | 0.227 | 9.741 | 9.359 | 850 | 81.79 | -81.79
155 | 0.43 | 0.249 | 0.162 | 0.08 | 0.428 | 0.242 | 0.414 | 0.249 | 9.372 | 9.252 | 850 | 84.86 | -84.86
156 | 0.474 | 0.281 | 0.159 | 0.088 | 0.508 | 0.245 | 0.436 | 0.26 | 9.164 | 9.18 | 850 | 87.15 | -87.15
157 | 0.408 | 0.244 | 0.125 | 0.081 | 0.482 | 0.251 | 0.48 | 0.266 | 9.148 | 9.258 | 850 | 89.14 | -89.14
158 | 0.314 | 0.138 | 0.07 | 0.052 | 0.437 | 0.233 | 0.504 | 0.245 | 9.349 | 9.474 | 850 | 88.66 | -88.66
159 | 0.122 | 0.025 | 0.02 | 0.014 | 0.439 | 0.246 | 0.48 | 0.195 | 9.768 | 9.762 | 850 | 84.81 | -84.81
160 | 0 | 0 | 0 | 0 | 0.484 | 0.306 | 0.446 | 0.199 | 10.174 | 10.041 | 850 | 84.34 | -84.34
161 | 0 | 0 | 0 | 0 | 0.463 | 0.34 | 0.476 | 0.227 | 10.37 | 10.34 | 850 | 88.01 | -88.01
162 | 0 | 0 | 0 | 0 | 0.42 | 0.38 | 0.514 | 0.247 | 10.473 | 10.409 | 850 | 93.42 | -93.42
163 | 0 | 0 | 0 | 0 | 0.367 | 0.403 | 0.527 | 0.253 | 10.561 | 10.499 | 850 | 101.77 | -101.77
164 | 0 | 0 | 0 | 0 | 0.33 | 0.407 | 0.541 | 0.243 | 10.631 | 10.579 | 850 | 104.85 | -104.85
165 | 0 | 0 | 0 | 0 | 0.314 | 0.43 | 0.573 | 0.229 | 10.666 | 10.719 | 850 | 103.55 | -103.55
166 | 0 | 0 | 0 | 0 | 0.316 | 0.433 | 0.577 | 0.214 | 10.739 | 10.913 | 850 | 100.5 | -100.5
167 | 0 | 0 | 0 | 0 | 0.329 | 0.443 | 0.588 | 0.197 | 10.916 | 11.093 | 850 | 93.31 | -93.31
168 | 0 | 0 | 0 | 0 | 0.402 | 0.45 | 0.602 | 0.175 | 11.082 | 11.089 | 850 | 91.17 | -91.17
169 | 0 | 0 | 0 | 0 | 0.436 | 0.47 | 0.616 | 0.17 | 11.29 | 11.064 | 850 | 83.86 | -83.86
170 | 0 | 0 | 0 | 0 | 0.436 | 0.484 | 0.634 | 0.166 | 11.311 | 10.889 | 850 | 87.02 | -87.02
171 | 0 | 0 | 0 | 0 | 0.435 | 0.48 | 0.647 | 0.162 | 11.316 | 10.54 | 850 | 84.32 | -84.32
172 | 0 | 0 | 0 | 0 | 0.441 | 0.479 | 0.646 | 0.147 | 11.476 | 10.493 | 850 | 81.82 | -81.82
173 | 0 | 0 | 0 | 0 | 0.486 | 0.463 | 0.646 | 0.124 | 11.685 | 10.547 | 850 | 79.11 | -79.11
174 | 0 | 0 | 0 | 0 | 0.57 | 0.445 | 0.627 | 0.107 | 11.844 | 10.805 | 850 | 78.48 | -78.48
175 | 0 | 0 | 0 | 0 | 0.617 | 0.425 | 0.6 | 0.104 | 11.916 | 10.922 | 850 | 82.1 | -82.1
176 | 0 | 0.039 | 0.007 | 0.081 | 0.573 | 0.42 | 0.573 | 0.114 | 11.996 | 10.89 | 850 | 94.3 | -94.3
177 | 0.205 | 0.287 | 0.11 | 0.308 | 0.52 | 0.454 | 0.58 | 0.143 | 12.023 | 10.591 | 850 | 111.1 | -111.1
178 | 0.4 | 0.461 | 0.24 | 0.478 | 0.567 | 0.42 | 0.557 | 0.144 | 11.939 | 10.552 | 850 | 121.11 | -121.11
179 | 0.508 | 0.544 | 0.35 | 0.555 | 0.641 | 0.373 | 0.547 | 0.147 | 11.774 | 10.319 | 850 | 117.83 | -117.83
180 | 0.537 | 0.547 | 0.418 | 0.561 | 0.658 | 0.35 | 0.564 | 0.157 | 11.629 | 9.825 | 850 | 110.6 | -110.6
181 | 0.493 | 0.486 | 0.373 | 0.499 | 0.662 | 0.355 | 0.595 | 0.183 | 11.568 | 9.396 | 850 | 103 | -103
182 | 0.372 | 0.345 | 0.264 | 0.361 | 0.642 | 0.373 | 0.63 | 0.225 | 11.613 | 8.983 | 850 | 95.5 | -95.5
183 | 0.16 | 0.109 | 0.113 | 0.144 | 0.603 | 0.349 | 0.641 | 0.245 | 11.644 | 8.948 | 850 | 92.6 | -92.6
184 | 0 | 0 | 0 | 0 | 0.596 | 0.372 | 0.648 | 0.244 | 11.768 | 9.203 | 850 | 100 | -100
185 | 0 | 0 | 0 | 0 | 0.57 | 0.38 | 0.676 | 0.254 | 11.85 | 9.29 | 850 | 107.98 | -107.98
186 | 0 | 0 | 0 | 0 | 0.56 | 0.369 | 0.686 | 0.34 | 11.844 | 9.214 | 850 | 116.87 | -116.87
187 | 0 | 0 | 0 | 0 | 0.547 | 0.347 | 0.7 | 0.378 | 11.731 | 8.959 | 850 | 129.13 | -129.13
188 | 0 | 0 | 0 | 0 | 0.484 | 0.313 | 0.719 | 0.407 | 11.592 | 8.562 | 850 | 130.01 | -130.01
189 | 0 | 0 | 0 | 0 | 0.423 | 0.28 | 0.732 | 0.424 | 11.424 | 8.037 | 850 | 122.12 | -122.12
190 | 0 | 0 | 0 | 0 | 0.395 | 0.265 | 0.742 | 0.43 | 11.11 | 7.388 | 850 | 114.21 | -114.21
191 | 0 | 0 | 0 | 0 | 0.37 | 0.254 | 0.753 | 0.453 | 10.745 | 6.735 | 850 | 102.83 | -102.83
192 | 0 | 0 | 0 | 0 | 0.341 | 0.236 | 0.753 | 0.453 | 10.344 | 6.249 | 850 | 99.98 | -99.98
193 | 0 | 0 | 0 | 0 | 0.322 | 0.216 | 0.746 | 0.464 | 10.043 | 5.957 | 850 | 91.49 | -91.49
194 | 0 | 0 | 0 | 0 | 0.311 | 0.196 | 0.735 | 0.499 | 9.732 | 5.747 | 850 | 88.16 | -88.16
195 | 0 | 0 | 0 | 0 | 0.308 | 0.174 | 0.714 | 0.526 | 9.458 | 5.513 | 850 | 87.04 | -87.04
196 | 0 | 0 | 0 | 0 | 0.306 | 0.161 | 0.697 | 0.554 | 9.149 | 5.175 | 850 | 85 | -85
197 | 0 | 0 | 0 | 0 | 0.337 | 0.147 | 0.681 | 0.566 | 8.822 | 4.753 | 850 | 84.14 | -84.14
198 | 0 | 0 | 0 | 0 | 0.319 | 0.132 | 0.664 | 0.565 | 8.499 | 4.397 | 850 | 85.72 | -85.72
199 | 0 | 0 | 0 | 0 | 0.304 | 0.122 | 0.634 | 0.553 | 8.087 | 4.205 | 850 | 89.28 | -89.28
200 | 0.003 | 0.043 | 0.05 | 0.135 | 0.304 | 0.106 | 0.584 | 0.547 | 7.701 | 4.162 | 850 | 108.51 | -108.51
201 | 0.264 | 0.284 | 0.319 | 0.401 | 0.285 | 0.072 | 0.558 | 0.582 | 7.328 | 4.148 | 850 | 124.06 | -124.06
202 | 0.452 | 0.489 | 0.493 | 0.558 | 0.335 | 0.059 | 0.541 | 0.572 | 6.972 | 4.004 | 850 | 133.24 | -133.24
203 | 0.548 | 0.566 | 0.582 | 0.632 | 0.308 | 0.061 | 0.496 | 0.591 | 6.614 | 3.924 | 850 | 120.91 | -120.91
204 | 0.569 | 0.569 | 0.602 | 0.639 | 0.277 | 0.063 | 0.459 | 0.626 | 6.315 | 3.773 | 850 | 113.19 | -113.19
205 | 0.519 | 0.501 | 0.557 | 0.58 | 0.286 | 0.066 | 0.435 | 0.657 | 6.139 | 3.6 | 850 | 105.78 | -105.78
206 | 0.396 | 0.353 | 0.441 | 0.448 | 0.3 | 0.075 | 0.42 | 0.651 | 6.056 | 3.5 | 850 | 100.22 | -100.22
207 | 0.18 | 0.116 | 0.239 | 0.219 | 0.3 | 0.094 | 0.402 | 0.654 | 6.134 | 3.44 | 850 | 100.82 | -100.82
208 | 0 | 0 | 0.012 | 0 | 0.399 | 0.133 | 0.422 | 0.703 | 6.297 | 3.286 | 850 | 110.89 | -110.89
209 | 0 | 0 | 0 | 0 | 0.446 | 0.174 | 0.425 | 0.721 | 6.445 | 3.161 | 850 | 119.4 | -119.4
210 | 0 | 0 | 0 | 0 | 0.442 | 0.207 | 0.392 | 0.705 | 6.593 | 3.058 | 850 | 127.85 | -127.85
211 | 0 | 0 | 0 | 0 | 0.423 | 0.224 | 0.325 | 0.706 | 6.69 | 2.935 | 850 | 137.84 | -137.84
212 | 0 | 0 | 0 | 0 | 0.402 | 0.227 | 0.223 | 0.691 | 6.736 | 2.798 | 850 | 137.8 | -137.8
213 | 0 | 0 | 0 | 0 | 0.38 | 0.221 | 0.161 | 0.669 | 6.781 | 2.67 | 850 | 130.43 | -130.43
214 | 0 | 0 | 0 | 0 | 0.36 | 0.206 | 0.127 | 0.634 | 6.743 | 2.631 | 850 | 120.24 | -120.24
215 | 0 | 0 | 0 | 0 | 0.344 | 0.191 | 0.098 | 0.52 | 6.525 | 2.664 | 850 | 111.68 | -111.68
216 | 0 | 0 | 0 | 0 | 0.33 | 0.18 | 0.076 | 0.432 | 6.21 | 2.721 | 850 | 106.18 | -106.18
217 | 0 | 0 | 0 | 0 | 0.323 | 0.181 | 0.063 | 0.363 | 5.898 | 2.8 | 850 | 97.09 | -97.09
218 | 0 | 0 | 0 | 0 | 0.322 | 0.198 | 0.058 | 0.314 | 5.746 | 2.906 | 850 | 89.29 | -89.29
219 | 0 | 0 | 0 | 0 | 0.319 | 0.217 | 0.056 | 0.28 | 5.816 | 2.961 | 850 | 86.76 | -86.76
220 | 0 | 0 | 0 | 0 | 0.31 | 0.224 | 0.053 | 0.235 | 6.178 | 2.949 | 850 | 86.73 | -86.73
221 | 0 | 0 | 0 | 0 | 0.292 | 0.213 | 0.055 | 0.188 | 6.61 | 2.906 | 850 | 86.09 | -86.09
222 | 0 | 0 | 0 | 0 | 0.292 | 0.195 | 0.058 | 0.154 | 6.907 | 2.832 | 850 | 86.3 | -86.3
223 | 0 | 0 | 0 | 0 | 0.3 | 0.167 | 0.059 | 0.141 | 7.012 | 2.772 | 850 | 89.05 | -89.05
224 | 0.003 | 0.037 | 0.008 | 0.056 | 0.289 | 0.13 | 0.072 | 0.124 | 7.009 | 2.744 | 850 | 108.88 | -108.88
225 | 0.248 | 0.279 | 0.13 | 0.258 | 0.216 | 0.074 | 0.064 | 0.089 | 6.948 | 2.689 | 850 | 126.29 | -126.29
226 | 0.447 | 0.48 | 0.371 | 0.438 | 0.148 | 0.039 | 0.051 | 0.066 | 6.782 | 2.685 | 850 | 141.28 | -141.28
227 | 0.544 | 0.559 | 0.516 | 0.56 | 0.172 | 0.034 | 0.055 | 0.046 | 6.544 | 2.788 | 850 | 130.39 | -130.39
228 | 0.565 | 0.563 | 0.565 | 0.56 | 0.217 | 0.054 | 0.059 | 0.042 | 6.431 | 3.006 | 850 | 118.56 | -118.56
229 | 0.517 | 0.497 | 0.521 | 0.504 | 0.23 | 0.071 | 0.063 | 0.042 | 6.463 | 3.27 | 850 | 109.13 | -109.13
230 | 0.395 | 0.354 | 0.413 | 0.375 | 0.253 | 0.098 | 0.072 | 0.043 | 6.653 | 3.546 | 850 | 102.21 | -102.21
231 | 0.182 | 0.121 | 0.211 | 0.163 | 0.276 | 0.14 | 0.094 | 0.046 | 6.855 | 3.887 | 850 | 105.61 | -105.61
232 | 0 | 0 | 0.01 | 0 | 0.389 | 0.171 | 0.161 | 0.056 | 7.052 | 4.274 | 850 | 112.91 | -112.91
233 | 0 | 0 | 0 | 0 | 0.425 | 0.156 | 0.213 | 0.067 | 7.03 | 4.689 | 850 | 123.8 | -123.8
234 | 0 | 0 | 0 | 0 | 0.396 | 0.114 | 0.217 | 0.07 | 6.778 | 5.085 | 850 | 134.64 | -134.64
235 | 0 | 0 | 0 | 0 | 0.351 | 0.067 | 0.188 | 0.07 | 6.436 | 5.381 | 850 | 143.79 | -143.79
236 | 0 | 0 | 0 | 0 | 0.304 | 0.028 | 0.166 | 0.07 | 6.027 | 5.48 | 850 | 140 | -140
237 | 0 | 0 | 0 | 0 | 0.263 | 0.012 | 0.151 | 0.068 | 5.558 | 5.589 | 850 | 132.15 | -132.15
238 | 0 | 0 | 0 | 0 | 0.228 | 0.014 | 0.127 | 0.055 | 4.844 | 5.965 | 850 | 120 | -120
239 | 0 | 0 | 0 | 0 | 0.197 | 0.02 | 0.105 | 0.037 | 3.941 | 6.669 | 850 | 109.76 | -109.76
240 | 0 | 0 | 0 | 0 | 0.159 | 0.037 | 0.096 | 0.026 | 3.407 | 7.434 | 850 | 104.49 | -104.49
241 | 0 | 0 | 0 | 0 | 0.111 | 0.073 | 0.093 | 0.022 | 3.705 | 8.026 | 850 | 96.03 | -96.03
242 | 0 | 0 | 0 | 0 | 0.063 | 0.132 | 0.094 | 0.02 | 4.215 | 8.476 | 850 | 91.75 | -91.75
243 | 0 | 0 | 0 | 0 | 0.032 | 0.208 | 0.095 | 0.018 | 4.682 | 8.704 | 850 | 88.59 | -88.59
244 | 0 | 0 | 0 | 0 | 0.018 | 0.254 | 0.105 | 0.019 | 5.484 | 8.606 | 850 | 87.25 | -87.25
245 | 0 | 0 | 0 | 0 | 0.022 | 0.214 | 0.12 | 0.019 | 6.222 | 8.207 | 850 | 82.38 | -82.38
246 | 0 | 0 | 0 | 0 | 0.03 | 0.173 | 0.136 | 0.019 | 6.431 | 7.907 | 850 | 81.95 | -81.95
247 | 0 | 0 | 0 | 0 | 0.026 | 0.186 | 0.148 | 0.02 | 6.491 | 7.939 | 850 | 89.36 | -89.36
248 | 0 | 0.001 | 0.015 | 0.076 | 0.02 | 0.208 | 0.163 | 0.018 | 6.644 | 7.975 | 850 | 102.07 | -102.07
249 | 0.111 | 0.033 | 0.162 | 0.329 | 0.024 | 0.203 | 0.162 | 0.014 | 7.028 | 7.881 | 850 | 116.86 | -116.86
250 | 0.221 | 0.084 | 0.407 | 0.543 | 0.032 | 0.198 | 0.177 | 0.008 | 7.053 | 7.681 | 850 | 141 | -141
251 | 0.176 | 0.112 | 0.53 | 0.621 | 0.044 | 0.209 | 0.159 | 0.004 | 6.826 | 7.755 | 850 | 129.16 | -129.16
252 | 0.119 | 0.109 | 0.608 | 0.627 | 0.063 | 0.269 | 0.144 | 0.002 | 6.655 | 7.791 | 850 | 113.65 | -113.65
253 | 0.071 | 0.089 | 0.565 | 0.565 | 0.074 | 0.322 | 0.149 | 0.007 | 6.168 | 7.686 | 850 | 106.48 | -106.48
254 | 0.038 | 0.055 | 0.453 | 0.415 | 0.089 | 0.304 | 0.174 | 0.02 | 5.804 | 7.814 | 850 | 99.38 | -99.38
255 | 0.007 | 0.008 | 0.254 | 0.167 | 0.112 | 0.273 | 0.214 | 0.029 | 5.868 | 8.457 | 850 | 99 | -99
256 | 0 | 0 | 0.019 | 0 | 0.132 | 0.299 | 0.245 | 0.027 | 6.147 | 9.019 | 850 | 105.98 | -105.98
257 | 0 | 0 | 0 | 0 | 0.132 | 0.317 | 0.254 | 0.056 | 6.267 | 9.143 | 850 | 117.96 | -117.96
258 | 0 | 0 | 0 | 0 | 0.106 | 0.307 | 0.2 | 0.123 | 5.949 | 8.937 | 850 | 137.35 | -137.35
259 | 0 | 0 | 0 | 0 | 0.084 | 0.289 | 0.166 | 0.164 | 5.473 | 8.492 | 850 | 150.09 | -150.09
260 | 0 | 0 | 0 | 0 | 0.076 | 0.26 | 0.157 | 0.188 | 5.162 | 7.788 | 850 | 136.69 | -136.69
261 | 0 | 0 | 0 | 0 | 0.078 | 0.215 | 0.141 | 0.192 | 4.962 | 6.858 | 850 | 132.31 | -132.31
262 | 0 | 0 | 0 | 0 | 0.09 | 0.173 | 0.097 | 0.184 | 4.903 | 5.782 | 850 | 117.88 | -117.88
263 | 0 | 0 | 0 | 0 | 0.111 | 0.142 | 0.068 | 0.173 | 4.99 | 4.621 | 850 | 107.19 | -107.19
264 | 0 | 0 | 0 | 0 | 0.125 | 0.117 | 0.059 | 0.151 | 5.237 | 3.531 | 850 | 100 | -100
265 | 0 | 0 | 0 | 0 | 0.133 | 0.097 | 0.066 | 0.112 | 5.627 | 2.961 | 850 | 97.22 | -97.22
266 | 0 | 0 | 0 | 0 | 0.134 | 0.087 | 0.069 | 0.084 | 6.067 | 3.197 | 850 | 91.04 | -91.04
267 | 0 | 0 | 0 | 0 | 0.127 | 0.083 | 0.068 | 0.066 | 6.391 | 4.084 | 850 | 88.22 | -88.22
268 | 0 | 0 | 0 | 0 | 0.114 | 0.087 | 0.078 | 0.046 | 6.684 | 5.02 | 850 | 85.22 | -85.22
269 | 0 | 0 | 0 | 0 | 0.111 | 0.1 | 0.095 | 0.029 | 7.407 | 5.894 | 850 | 84.63 | -84.63
270 | 0 | 0 | 0 | 0 | 0.132 | 0.113 | 0.1 | 0.021 | 8.52 | 6.575 | 850 | 84.34 | -84.34
271 | 0 | 0 | 0 | 0 | 0.178 | 0.135 | 0.095 | 0.019 | 9.675 | 6.947 | 850 | 85.32 | -85.32
272 | 0 | 0 | 0.022 | 0.026 | 0.224 | 0.15 | 0.095 | 0.02 | 10.738 | 7.199 | 850 | 92.11 | -92.11
273 | 0.007 | 0.029 | 0.174 | 0.123 | 0.233 | 0.143 | 0.07 | 0.018 | 11.401 | 7.082 | 850 | 118.16 | -118.16
274 | 0.016 | 0.063 | 0.365 | 0.214 | 0.235 | 0.147 | 0.042 | 0.013 | 11.505 | 6.801 | 850 | 140.74 | -140.74
275 | 0.039 | 0.087 | 0.475 | 0.25 | 0.273 | 0.155 | 0.036 | 0.013 | 11.18 | 6.784 | 850 | 134.96 | -134.96
276 | 0.047 | 0.107 | 0.458 | 0.249 | 0.322 | 0.182 | 0.031 | 0.015 | 10.851 | 7 | 850 | 122.01 | -122.01
277 | 0.062 | 0.102 | 0.372 | 0.214 | 0.333 | 0.224 | 0.041 | 0.018 | 10.832 | 7.231 | 850 | 114.73 | -114.73
278 | 0.063 | 0.062 | 0.253 | 0.145 | 0.347 | 0.267 | 0.053 | 0.019 | 10.943 | 7.548 | 850 | 106.98 | -106.98
279 | 0.022 | 0.008 | 0.095 | 0.049 | 0.408 | 0.263 | 0.055 | 0.025 | 11.121 | 8.185 | 850 | 103.08 | -103.08
280 | 0 | 0 | 0 | 0 | 0.46 | 0.323 | 0.056 | 0.035 | 11.523 | 8.54 | 850 | 104.54 | -104.54
281 | 0 | 0 | 0 | 0 | 0.434 | 0.359 | 0.049 | 0.046 | 11.56 | 8.401 | 850 | 110 | -110
282 | 0 | 0 | 0 | 0 | 0.426 | 0.346 | 0.039 | 0.055 | 11.375 | 8.154 | 850 | 120 | -120
283 | 0 | 0 | 0 | 0 | 0.402 | 0.373 | 0.031 | 0.059 | 10.956 | 7.826 | 850 | 127.5 | -127.5
284 | 0 | 0 | 0 | 0 | 0.366 | 0.411 | 0.025 | 0.071 | 10.554 | 7.755 | 850 | 126 | -126
285 | 0 | 0 | 0 | 0 | 0.392 | 0.44 | 0.021 | 0.085 | 10.383 | 8.058 | 850 | 119.47 | -119.47
286 | 0 | 0 | 0 | 0 | 0.413 | 0.46 | 0.019 | 0.096 | 10.276 | 8.44 | 850 | 108.79 | -108.79
287 | 0 | 0 | 0 | 0 | 0.433 | 0.474 | 0.018 | 0.107 | 10.551 | 9.062 | 850 | 98.48 | -98.48
288 | 0 | 0 | 0 | 0 | 0.45 | 0.442 | 0.018 | 0.114 | 10.664 | 9.667 | 850 | 93.37 | -93.37
289 | 0 | 0 | 0 | 0 | 0.446 | 0.48 | 0.018 | 0.115 | 10.746 | 10.189 | 850 | 85.38 | -85.38
290 | 0 | 0 | 0 | 0 | 0.44 | 0.482 | 0.015 | 0.113 | 11.015 | 10.678 | 850 | 90 | -90
291 | 0 | 0 | 0 | 0 | 0.396 | 0.477 | 0.011 | 0.114 | 11.249 | 10.764 | 850 | 85 | -85
292 | 0 | 0 | 0 | 0 | 0.406 | 0.488 | 0.008 | 0.116 | 11.551 | 10.717 | 850 | 82 | -82
293 | 0 | 0 | 0 | 0 | 0.454 | 0.46 | 0.006 | 0.113 | 11.93 | 10.93 | 850 | 78.47 | -78.47
294 | 0 | 0 | 0 | 0 | 0.457 | 0.51 | 0.012 | 0.101 | 12.364 | 10.986 | 850 | 75 | -75
295 | 0 | 0 | 0 | 0 | 0.458 | 0.587 | 0.019 | 0.083 | 12.875 | 11.437 | 850 | 74.92 | -74.92
296 | 0 | 0 | 0.005 | 0.009 | 0.518 | 0.553 | 0.022 | 0.079 | 13.053 | 12.197 | 850 | 78.1 | -78.1
297 | 0.005 | 0.014 | 0.063 | 0.064 | 0.547 | 0.538 | 0.029 | 0.11 | 13.148 | 12.537 | 850 | 82.22 | -82.22
298 | 0.023 | 0.048 | 0.138 | 0.108 | 0.614 | 0.602 | 0.041 | 0.129 | 13.35 | 13.272 | 850 | 85.26 | -85.26
299 | 0.027 | 0.096 | 0.192 | 0.133 | 0.667 | 0.662 | 0.054 | 0.154 | 13.229 | 14.355 | 850 | 75.11 | -75.11
300 | 0.035 | 0.116 | 0.225 | 0.135 | 0.697 | 0.741 | 0.076 | 0.181 | 13.615 | 14.646 | 850 | 74.21 | -74.21
301 | 0.036 | 0.068 | 0.279 | 0.151 | 0.741 | 0.781 | 0.113 | 0.217 | 13.64 | 14.81 | 850 | 72.72 | -72.72
302 | 0.025 | 0.029 | 0.23 | 0.106 | 0.771 | 0.819 | 0.159 | 0.26 | 13.761 | 14.605 | 850 | 70.35 | -70.35
303 | 0.004 | 0.001 | 0.136 | 0.038 | 0.783 | 0.839 | 0.202 | 0.294 | 13.891 | 14.316 | 850 | 63.67 | -63.67
304 | 0 | 0 | 0.006 | 0 | 0.794 | 0.854 | 0.244 | 0.314 | 14.332 | 14.29 | 850 | 67.91 | -67.91
305 | 0 | 0 | 0 | 0 | 0.789 | 0.871 | 0.29 | 0.333 | 14.524 | 14.476 | 850 | 68.61 | -68.61
306 | 0 | 0 | 0 | 0 | 0.746 | 0.868 | 0.287 | 0.344 | 14.825 | 14.649 | 850 | 70.78 | -70.78
307 | 0 | 0 | 0 | 0 | 0.689 | 0.859 | 0.267 | 0.306 | 15.148 | 14.504 | 850 | 74.22 | -74.22
308 | 0 | 0 | 0 | 0 | 0.714 | 0.858 | 0.241 | 0.289 | 15.332 | 14.152 | 850 | 75.81 | -75.81
309 | 0 | 0 | 0 | 0 | 0.767 | 0.865 | 0.203 | 0.266 | 14.771 | 13.948 | 850 | 73.82 | -73.82
310 | 0 | 0 | 0 | 0 | 0.76 | 0.88 | 0.182 | 0.254 | 14.297 | 13.649 | 850 | 73.06 | -73.06
311 | 0 | 0 | 0 | 0 | 0.788 | 0.891 | 0.181 | 0.231 | 13.805 | 13.467 | 850 | 70.93 | -70.93
312 | 0 | 0 | 0 | 0 | 0.835 | 0.881 | 0.197 | 0.2 | 13.673 | 13.297 | 850 | 64.3 | -64.3
313 | 0 | 0 | 0 | 0 | 0.836 | 0.834 | 0.222 | 0.196 | 13.342 | 12.91 | 850 | 63.16 | -63.16
314 | 0 | 0 | 0 | 0 | 0.788 | 0.776 | 0.251 | 0.214 | 12.892 | 12.61 | 850 | 64.02 | -64.02
315 | 0 | 0 | 0 | 0 | 0.706 | 0.719 | 0.276 | 0.225 | 12.496 | 12.635 | 850 | 62.11 | -62.11
316 | 0 | 0 | 0 | 0 | 0.634 | 0.69 | 0.27 | 0.214 | 11.991 | 12.312 | 850 | 62.93 | -62.93
317 | 0 | 0 | 0 | 0 | 0.6 | 0.691 | 0.246 | 0.199 | 11.606 | 11.902 | 850 | 64.01 | -64.01
318 | 0 | 0 | 0 | 0 | 0.544 | 0.677 | 0.225 | 0.188 | 11.466 | 11.461 | 850 | 64.67 | -64.67
319 | 0 | 0 | 0 | 0 | 0.522 | 0.664 | 0.224 | 0.178 | 11.602 | 11.662 | 850 | 65.2 | -65.2
320 | 0 | 0 | 0.01 | 0.012 | 0.507 | 0.653 | 0.224 | 0.173 | 11.708 | 11.763 | 850 | 67.31 | -67.31
321 | 0 | 0.016 | 0.115 | 0.069 | 0.473 | 0.648 | 0.151 | 0.151 | 11.851 | 11.45 | 850 | 71.66 | -71.66
322 | 0.012 | 0.032 | 0.251 | 0.121 | 0.476 | 0.646 | 0.107 | 0.134 | 11.774 | 11.482 | 850 | 76.74 | -76.74
323 | 0.026 | 0.038 | 0.338 | 0.16 | 0.457 | 0.62 | 0.101 | 0.114 | 11.656 | 11.831 | 850 | 81.14 | -81.14
324 | 0.029 | 0.034 | 0.393 | 0.163 | 0.467 | 0.62 | 0.14 | 0.091 | 11.767 | 11.789 | 850 | 80.63 | -80.63
325 | 0.023 | 0.033 | 0.393 | 0.147 | 0.538 | 0.619 | 0.156 | 0.08 | 11.874 | 11.44 | 850 | 81.84 | -81.84
326 | 0.007 | 0.019 | 0.324 | 0.1 | 0.627 | 0.661 | 0.153 | 0.067 | 11.994 | 10.968 | 850 | 80.39 | -80.39
327 | 0 | 0 | 0.183 | 0.032 | 0.657 | 0.658 | 0.15 | 0.041 | 11.971 | 11.066 | 850 | 77.04 | -77.04
328 | 0 | 0 | 0.015 | 0 | 0.691 | 0.674 | 0.221 | 0.018 | 12.222 | 11.357 | 850 | 79.15 | -79.15
329 | 0 | 0 | 0 | 0 | 0.714 | 0.683 | 0.339 | 0.016 | 12.716 | 11.663 | 850 | 82.32 | -82.32
330 | 0 | 0 | 0 | 0 | 0.72 | 0.721 | 0.446 | 0.029 | 13.033 | 11.967 | 850 | 86.62 | -86.62
331 | 0 | 0 | 0 | 0 | 0.699 | 0.768 | 0.525 | 0.059 | 13.369 | 11.911 | 850 | 91.86 | -91.86
332 | 0 | 0 | 0 | 0 | 0.705 | 0.789 | 0.564 | 0.119 | 14.144 | 12.299 | 850 | 96.97 | -96.97
333 | 0 | 0 | 0 | 0 | 0.719 | 0.806 | 0.544 | 0.222 | 14.73 | 12.391 | 850 | 88.91 | -88.91
334 | 0 | 0 | 0 | 0 | 0.802 | 0.763 | 0.522 | 0.386 | 15.763 | 12.054 | 850 | 81 | -81
335 | 0 | 0 | 0 | 0 | 0.754 | 0.781 | 0.522 | 0.518 | 16.572 | 11.903 | 850 | 78.6 | -78.6
336 | 0 | 0 | 0 | 0 | 0.74 | 0.808 | 0.528 | 0.542 | 16.648 | 12.316 | 850 | 75.39 | -75.39
337 | 0 | 0 | 0 | 0 | 0.767 | 0.858 | 0.497 | 0.515 | 16.669 | 13.826 | 850 | 67.19 | -67.19
338 | 0 | 0 | 0 | 0 | 0.808 | 0.871 | 0.458 | 0.585 | 16.467 | 15.669 | 850 | 67.9 | -67.9
339 | 0 | 0 | 0 | 0 | 0.81 | 0.869 | 0.447 | 0.639 | 15.878 | 15.775 | 850 | 65 | -65
340 | 0 | 0 | 0 | 0 | 0.813 | 0.907 | 0.413 | 0.617 | 15.612 | 15.373 | 850 | 63.94 | -63.94
341 | 0 | 0 | 0 | 0 | 0.838 | 0.931 | 0.401 | 0.518 | 15.296 | 14.907 | 850 | 62.04 | -62.04
342 | 0 | 0 | 0 | 0 | 0.78 | 0.92 | 0.406 | 0.526 | 14.934 | 15.82 | 850 | 62.04 | -62.04
343 | 0 | 0 | 0 | 0 | 0.737 | 0.906 | 0.409 | 0.619 | 14.477 | 15.746 | 850 | 69.25 | -69.25
344 | 0 | 0 | 0.002 | 0.011 | 0.708 | 0.903 | 0.428 | 0.617 | 13.817 | 15.364 | 850 | 79.95 | -79.95
345 | 0.009 | 0.023 | 0.055 | 0.063 | 0.689 | 0.893 | 0.376 | 0.488 | 12.891 | 14.591 | 850 | 83.84 | -83.84
346 | 0.042 | 0.043 | 0.113 | 0.128 | 0.602 | 0.859 | 0.44 | 0.482 | 11.471 | 13.736 | 850 | 99.3 | -99.3
347 | 0.083 | 0.057 | 0.165 | 0.133 | 0.669 | 0.843 | 0.555 | 0.577 | 10.003 | 13.399 | 850 | 100.29 | -100.29
348 | 0.115 | 0.074 | 0.175 | 0.11 | 0.732 | 0.841 | 0.616 | 0.645 | 8.936 | 12.922 | 850 | 94.88 | -94.88
349 | 0.077 | 0.072 | 0.148 | 0.085 | 0.746 | 0.837 | 0.646 | 0.666 | 8.541 | 12.115 | 850 | 90.26 | -90.26
350 | 0.033 | 0.037 | 0.095 | 0.053 | 0.725 | 0.81 | 0.627 | 0.622 | 8.362 | 11.103 | 850 | 83.86 | -83.86
351 | 0.003 | 0.004 | 0.038 | 0.02 | 0.694 | 0.756 | 0.587 | 0.624 | 8.372 | 10.112 | 850 | 82.15 | -82.15
352 | 0 | 0 | 0 | 0 | 0.681 | 0.657 | 0.625 | 0.619 | 8.52 | 9.452 | 850 | 84.5 | -84.5
353 | 0 | 0 | 0 | 0 | 0.605 | 0.576 | 0.644 | 0.639 | 9.262 | 8.772 | 850 | 89.44 | -89.44
354 | 0 | 0 | 0 | 0 | 0.624 | 0.491 | 0.6 | 0.721 | 11.063 | 7.974 | 850 | 97.52 | -97.52
355 | 0 | 0 | 0 | 0 | 0.593 | 0.369 | 0.573 | 0.754 | 12.694 | 7.166 | 850 | 106.46 | -106.46
356 | 0 | 0 | 0 | 0 | 0.657 | 0.266 | 0.531 | 0.776 | 13.228 | 6.465 | 850 | 112.8 | -112.8
357 | 0 | 0 | 0 | 0 | 0.792 | 0.174 | 0.494 | 0.765 | 12.771 | 5.742 | 850 | 110.38 | -110.38
358 | 0 | 0 | 0 | 0 | 0.816 | 0.124 | 0.436 | 0.762 | 12.233 | 5.125 | 850 | 102.42 | -102.42
359 | 0 | 0 | 0 | 0 | 0.728 | 0.087 | 0.391 | 0.754 | 11.676 | 4.783 | 850 | 91.78 | -91.78
360 | 0 | 0 | 0 | 0 | 0.661 | 0.045 | 0.338 | 0.724 | 11.359 | 4.546 | 850 | 89.49 | -89.49
361 | 0 | 0 | 0 | 0 | 0.675 | 0.043 | 0.299 | 0.769 | 11.22 | 4.18 | 850 | 86.43 | -86.43
362 | 0 | 0 | 0 | 0 | 0.683 | 0.091 | 0.298 | 0.756 | 11.116 | 3.846 | 850 | 81.45 | -81.45
363 | 0 | 0 | 0 | 0 | 0.682 | 0.133 | 0.245 | 0.719 | 11.153 | 3.607 | 850 | 81.07 | -81.07
364 | 0 | 0 | 0 | 0 | 0.636 | 0.138 | 0.194 | 0.671 | 11.595 | 3.206 | 850 | 79.92 | -79.92
365 | 0 | 0 | 0 | 0 | 0.646 | 0.142 | 0.132 | 0.627 | 11.942 | 2.941 | 850 | 78.19 | -78.19
366 | 0 | 0 | 0 | 0 | 0.605 | 0.246 | 0.095 | 0.571 | 11.815 | 3.011 | 850 | 76.97 | -76.97
367 | 0 | 0 | 0 | 0 | 0.518 | 0.335 | 0.083 | 0.513 | 11.409 | 3.35 | 850 | 81.45 | -81.45
368 | 0 | 0 | 0.002 | 0.008 | 0.48 | 0.394 | 0.069 | 0.41 | 10.94 | 3.782 | 850 | 94.07 | -94.07
369 | 0.017 | 0.039 | 0.056 | 0.036 | 0.57 | 0.401 | 0.048 | 0.265 | 10.477 | 4.248 | 850 | 114.77 | -114.77
370 | 0.045 | 0.072 | 0.125 | 0.057 | 0.433 | 0.366 | 0.035 | 0.187 | 10.163 | 4.507 | 850 | 144.11 | -144.11
371 | 0.062 | 0.092 | 0.203 | 0.061 | 0.415 | 0.414 | 0.028 | 0.144 | 9.869 | 4.609 | 850 | 138.6 | -138.6
372 | 0.063 | 0.093 | 0.264 | 0.057 | 0.497 | 0.518 | 0.026 | 0.094 | 9.768 | 4.8 | 850 | 122 | -122
373 | 0.043 | 0.074 | 0.308 | 0.044 | 0.486 | 0.535 | 0.036 | 0.048 | 9.861 | 5.008 | 850 | 110 | -110
374 | 0.02 | 0.041 | 0.281 | 0.03 | 0.487 | 0.544 | 0.049 | 0.019 | 9.952 | 5.373 | 850 | 103.43 | -103.43
375 | 0.005 | 0.007 | 0.154 | 0.009 | 0.504 | 0.537 | 0.043 | 0.007 | 9.952 | 5.932 | 850 | 94.98 | -94.98
376 | 0 | 0 | 0.019 | 0 | 0.497 | 0.504 | 0.025 | 0.01 | 10.141 | 6.615 | 850 | 96 | -96
377 | 0 | 0 | 0 | 0 | 0.488 | 0.418 | 0.038 | 0.038 | 10.327 | 7.283 | 850 | 110.25 | -110.25
378 | 0 | 0 | 0 | 0 | 0.517 | 0.415 | 0.06 | 0.077 | 10.674 | 8.003 | 850 | 111.39 | -111.39
379 | 0 | 0 | 0 | 0 | 0.523 | 0.433 | 0.087 | 0.109 | 10.978 | 9.087 | 850 | 128.15 | -128.15
380 | 0 | 0 | 0 | 0 | 0.51 | 0.42 | 0.109 | 0.152 | 11.559 | 9.941 | 850 | 127.31 | -127.31
381 | 0 | 0 | 0 | 0 | 0.491 | 0.41 | 0.128 | 0.2 | 12.397 | 10.57 | 850 | 111.77 | -111.77
382 | 0 | 0 | 0 | 0 | 0.474 | 0.396 | 0.142 | 0.236 | 13.35 | 10.547 | 850 | 95.49 | -95.49
383 | 0 | 0 | 0 | 0 | 0.457 | 0.389 | 0.149 | 0.231 | 13.871 | 11.117 | 850 | 86.21 | -86.21
384 | 0 | 0 | 0 | 0 | 0.461 | 0.381 | 0.166 | 0.209 | 14.678 | 11.16 | 850 | 82.04 | -82.04
385 | 0 | 0 | 0 | 0 | 0.467 | 0.367 | 0.172 | 0.176 | 15.158 | 10.846 | 850 | 77.69 | -77.69
386 | 0 | 0 | 0 | 0 | 0.449 | 0.36 | 0.216 | 0.171 | 15.539 | 11.179 | 850 | 71.61 | -71.61
387 | 0 | 0 | 0 | 0 | 0.42 | 0.35 | 0.248 | 0.171 | 15.635 | 11.604 | 850 | 71.52 | -71.52
388 | 0 | 0 | 0 | 0 | 0.407 | 0.344 | 0.26 | 0.142 | 15.577 | 12.062 | 850 | 70.69 | -70.69
389 | 0 | 0 | 0 | 0 | 0.393 | 0.34 | 0.272 | 0.126 | 15.264 | 12.339 | 850 | 69.74 | -69.74
390 | 0 | 0 | 0 | 0 | 0.376 | 0.353 | 0.342 | 0.138 | 14.743 | 13.015 | 850 | 69.47 | -69.47
391 | 0 | 0 | 0 | 0 | 0.347 | 0.357 | 0.335 | 0.166 | 14.033 | 13.368 | 850 | 71.06 | -71.06
392 | 0 | 0.011 | 0 | 0.006 | 0.338 | 0.36 | 0.322 | 0.179 | 13.005 | 13.376 | 850 | 75.09 | -75.09
393 | 0.032 | 0.07 | 0.004 | 0.015 | 0.289 | 0.323 | 0.344 | 0.198 | 11.769 | 12.976 | 850 | 84.39 | -84.39
394 | 0.068 | 0.111 | 0.015 | 0.02 | 0.238 | 0.267 | 0.354 | 0.203 | 10.5 | 12.659 | 850 | 96.5 | -96.5
395 | 0.075 | 0.122 | 0.023 | 0.02 | 0.2 | 0.267 | 0.363 | 0.189 | 9.037 | 12.471 | 850 | 106.16 | -106.16
396 | 0.063 | 0.094 | 0.032 | 0.028 | 0.132 | 0.213 | 0.444 | 0.169 | 7.686 | 11.546 | 850 | 110.33 | -110.33
397 | 0.043 | 0.056 | 0.029 | 0.03 | 0.098 | 0.172 | 0.577 | 0.178 | 6.787 | 10.185 | 850 | 111.1 | -111.1
398 | 0.023 | 0.02 | 0.015 | 0.024 | 0.063 | 0.148 | 0.77 | 0.247 | 6.208 | 8.767 | 850 | 117.71 | -117.71
399 | 0.004 | 0 | 0.013 | 0 | 0.036 | 0.148 | 0.92 | 0.351 | 5.889 | 7.745 | 850 | 121.7 | -121.7
400 | 0 | 0 | 0 | 0 | 0.023 | 0.17 | 0.913 | 0.518 | 6.1 | 7.149 | 850 | 121.74 | -121.74
401 | 0 | 0 | 0 | 0 | 0.009 | 0.163 | 0.871 | 0.743 | 6.497 | 6.621 | 850 | 125.46 | -125.46
402 | 0 | 0 | 0 | 0 | 0.005 | 0.13 | 0.861 | 0.781 | 6.736 | 5.95 | 850 | 128.56 | -128.56
403 | 0 | 0 | 0 | 0 | 0.016 | 0.067 | 0.88 | 0.787 | 6.809 | 5.286 | 850 | 140.52 | -140.52
404 | 0 | 0 | 0 | 0 | 0.038 | 0.01 | 0.852 | 0.777 | 6.896 | 4.843 | 850 | 123.59 | -123.59
405 | 0 | 0 | 0 | 0 | 0.063 | 0.021 | 0.838 | 0.732 | 7.041 | 4.895 | 850 | 114.28 | -114.28
406 | 0 | 0 | 0 | 0 | 0.08 | 0.117 | 0.81 | 0.729 | 7.237 | 5.42 | 850 | 109.8 | -109.8
407 | 0 | 0 | 0 | 0 | 0.089 | 0.209 | 0.79 | 0.73 | 7.496 | 6.116 | 850 | 101.09 | -101.09
408 | 0 | 0 | 0 | 0 | 0.105 | 0.224 | 0.786 | 0.746 | 7.817 | 6.738 | 850 | 94.28 | -94.28
409 | 0 | 0 | 0 | 0 | 0.138 | 0.195 | 0.801 | 0.768 | 8.095 | 7.272 | 850 | 84.17 | -84.17
410 | 0 | 0 | 0 | 0 | 0.164 | 0.158 | 0.775 | 0.776 | 8.402 | 7.6 | 850 | 81.33 | -81.33
411 | 0 | 0 | 0 | 0 | 0.171 | 0.12 | 0.796 | 0.75 | 8.576 | 7.713 | 850 | 77.2 | -77.2
412 | 0 | 0 | 0 | 0 | 0.177 | 0.104 | 0.783 | 0.756 | 8.496 | 7.427 | 850 | 75.29 | -75.29
413 | 0 | 0 | 0 | 0 | 0.165 | 0.097 | 0.726 | 0.774 | 8.292 | 7.115 | 850 | 74.91 | -74.91
414 | 0 | 0 | 0 | 0 | 0.146 | 0.1 | 0.737 | 0.732 | 8.016 | 7.013 | 850 | 77.57 | -77.57
415 | 0 | 0 | 0 | 0 | 0.125 | 0.095 | 0.768 | 0.706 | 7.781 | 7.098 | 850 | 81 | -81
416 | 0 | 0.009 | 0 | 0 | 0.119 | 0.088 | 0.731 | 0.607 | 7.698 | 7.34 | 850 | 91.44 | -91.44
417 | 0.092 | 0.071 | 0.016 | 0.007 | 0.126 | 0.066 | 0.695 | 0.463 | 7.829 | 7.424 | 850 | 111.55 | -111.55
418 | 0.218 | 0.213 | 0.053 | 0.016 | 0.101 | 0.054 | 0.639 | 0.414 | 7.989 | 7.351 | 850 | 125.89 | -125.89
419 | 0.296 | 0.314 | 0.077 | 0.041 | 0.102 | 0.06 | 0.689 | 0.521 | 8.136 | 7.309 | 850 | 122.17 | -122.17
420 | 0.274 | 0.379 | 0.083 | 0.069 | 0.139 | 0.069 | 0.691 | 0.501 | 8.243 | 7.5 | 850 | 110.9 | -110.9
421 | 0.234 | 0.365 | 0.102 | 0.048 | 0.193 | 0.095 | 0.584 | 0.42 | 8.331 | 7.961 | 850 | 107.95 | -107.95
422 | 0.181 | 0.222 | 0.105 | 0.026 | 0.245 | 0.129 | 0.521 | 0.548 | 8.391 | 8.463 | 850 | 93.55 | -93.55
423 | 0.086 | 0.084 | 0.046 | 0.021 | 0.314 | 0.2 | 0.548 | 0.709 | 8.359 | 9.079 | 850 | 87.62 | -87.62
424 | 0 | 0 | 0 | 0 | 0.385 | 0.328 | 0.48 | 0.713 | 8.225 | 9.44 | 850 | 86.43 | -86.43
425 | 0 | 0 | 0 | 0 | 0.399 | 0.426 | 0.355 | 0.661 | 8.5 | 9.371 | 850 | 94.25 | -94.25
426 | 0 | 0 | 0 | 0 | 0.379 | 0.456 | 0.249 | 0.583 | 9.332 | 9.485 | 850 | 99.52 | -99.52
427 | 0 | 0 | 0 | 0 | 0.354 | 0.389 | 0.189 | 0.494 | 10.49 | 10.017 | 850 | 104.68 | -104.68
428 | 0 | 0 | 0 | 0 | 0.352 | 0.279 | 0.159 | 0.419 | 11.429 | 10.516 | 850 | 103.26 | -103.26
429 | 0 | 0 | 0 | 0 | 0.383 | 0.25 | 0.151 | 0.338 | 12.176 | 10.67 | 850 | 94.53 | -94.53
430 | 0 | 0 | 0 | 0 | 0.43 | 0.243 | 0.155 | 0.273 | 12.696 | 10.725 | 850 | 86.97 | -86.97
431 | 0 | 0 | 0 | 0 | 0.48 | 0.269 | 0.156 | 0.238 | 13.123 | 10.807 | 850 | 83.12 | -83.12
432 | 0 | 0 | 0 | 0 | 0.544 | 0.298 | 0.157 | 0.227 | 13.491 | 11.242 | 850 | 80.93 | -80.93
433 | 0 | 0 | 0 | 0 | 0.6 | 0.325 | 0.16 | 0.213 | 13.498 | 11.834 | 850 | 73.61 | -73.61
434 | 0 | 0 | 0 | 0 | 0.638 | 0.377 | 0.15 | 0.199 | 13.428 | 11.754 | 850 | 70.58 | -70.58
435 | 0 | 0 | 0 | 0 | 0.677 | 0.423 | 0.145 | 0.207 | 13.52 | 12.345 | 850 | 66.95 | -66.95
436 | 0 | 0 | 0 | 0 | 0.682 | 0.448 | 0.139 | 0.222 | 13.524 | 12.845 | 850 | 65.63 | -65.63
437 | 0 | 0 | 0 | 0 | 0.659 | 0.443 | 0.132 | 0.21 | 13.212 | 12.829 | 850 | 62.76 | -62.76
438 | 0 | 0 | 0 | 0 | 0.59 | 0.491 | 0.128 | 0.212 | 12.732 | 12.764 | 850 | 63.32 | -63.32
439 | 0 | 0 | 0 | 0 | 0.497 | 0.595 | 0.115 | 0.215 | 12.186 | 12.305 | 850 | 67.47 | -67.47
440 | 0 | 0.02 | 0.012 | 0.027 | 0.491 | 0.627 | 0.094 | 0.229 | 11.756 | 12.036 | 850 | 77.94 | -77.94
441 | 0.04 | 0.1 | 0.101 | 0.098 | 0.497 | 0.663 | 0.073 | 0.227 | 11.51 | 11.945 | 850 | 87.17 | -87.17
442 | 0.122 | 0.179 | 0.214 | 0.191 | 0.438 | 0.557 | 0.049 | 0.227 | 11.714 | 11.592 | 850 | 104.27 | -104.27
443 | 0.204 | 0.29 | 0.404 | 0.281 | 0.453 | 0.587 | 0.036 | 0.233 | 12.067 | 11.159 | 850 | 103.06 | -103.06
444 | 0.196 | 0.409 | 0.518 | 0.552 | 0.458 | 0.622 | 0.032 | 0.24 | 12.901 | 11.191 | 850 | 95.15 | -95.15
445 | 0.141 | 0.37 | 0.503 | 0.515 | 0.506 | 0.611 | 0.032 | 0.225 | 14.048 | 11.409 | 850 | 86.36 | -86.36
446 | 0.102 | 0.178 | 0.374 | 0.37 | 0.541 | 0.584 | 0.04 | 0.195 | 14.804 | 11.401 | 850 | 76.83 | -76.83
447 | 0.075 | 0.033 | 0.2 | 0.106 | 0.618 | 0.58 | 0.053 | 0.161 | 15.134 | 11.685 | 850 | 73.35 | -73.35
448 | 0 | 0 | 0.017 | 0 | 0.697 | 0.554 | 0.067 | 0.158 | 15.234 | 12.763 | 850 | 75.21 | -75.21
449 | 0 | 0 | 0 | 0 | 0.709 | 0.591 | 0.078 | 0.173 | 15.257 | 14.38 | 850 | 77.45 | -77.45
450 | 0 | 0 | 0 | 0 | 0.685 | 0.638 | 0.081 | 0.193 | 15.243 | 15.078 | 850 | 84.69 | -84.69
451 | 0 | 0 | 0 | 0 | 0.681 | 0.676 | 0.078 | 0.173 | 15.473 | 14.897 | 850 | 93.6 | -93.6
452 | 0 | 0 | 0 | 0 | 0.658 | 0.694 | 0.07 | 0.132 | 15.638 | 15.568 | 850 | 91.7 | -91.7
453 | 0 | 0 | 0 | 0 | 0.668 | 0.692 | 0.064 | 0.101 | 15.56 | 16.187 | 850 | 82.23 | -82.23
454 | 0 | 0 | 0 | 0 | 0.655 | 0.687 | 0.066 | 0.081 | 15.55 | 16.136 | 850 | 74 | -74
455 | 0 | 0 | 0 | 0 | 0.647 | 0.689 | 0.063 | 0.077 | 15.624 | 15.84 | 850 | 71.12 | -71.12
456 | 0 | 0 | 0 | 0 | 0.646 | 0.696 | 0.068 | 0.083 | 15.585 | 15.67 | 850 | 68.64 | -68.64
457 | 0 | 0 | 0 | 0 | 0.666 | 0.698 | 0.084 | 0.088 | 15.309 | 15.649 | 850 | 64.75 | -64.75
458 | 0 | 0 | 0 | 0 | 0.677 | 0.697 | 0.095 | 0.076 | 15.08 | 15.69 | 850 | 66 | -66
459 | 0 | 0 | 0 | 0 | 0.68 | 0.693 | 0.101 | 0.065 | 15.011 | 15.646 | 850 | 63.45 | -63.45
460 | 0 | 0 | 0 | 0 | 0.678 | 0.692 | 0.106 | 0.062 | 14.87 | 15.692 | 850 | 63.54 | -63.54
461 | 0 | 0 | 0 | 0 | 0.668 | 0.689 | 0.108 | 0.068 | 14.732 | 15.752 | 850 | 61.82 | -61.82
462 | 0 | 0 | 0 | 0 | 0.658 | 0.686 | 0.111 | 0.07 | 14.782 | 15.834 | 850 | 61.85 | -61.85
463 | 0 | 0 | 0 | 0 | 0.654 | 0.691 | 0.113 | 0.07 | 14.569 | 15.776 | 850 | 61.75 | -61.75
464 | 0 | 0.029 | 0.054 | 0.043 | 0.647 | 0.691 | 0.108 | 0.064 | 14.294 | 15.544 | 850 | 62.59 | -62.59
465 | 0.053 | 0.194 | 0.235 | 0.212 | 0.701 | 0.666 | 0.087 | 0.036 | 14.072 | 15.165 | 850 | 66.9 | -66.9
466 | 0.15 | 0.43 | 0.479 | 0.483 | 0.701 | 0.701 | 0.063 | 0.023 | 13.79 | 14.53 | 850 | 74.82 | -74.82
467 | 0.209 | 0.534 | 0.607 | 0.636 | 0.684 | 0.77 | 0.059 | 0.014 | 13.752 | 13.832 | 850 | 77.9 | -77.9
468 | 0.258 | 0.534 | 0.652 | 0.644 | 0.634 | 0.766 | 0.097 | 0.012 | 14.035 | 13.055 | 850 | 71.8 | -71.8
469 | 0.314 | 0.465 | 0.611 | 0.589 | 0.609 | 0.732 | 0.105 | 0.012 | 14.04 | 12.582 | 850 | 70.77 | -70.77
470 | 0.319 | 0.322 | 0.503 | 0.464 | 0.584 | 0.684 | 0.12 | 0.012 | 13.815 | 12.353 | 850 | 67.73 | -67.73
471 | 0.151 | 0.102 | 0.311 | 0.253 | 0.554 | 0.666 | 0.138 | 0.008 | 13.584 | 11.783 | 850 | 68.78 | -68.78
472 | 0.001 | 0 | 0.058 | 0.014 | 0.573 | 0.63 | 0.229 | 0.005 | 13.353 | 11.312 | 850 | 73.39 | -73.39
473 | 0 | 0 | 0 | 0 | 0.558 | 0.556 | 0.378 | 0.01 | 13.219 | 11.127 | 850 | 79.11 | -79.11
474 | 0 | 0 | 0 | 0 | 0.567 | 0.518 | 0.447 | 0.028 | 13.161 | 11.04 | 850 | 87.8 | -87.8
475 | 0 | 0 | 0 | 0 | 0.558 | 0.49 | 0.446 | 0.061 | 12.97 | 11.137 | 850 | 94.93 | -94.93
476 | 0 | 0 | 0 | 0 | 0.539 | 0.466 | 0.408 | 0.104 | 12.584 | 10.85 | 850 | 99.87 | -99.87
477 | 0 | 0 | 0 | 0 | 0.515 | 0.436 | 0.366 | 0.158 | 12.375 | 10.407 | 850 | 91.57 | -91.57
478 | 0 | 0 | 0 | 0 | 0.485 | 0.412 | 0.31 | 0.203 | 12.347 | 10.128 | 850 | 81.97 | -81.97
479 | 0 | 0 | 0 | 0 | 0.472 | 0.406 | 0.24 | 0.234 | 12.546 | 9.939 | 850 | 75.74 | -75.74
480 | 0 | 0 | 0 | 0 | 0.491 | 0.406 | 0.176 | 0.255 | 12.92 | 9.705 | 850 | 74.68 | -74.68
481 | 0 | 0 | 0 | 0 | 0.542 | 0.401 | 0.152 | 0.286 | 13.022 | 9.543 | 850 | 69.13 | -69.13
482 | 0 | 0 | 0 | 0 | 0.587 | 0.378 | 0.222 | 0.344 | 13.276 | 9.693 | 850 | 66.83 | -66.83
483 | 0 | 0 | 0 | 0 | 0.607 | 0.348 | 0.338 | 0.383 | 13.535 | 10.009 | 850 | 57.55 | -57.55
484 | 0 | 0 | 0 | 0 | 0.642 | 0.342 | 0.426 | 0.376 | 13.877 | 10.464 | 850 | 55.15 | -55.15
485 | 0 | 0 | 0 | 0 | 0.678 | 0.373 | 0.438 | 0.298 | 14.641 | 10.908 | 850 | 50.89 | -50.89
486 | 0 | 0 | 0 | 0 | 0.706 | 0.41 | 0.417 | 0.185 | 14.732 | 11.206 | 850 | 48.51 | -48.51
487 | 0 | 0 | 0 | 0 | 0.74 | 0.436 | 0.42 | 0.121 | 15.322 | 11.351 | 850 | 47.45 | -47.45
488 | 0 | 0.018 | 0.023 | 0.143 | 0.755 | 0.457 | 0.436 | 0.12 | 15.205 | 11.753 | 850 | 45.53 | -45.53
489 | 0.015 | 0.063 | 0.072 | 0.262 | 0.735 | 0.443 | 0.402 | 0.086 | 15.262 | 12.294 | 850 | 43.96 | -43.96
490 | 0.047 | 0.127 | 0.086 | 0.233 | 0.721 | 0.45 | 0.363 | 0.076 | 15.448 | 12.852 | 850 | 51.36 | -51.36
491 | 0.058 | 0.111 | 0.2 | 0.217 | 0.731 | 0.51 | 0.31 | 0.076 | 16.174 | 13.434 | 850 | 54.36 | -54.36
492 | 0.051 | 0.093 | 0.48 | 0.24 | 0.851 | 0.6 | 0.257 | 0.056 | 16.333 | 13.36 | 850 | 46.06 | -46.06
493 | 0.03 | 0.057 | 0.56 | 0.308 | 0.856 | 0.661 | 0.237 | 0.042 | 15.571 | 13.197 | 850 | 48.67 | -48.67
494 | 0.007 | 0.089 | 0.443 | 0.172 | 0.844 | 0.657 | 0.258 | 0.054 | 15.557 | 13.092 | 850 | 38.48 | -38.48
495 | 0 | 0.055 | 0.256 | 0.149 | 0.843 | 0.67 | 0.336 | 0.126 | 15.352 | 13.574 | 850 | 37.69 | -37.69
496 | 0 | 0 | 0.042 | 0.01 | 0.836 | 0.723 | 0.455 | 0.227 | 14.911 | 13.663 | 850 | 44.3 | -44.3
497 | 0 | 0 | 0 | 0 | 0.819 | 0.744 | 0.537 | 0.277 | 14.787 | 13.471 | 850 | 49.04 | -49.04
498 | 0 | 0 | 0 | 0 | 0.788 | 0.723 | 0.555 | 0.284 | 15.351 | 12.883 | 850 | 49.83 | -49.83
499 | 0 | 0 | 0 | 0 | 0.82 | 0.733 | 0.562 | 0.304 | 15.91 | 12.882 | 850 | 56.65 | -56.65
500 | 0 | 0 | 0 | 0 | 0.868 | 0.746 | 0.58 | 0.359 | 17.283 | 12.986 | 850 | 61.45 | -61.45
501 | 0 | 0 | 0 | 0 | 0.892 | 0.748 | 0.593 | 0.426 | 18.244 | 13.225 | 850 | 58.64 | -58.64
502 | 0 | 0 | 0 | 0 | 0.92 | 0.703 | 0.596 | 0.457 | 19.489 | 13.564 | 850 | 51.5 | -51.5
503 | 0 | 0 | 0 | 0 | 0.933 | 0.691 | 0.591 | 0.446 | 20.59 | 14.189 | 850 | 52.46 | -52.46
504 | 0 | 0 | 0 | 0 | 0.949 | 0.707 | 0.594 | 0.406 | 21.452 | 15.113 | 850 | 50.39 | -50.39
505 | 0 | 0 | 0 | 0 | 0.958 | 0.729 | 0.624 | 0.384 | 21.861 | 15.628 | 850 | 39.46 | -39.46
506 | 0 | 0 | 0 | 0 | 0.964 | 0.759 | 0.657 | 0.397 | 22.564 | 16.535 | 850 | 36.66 | -36.66
507 | 0 | 0 | 0 | 0 | 0.964 | 0.805 | 0.683 | 0.423 | 23.654 | 16.821 | 850 | 22.24 | -22.24
508 | 0 | 0 | 0 | 0 | 0.963 | 0.841 | 0.71 | 0.439 | 23.374 | 18.424 | 850 | 18.62 | -18.62
509 | 0 | 0 | 0 | 0 | 0.962 | 0.879 | 0.737 | 0.473 | 22.721 | 19.575 | 850 | 5.04 | -5.04
510 | 0 | 0 | 0 | 0 | 0.948 | 0.9 | 0.754 | 0.504 | 23.85 | 19.724 | 850 | 5.06 | -5.06
511 | 0 | 0 | 0 | 0 | 0.95 | 0.934 | 0.785 | 0.5 | 22.834 | 19.75 | 850 | 20 | -20
512 | 0 | 0 | 0 | 0.015 | 0.953 | 0.951 | 0.789 | 0.433 | 21 | 19.541 | 850 | 40.5 | -40.5
513 | 0.006 | 0.007 | 0.014 | 0.051 | 0.962 | 0.95 | 0.776 | 0.268 | 19.393 | 19.619 | 850 | 60.47 | -60.47
514 | 0.011 | 0.016 | 0.024 | 0.051 | 0.965 | 0.951 | 0.778 | 0.182 | 17.995 | 19.024 | 850 | 66.48 | -66.48
515 | 0.031 | 0.034 | 0.039 | 0.063 | 0.956 | 0.942 | 0.807 | 0.189 | 17.227 | 17.795 | 850 | 57.58 | -57.58
516 | 0.089 | 0.057 | 0.043 | 0.059 | 0.93 | 0.938 | 0.822 | 0.243 | 16.941 | 16.382 | 850 | 61.55 | -61.55
517 | 0.17 | 0.029 | 0.05 | 0.026 | 0.897 | 0.936 | 0.847 | 0.309 | 16.448 | 15.323 | 850 | 60.6 | -60.6
518 | 0.214 | 0.006 | 0.044 | 0.017 | 0.884 | 0.921 | 0.863 | 0.51 | 16.06 | 14.663 | 850 | 56.92 | -56.92
519 | 0.095 | 0 | 0.003 | 0.009 | 0.869 | 0.886 | 0.85 | 0.76 | 15.702 | 14.205 | 850 | 56.72 | -56.72
520 | 0 | 0 | 0 | 0 | 0.858 | 0.864 | 0.847 | 0.728 | 15.602 | 14.274 | 850 | 58.23 | -58.23
521 | 0 | 0 | 0 | 0 | 0.848 | 0.849 | 0.843 | 0.62 | 15.724 | 13.793 | 850 | 59.73 | -59.73
522 | 0 | 0 | 0 | 0 | 0.831 | 0.82 | 0.855 | 0.703 | 15.542 | 13.091 | 850 | 59.99 | -59.99
523 | 0 | 0 | 0 | 0 | 0.761 | 0.809 | 0.829 | 0.68 | 15.279 | 12.83 | 850 | 70.94 | -70.94
524 | 0 | 0 | 0 | 0 | 0.733 | 0.791 | 0.781 | 0.618 | 15.629 | 12.538 | 850 | 77.35 | -77.35
525 | 0 | 0 | 0 | 0 | 0.734 | 0.798 | 0.806 | 0.681 | 15.921 | 12.824 | 850 | 71.99 | -71.99
526 | 0 | 0 | 0 | 0 | 0.732 | 0.8 | 0.835 | 0.841 | 15.943 | 13.057 | 850 | 66.65 | -66.65
527 | 0 | 0 | 0 | 0 | 0.832 | 0.823 | 0.824 | 0.844 | 16.02 | 12.988 | 850 | 57 | -57
528 | 0 | 0 | 0 | 0 | 0.878 | 0.825 | 0.847 | 0.776 | 16.069 | 13.77 | 850 | 55.89 | -55.89
529 | 0 | 0 | 0 | 0 | 0.872 | 0.819 | 0.841 | 0.819 | 16.081 | 14.352 | 850 | 49.88 | -49.88
530 | 0 | 0 | 0 | 0 | 0.879 | 0.814 | 0.852 | 0.837 | 16.116 | 14.25 | 850 | 16.23 | -16.23
531 | 0 | 0 | 0 | 0 | 0.877 | 0.828 | 0.833 | 0.847 | 16.448 | 14.27 | 850 | 10.1 | -10.1
532 | 0 | 0 | 0 | 0 | 0.888 | 0.802 | 0.814 | 0.849 | 17.426 | 14.451 | 850 | 9.37 | -9.37
533 | 0 | 0 | 0 | 0 | 0.893 | 0.789 | 0.799 | 0.862 | 17.405 | 14.615 | 850 | 4.17 | -4.17
534 | 0 | 0 | 0 | 0 | 0.887 | 0.765 | 0.779 | 0.868 | 17.069 | 14.815 | 850 | 10.22 | -10.22
535 | 0 | 0 | 0 | 0 | 0.874 | 0.776 | 0.77 | 0.888 | 16.718 | 14.876 | 850 | 39.23 | -39.23
536 | 0 | 0.027 | 0.016 | 0.013 | 0.872 | 0.837 | 0.741 | 0.874 | 15.76 | 15.944 | 850 | 59.76 | -59.76
537 | 0.076 | 0.068 | 0.099 | 0.064 | 0.831 | 0.878 | 0.682 | 0.834 | 14.536 | 16.006 | 850 | 76.42 | -76.42
538 | 0.245 | 0.104 | 0.157 | 0.114 | 0.737 | 0.859 | 0.605 | 0.829 | 13.592 | 15.789 | 850 | 69.82 | -69.82
539 | 0.39 | 0.14 | 0.214 | 0.144 | 0.737 | 0.854 | 0.557 | 0.82 | 12.618 | 15.266 | 850 | 69.93 | -69.93
540 | 0.4 | 0.155 | 0.382 | 0.304 | 0.726 | 0.865 | 0.479 | 0.81 | 11.998 | 14.933 | 850 | 59.97 | -59.97
541 | 0.37 | 0.168 | 0.409 | 0.369 | 0.711 | 0.853 | 0.526 | 0.754 | 11.66 | 14.278 | 850 | 59.8 | -59.8
542 | 0.192 | 0.114 | 0.184 | 0.192 | 0.705 | 0.806 | 0.594 | 0.677 | 11.558 | 13.494 | 850 | 59.14 | -59.14
543 | 0.058 | 0.037 | 0.034 | 0.071 | 0.722 | 0.792 | 0.6 | 0.676 | 11.718 | 13.223 | 850 | 59.43 | -59.43
544 | 0 | 0 | 0 | 0.001 | 0.743 | 0.788 | 0.58 | 0.729 | 11.885 | 12.822 | 850 | 62.7 | -62.7
545 | 0 | 0 | 0 | 0 | 0.7 | 0.738 | 0.555 | 0.724 | 12.401 | 12.35 | 850 | 74.63 | -74.63
546 | 0 | 0 | 0 | 0 | 0.686 | 0.681 | 0.545 | 0.657 | 13.664 | 12.082 | 850 | 78.95 | -78.95
547 | 0 | 0 | 0 | 0 | 0.743 | 0.596 | 0.615 | 0.565 | 15.475 | 11.961 | 850 | 81.59 | -81.59
548 | 0 | 0 | 0 | 0 | 0.831 | 0.562 | 0.702 | 0.55 | 17.021 | 12.174 | 850 | 84.51 | -84.51
549 | 0 | 0 | 0 | 0 | 0.906 | 0.595 | 0.819 | 0.531 | 17.361 | 12.454 | 850 | 74.55 | -74.55
550 | 0 | 0 | 0 | 0 | 0.91 | 0.624 | 0.857 | 0.544 | 17.699 | 13.332 | 850 | 61.95 | -61.95
551 | 0 | 0 | 0 | 0 | 0.917 | 0.671 | 0.879 | 0.573 | 18.79 | 14.368 | 850 | 53.74 | -53.74
552 | 0 | 0 | 0 | 0 | 0.931 | 0.735 | 0.868 | 0.58 | 19.549 | 15.382 | 850 | 45.36 | -45.36
553 | 0 | 0 | 0 | 0 | 0.951 | 0.777 | 0.876 | 0.672 | 21.204 | 15.914 | 850 | 33.26 | -33.26
554 | 0 | 0 | 0 | 0 | 0.962 | 0.831 | 0.892 | 0.837 | 21.746 | 16.562 | 850 | 3.05 | -3.05
555 | 0 | 0 | 0 | 0 | 0.952 | 0.871 | 0.899 | 0.888 | 21.871 | 17.626 | 850 | -0.03 | 0.03
556 | 0 | 0 | 0 | 0 | 0.945 | 0.906 | 0.901 | 0.929 | 21.675 | 18.52 | 850 | -0.64 | 0.64
557 | 0 | 0 | 0 | 0 | 0.945 | 0.929 | 0.912 | 0.942 | 21.666 | 18.957 | 850 | -4.41 | 4.41
558 | 0 | 0 | 0 | 0 | 0.947 | 0.962 | 0.93 | 0.949 | 21.846 | 19.152 | 850 | -4.84 | 4.84
559 | 0 | 0 | 0 | 0 | 0.954 | 0.965 | 0.945 | 0.958 | 21.916 | 19.075 | 850 | -0.18 | 0.18
560 | 0 | 0.016 | 0 | 0 | 0.96 | 0.964 | 0.955 | 0.965 | 21.998 | 19.059 | 850 | 14.76 | -14.76
561 | 0.078 | 0.062 | 0.029 | 0.027 | 0.96 | 0.964 | 0.954 | 0.963 | 21.993 | 19.251 | 850 | 42.09 | -42.09
562 | 0.153 | 0.232 | 0.086 | 0.045 | 0.958 | 0.964 | 0.952 | 0.957 | 22.226 | 19.189 | 850 | 51.58 | -51.58
563 | 0.175 | 0.328 | 0.126 | 0.11 | 0.953 | 0.961 | 0.951 | 0.954 | 23.006 | 19.605 | 850 | 50.76 | -50.76
564 | 0.208 | 0.294 | 0.204 | 0.146 | 0.952 | 0.955 | 0.949 | 0.952 | 22.809 | 20.037 | 850 | 50.1 | -50.1
565 | 0.219 | 0.221 | 0.192 | 0.109 | 0.946 | 0.949 | 0.947 | 0.95 | 22.087 | 20.319 | 850 | 50.78 | -50.78
566 | 0.133 | 0.105 | 0.146 | 0.165 | 0.952 | 0.95 | 0.937 | 0.954 | 21.481 | 20.485 | 850 | 39.32 | -39.32
567 | 0.041 | 0.027 | 0.081 | 0.132 | 0.963 | 0.956 | 0.923 | 0.964 | 20.796 | 20.611 | 850 | 36.44 | -36.44
568 | 0 | 0 | 0.011 | 0.005 | 0.964 | 0.961 | 0.915 | 0.962 | 20.109 | 20.346 | 850 | 45.04 | -45.04
569 | 0 | 0 | 0 | 0 | 0.958 | 0.959 | 0.885 | 0.955 | 19.768 | 20.148 | 850 | 49.95 | -49.95
570 | 0 | 0 | 0 | 0 | 0.946 | 0.959 | 0.84 | 0.941 | 19.195 | 20.226 | 850 | 50.8 | -50.8
571 | 0 | 0 | 0 | 0 | 0.934 | 0.962 | 0.798 | 0.916 | 18.408 | 20.404 | 850 | 54.21 | -54.21
572 | 0 | 0 | 0 | 0 | 0.922 | 0.962 | 0.76 | 0.879 | 17.858 | 20.47 | 850 | 53.32 | -53.32
573 | 0 | 0 | 0 | 0 | 0.909 | 0.964 | 0.737 | 0.834 | 17.387 | 20.222 | 850 | 50.09 | -50.09
574 | 0 | 0 | 0 | 0 | 0.897 | 0.964 | 0.717 | 0.8 | 16.398 | 20 | 850 | 42.18 | -42.18
575 | 0 | 0 | 0 | 0 | 0.89 | 0.963 | 0.695 | 0.763 | 15.958 | 19.641 | 850 | 40.04 | -40.04
576 | 0 | 0 | 0 | 0 | 0.873 | 0.961 | 0.666 | 0.737 | 15.853 | 19.415 | 850 | 42.01 | -42.01
577 | 0 | 0 | 0 | 0 | 0.854 | 0.959 | 0.637 | 0.727 | 15.388 | 19.259 | 850 | 38.53 | -38.53
578 | 0 | 0 | 0 | 0 | 0.828 | 0.957 | 0.6 | 0.722 | 15.06 | 18.974 | 850 | 44.34 | -44.34
579 | 0 | 0 | 0 | 0 | 0.818 | 0.948 | 0.593 | 0.729 | 14.701 | 18.618 | 850 | 45.06 | -45.06
580 | 0 | 0 | 0 | 0 | 0.747 | 0.936 | 0.577 | 0.737 | 14.219 | 18.305 | 850 | 43.34 | -43.34
581 | 0 | 0 | 0 | 0 | 0.73 | 0.93 | 0.545 | 0.695 | 13.681 | 17.942 | 850 | 44.92 | -44.92
582 | 0 | 0 | 0 | 0 | 0.702 | 0.923 | 0.474 | 0.746 | 13.048 | 17.454 | 850 | 46.22 | -46.22
583 | 0 | 0 | 0 | 0 | 0.59 | 0.919 | 0.413 | 0.703 | 12.168 | 16.814 | 850 | 52.38 | -52.38
584 | 0 | 0 | 0 | 0.04 | 0.481 | 0.906 | 0.34 | 0.651 | 11.318 | 15.912 | 850 | 69.1 | -69.1
585 | 0.01 | 0.01 | 0.024 | 0.142 | 0.393 | 0.888 | 0.236 | 0.587 | 10.616 | 14.613 | 850 | 77.65 | -77.65
586 | 0.02 | 0.023 | 0.07 | 0.316 | 0.396 | 0.872 | 0.2 | 0.617 | 10.169 | 13.34 | 850 | 91.87 | -91.87
587 | 0.045 | 0.036 | 0.134 | 0.553 | 0.428 | 0.854 | 0.18 | 0.659 | 9.671 | 13.048 | 850 | 87.97 | -87.97
588 | 0.092 | 0.038 | 0.172 | 0.555 | 0.373 | 0.832 | 0.154 | 0.639 | 9.172 | 12.723 | 850 | 83.95 | -83.95
589 | 0.18 | 0.03 | 0.18 | 0.397 | 0.335 | 0.802 | 0.14 | 0.616 | 8.517 | 12.403 | 850 | 78.66 | -78.66
590 | 0.128 | 0.018 | 0.138 | 0.179 | 0.297 | 0.77 | 0.132 | 0.549 | 7.944 | 11.958 | 850 | 74.95 | -74.95
591 | 0.052 | 0.003 | 0.07 | 0.035 | 0.293 | 0.751 | 0.149 | 0.466 | 7.675 | 11.445 | 850 | 77.86 | -77.86
592 | 0 | 0 | 0.007 | 0 | 0.373 | 0.733 | 0.186 | 0.46 | 7.787 | 11.207 | 850 | 87.07 | -87.07
593 | 0 | 0 | 0 | 0 | 0.426 | 0.692 | 0.222 | 0.452 | 8.308 | 10.712 | 850 | 93.91 | -93.91
594 | 0 | 0 | 0 | 0 | 0.443 | 0.623 | 0.257 | 0.406 | 8.92 | 9.972 | 850 | 102.46 | -102.46
595 | 0 | 0 | 0 | 0 | 0.446 | 0.543 | 0.292 | 0.357 | 9.365 | 8.808 | 850 | 123.38 | -123.38
596 | 0 | 0 | 0 | 0 | 0.436 | 0.472 | 0.328 | 0.314 | 9.699 | 7.559 | 850 | 115.54 | -115.54
597 | 0 | 0 | 0 | 0 | 0.409 | 0.418 | 0.36 | 0.271 | 10.153 | 6.562 | 850 | 98.79 | -98.79
598 | 0 | 0 | 0 | 0 | 0.406 | 0.366 | 0.39 | 0.232 | 10.28 | 5.688 | 850 | 91.07 | -91.07
599 | 0 | 0 | 0 | 0 | 0.404 | 0.301 | 0.409 | 0.197 | 10.245 | 5.253 | 850 | 86.31 | -86.31
600 | 0 | 0 | 0 | 0 | 0.404 | 0.252 | 0.409 | 0.171 | 10.231 | 5.341 | 850 | 80.43 | -80.43
601 | 0 | 0 | 0 | 0 | 0.41 | 0.23 | 0.412 | 0.142 | 10.253 | 5.828 | 850 | 75.16 | -75.16
602 | 0 | 0 | 0 | 0 | 0.423 | 0.235 | 0.42 | 0.124 | 10.818 | 6.457 | 850 | 62.8 | -62.8
603 | 0 | 0 | 0 | 0 | 0.46 | 0.245 | 0.443 | 0.136 | 11.681 | 7.187 | 850 | 62 | -62
604 | 0 | 0 | 0 | 0 | 0.491 | 0.247 | 0.513 | 0.214 | 12.392 | 8.026 | 850 | 58.49 | -58.49
605 | 0 | 0 | 0 | 0 | 0.566 | 0.245 | 0.547 | 0.319 | 13.829 | 8.919 | 850 | 57.73 | -57.73
606 | 0 | 0 | 0 | 0 | 0.669 | 0.263 | 0.553 | 0.376 | 15.152 | 9.915 | 850 | 57.07 | -57.07
607 | 0 | 0 | 0 | 0 | 0.749 | 0.304 | 0.563 | 0.405 | 15.913 | 10.554 | 850 | 52.16 | -52.16
608 | 0 | 0.004 | 0.003 | 0 | 0.834 | 0.367 | 0.563 | 0.406 | 17.887 | 11.223 | 850 | 59.37 | -59.37
609 | 0 | 0.042 | 0.061 | 0.021 | 0.878 | 0.406 | 0.502 | 0.347 | 18.488 | 12.348 | 850 | 71.12 | -71.12
610 | 0.006 | 0.084 | 0.12 | 0.055 | 0.941 | 0.436 | 0.504 | 0.447 | 17.756 | 13.966 | 850 | 76.59 | -76.59
611 | 0.038 | 0.07 | 0.084 | 0.095 | 0.945 | 0.514 | 0.557 | 0.496 | 18.472 | 14.914 | 850 | 70.58 | -70.58
612 | 0.21 | 0.031 | 0.038 | 0.112 | 0.962 | 0.693 | 0.691 | 0.505 | 18.412 | 15.889 | 850 | 61.61 | -61.61
613 | 0.225 | 0.014 | 0.032 | 0.051 | 0.958 | 0.79 | 0.781 | 0.618 | 18.352 | 16.335 | 850 | 59.14 | -59.14
614 | 0.119 | 0.011 | 0.021 | 0.014 | 0.951 | 0.84 | 0.805 | 0.757 | 18.308 | 17.076 | 850 | 52.28 | -52.28
615 | 0.054 | 0.026 | 0.024 | 0 | 0.939 | 0.934 | 0.799 | 0.84 | 18.072 | 17.159 | 850 | 46.47 | -46.47
616 | 0 | 0 | 0.01 | 0 | 0.928 | 0.956 | 0.776 | 0.89 | 17.392 | 17.652 | 850 | 49.28 | -49.28
617 | 0 | 0 | 0 | 0 | 0.906 | 0.946 | 0.734 | 0.917 | 16.85 | 18.084 | 850 | 50.11 | -50.11
618 | 0 | 0 | 0 | 0 | 0.867 | 0.948 | 0.672 | 0.929 | 16.286 | 17.898 | 850 | 52.74 | -52.74
619 | 0 | 0 | 0 | 0 | 0.824 | 0.947 | 0.558 | 0.9 | 15.752 | 17.586 | 850 | 60.7 | -60.7
620 | 0 | 0 | 0 | 0 | 0.783 | 0.934 | 0.422 | 0.803 | 15.245 | 17.647 | 850 | 58.75 | -58.75
621 | 0 | 0 | 0 | 0 | 0.669 | 0.925 | 0.306 | 0.678 | 14.649 | 17.557 | 850 | 64.96 | -64.96
622 | 0 | 0 | 0 | 0 | 0.565 | 0.912 | 0.228 | 0.581 | 14.045 | 17.286 | 850 | 58.78 | -58.78
623 | 0 | 0 | 0 | 0 | 0.533 | 0.904 | 0.153 | 0.46 | 13.434 | 16.995 | 850 | 62.02 | -62.02
624 | 0 | 0 | 0 | 0 | 0.476 | 0.896 | 0.11 | 0.325 | 12.812 | 16.637 | 850 | 59.58 | -59.58
625 | 0 | 0 | 0 | 0 | 0.445 | 0.888 | 0.074 | 0.208 | 12.223 | 16.181 | 850 | 57.08 | -57.08
626 | 0 | 0 | 0 | 0 | 0.443 | 0.879 | 0.046 | 0.171 | 11.938 | 15.514 | 850 | 55.5 | -55.5
627 | 0 | 0 | 0 | 0 | 0.446 | 0.869 | 0.028 | 0.179 | 11.636 | 14.869 | 850 | 55.03 | -55.03
628 | 0 | 0 | 0 | 0 | 0.433 | 0.852 | 0.016 | 0.209 | 11.054 | 14.265 | 850 | 56.21 | -56.21
629 | 0 | 0 | 0 | 0 | 0.417 | 0.825 | 0.011 | 0.232 | 10.453 | 13.745 | 850 | 55.05 | -55.05
630 | 0 | 0 | 0 | 0 | 0.373 | 0.788 | 0.013 | 0.244 | 10.292 | 12.96 | 850 | 55.74 | -55.74
631 | 0 | 0 | 0 | 0 | 0.363 | 0.74 | 0.015 | 0.24 | 10.263 | 12.039 | 850 | 56.83 | -56.83
632 | 0 | 0.001 | 0.035 | 0.027 | 0.39 | 0.661 | 0.017 | 0.214 | 10.358 | 10.958 | 850 | 59.07 | -59.07
633 | 0.044 | 0.037 | 0.17 | 0.12 | 0.446 | 0.564 | 0.025 | 0.231 | 10.679 | 9.841 | 850 | 65.91 | -65.91
634 | 0.291 | 0.122 | 0.371 | 0.293 | 0.47 | 0.532 | 0.037 | 0.232 | 10.767 | 9.438 | 850 | 75.29 | -75.29
635 | 0.505 | 0.217 | 0.558 | 0.542 | 0.46 | 0.525 | 0.04 | 0.219 | 10.636 | 9.46 | 850 | 72.56 | -72.56
636 | 0.537 | 0.416 | 0.618 | 0.613 | 0.479 | 0.551 | 0.034 | 0.187 | 10.769 | 9.755 | 850 | 60.06 | -60.06
637 | 0.498 | 0.447 | 0.58 | 0.562 | 0.491 | 0.531 | 0.036 | 0.158 | 10.779 | 10.042 | 850 | 56.61 | -56.61
638 | 0.392 | 0.329 | 0.477 | 0.444 | 0.433 | 0.454 | 0.044 | 0.128 | 10.576 | 9.947 | 850 | 55.84 | -55.84
639 | 0.207 | 0.137 | 0.278 | 0.248 | 0.366 | 0.428 | 0.059 | 0.105 | 10.704 | 10.095 | 850 | 53.88 | -53.88
640 | 0.023 | 0 | 0.047 | 0.032 | 0.417 | 0.504 | 0.109 | 0.087 | 10.785 | 10.649 | 850 | 59.72 | -59.72
641 | 0 | 0 | 0 | 0 | 0.472 | 0.545 | 0.199 | 0.067 | 10.802 | 10.977 | 850 | 72.44 | -72.44
642 | 0 | 0 | 0 | 0 | 0.497 | 0.559 | 0.316 | 0.046 | 10.792 | 10.759 | 850 | 83.62 | -83.62
643 | 0 | 0 | 0 | 0 | 0.51 | 0.561 | 0.418 | 0.028 | 10.607 | 10.142 | 850 | 93.37 | -93.37
644 | 0 | 0 | 0 | 0 | 0.5 | 0.553 | 0.487 | 0.015 | 10.393 | 9.402 | 850 | 95.95 | -95.95
645 | 0 | 0 | 0 | 0 | 0.473 | 0.533 | 0.497 | 0.012 | 10.153 | 8.832 | 850 | 92.53 | -92.53
646 | 0 | 0 | 0 | 0 | 0.424 | 0.489 | 0.456 | 0.028 | 9.845 | 8.297 | 850 | 84.42 | -84.42
647 | 0 | 0 | 0 | 0 | 0.389 | 0.42 | 0.418 | 0.071 | 9.623 | 8.106 | 850 | 76.07 | -76.07
648 | 0 | 0 | 0 | 0 | 0.37 | 0.332 | 0.383 | 0.139 | 9.146 | 7.922 | 850 | 75.97 | -75.97
649 | 0 | 0 | 0 | 0 | 0.357 | 0.223 | 0.345 | 0.211 | 8.591 | 7.922 | 850 | 72.7 | -72.7
650 | 0 | 0 | 0 | 0 | 0.376 | 0.143 | 0.303 | 0.265 | 8.195 | 7.623 | 850 | 66.77 | -66.77
651 | 0 | 0 | 0 | 0 | 0.426 | 0.095 | 0.257 | 0.297 | 8.067 | 7.188 | 850 | 60.92 | -60.92
652 | 0 | 0 | 0 | 0 | 0.433 | 0.065 | 0.213 | 0.313 | 8.279 | 6.911 | 850 | 59.65 | -59.65
653 | 0 | 0 | 0 | 0 | 0.424 | 0.067 | 0.177 | 0.331 | 8.64 | 6.789 | 850 | 59.94 | -59.94
654 | 0 | 0 | 0 | 0 | 0.446 | 0.098 | 0.149 | 0.352 | 9.055 | 6.863 | 850 | 61.4 | -61.4
655 | 0 | 0 | 0 | 0 | 0.477 | 0.139 | 0.127 | 0.349 | 9.422 | 7.173 | 850 | 64.11 | -64.11
656 | 0.066 | 0.046 | 0.16 | 0.089 | 0.48 | 0.161 | 0.113 | 0.287 | 9.541 | 7.695 | 850 | 60.53 | -60.53
657 | 0.304 | 0.253 | 0.382 | 0.278 | 0.321 | 0.156 | 0.094 | 0.172 | 9.33 | 7.983 | 850 | 59.64 | -59.64
658 | 0.463 | 0.504 | 0.535 | 0.484 | 0.202 | 0.156 | 0.055 | 0.126 | 8.936 | 7.95 | 850 | 59.63 | -59.63
659 | 0.546 | 0.574 | 0.611 | 0.609 | 0.181 | 0.214 | 0.04 | 0.169 | 8.658 | 8.504 | 850 | 55.08 | -55.08
660 | 0.564 | 0.578 | 0.626 | 0.635 | 0.197 | 0.228 | 0.037 | 0.227 | 8.482 | 8.926 | 850 | 51.16 | -51.16
661 | 0.518 | 0.518 | 0.584 | 0.585 | 0.263 | 0.228 | 0.042 | 0.265 | 8.643 | 8.867 | 850 | 45.75 | -45.75
662 | 0.41 | 0.395 | 0.482 | 0.471 | 0.27 | 0.224 | 0.049 | 0.294 | 9.313 | 8.648 | 850 | 41.58 | -41.58
663 | 0.229 | 0.191 | 0.308 | 0.279 | 0.415 | 0.336 | 0.074 | 0.415 | 10.343 | 9.453 | 850 | 40.09 | -40.09
664 | 0.032 | 0.003 | 0.076 | 0.046 | 0.616 | 0.51 | 0.123 | 0.6 | 11.419 | 10.84 | 850 | 50.65 | -50.65
665 | 0 | 0 | 0 | 0 | 0.699 | 0.628 | 0.181 | 0.657 | 12.019 | 11.414 | 850 | 56.41 | -56.41
666 | 0 | 0 | 0 | 0 | 0.682 | 0.673 | 0.219 | 0.592 | 12.108 | 11.388 | 850 | 68.87 | -68.87
667 | 0 | 0 | 0 | 0 | 0.669 | 0.674 | 0.233 | 0.479 | 12.065 | 11.279 | 850 | 77.84 | -77.84
668 | 0 | 0 | 0 | 0 | 0.671 | 0.652 | 0.223 | 0.37 | 12.005 | 11.21 | 850 | 71.93 | -71.93
669 | 0 | 0 | 0 | 0 | 0.68 | 0.605 | 0.187 | 0.294 | 11.918 | 11.192 | 850 | 69.88 | -69.88
670 | 0 | 0 | 0 | 0 | 0.669 | 0.547 | 0.16 | 0.253 | 11.695 | 11.15 | 850 | 68.25 | -68.25
671 | 0 | 0 | 0 | 0 | 0.651 | 0.462 | 0.146 | 0.234 | 11.342 | 11.139 | 850 | 57.17 | -57.17
672 | 0 | 0 | 0 | 0 | 0.626 | 0.381 | 0.132 | 0.228 | 10.907 | 11.077 | 850 | 59.43 | -59.43
673 | 0 | 0 | 0 | 0 | 0.588 | 0.341 | 0.128 | 0.224 | 10.472 | 10.944 | 850 | 56 | -56
674 | 0 | 0 | 0 | 0 | 0.546 | 0.331 | 0.145 | 0.207 | 10.121 | 10.828 | 850 | 49.97 | -49.97
675 | 0 | 0 | 0 | 0 | 0.515 | 0.31 | 0.186 | 0.184 | 9.891 | 10.799 | 850 | 47.26 | -47.26
676 | 0 | 0 | 0 | 0 | 0.512 | 0.315 | 0.222 | 0.173 | 9.964 | 10.906 | 850 | 48.12 | -48.12
677 | 0 | 0 | 0 | 0 | 0.54 | 0.353 | 0.229 | 0.169 | 10.104 | 10.886 | 850 | 47.97 | -47.97
678 | 0 | 0 | 0 | 0 | 0.58 | 0.387 | 0.212 | 0.158 | 9.921 | 10.707 | 850 | 51.58 | -51.58
679 | 0 | 0 | 0 | 0 | 0.605 | 0.413 | 0.196 | 0.139 | 9.607 | 10.514 | 850 | 60.06 | -60.06
680 | 0.036 | 0.088 | 0.064 | 0.176 | 0.58 | 0.393 | 0.172 | 0.101 | 9.357 | 10.152 | 850 | 80 | -80
681 | 0.189 | 0.307 | 0.208 | 0.402 | 0.43 | 0.325 | 0.134 | 0.049 | 8.895 | 9.262 | 850 | 93.57 | -93.57
682 | 0.307 | 0.339 | 0.33 | 0.535 | 0.292 | 0.285 | 0.077 | 0.031 | 8.309 | 8.446 | 850 | 99.17 | -99.17
683 | 0.336 | 0.247 | 0.385 | 0.59 | 0.241 | 0.281 | 0.048 | 0.032 | 7.84 | 8.053 | 850 | 88.39 | -88.39
684 | 0.293 | 0.182 | 0.384 | 0.559 | 0.231 | 0.314 | 0.056 | 0.033 | 7.547 | 7.846 | 850 | 78.9 | -78.9
685 | 0.183 | 0.149 | 0.297 | 0.383 | 0.213 | 0.371 | 0.047 | 0.032 | 7.475 | 7.764 | 850 | 71.27 | -71.27
686 | 0.097 | 0.109 | 0.153 | 0.175 | 0.248 | 0.44 | 0.037 | 0.039 | 7.484 | 8.025 | 850 | 70.24 | -70.24
687 | 0.037 | 0.042 | 0.056 | 0.052 | 0.348 | 0.54 | 0.044 | 0.075 | 7.513 | 8.617 | 850 | 74.99 | -74.99
688 | 0 | 0 | 0.004 | 0 | 0.436 | 0.624 | 0.057 | 0.153 | 7.691 | 9.216 | 850 | 82.55 | -82.55
689 | 0 | 0 | 0 | 0 | 0.484 | 0.634 | 0.084 | 0.257 | 7.963 | 9.534 | 850 | 97.6 | -97.6
690 | 0 | 0 | 0 | 0 | 0.501 | 0.596 | 0.105 | 0.319 | 8.236 | 9.563 | 850 | 108.43 | -108.43
691 | 0 | 0 | 0 | 0 | 0.509 | 0.557 | 0.101 | 0.326 | 8.399 | 9.43 | 850 | 127.42 | -127.42
692 | 0 | 0 | 0 | 0 | 0.511 | 0.528 | 0.078 | 0.294 | 8.505 | 9.211 | 850 | 117.3 | -117.3
693 | 0 | 0 | 0 | 0 | 0.499 | 0.522 | 0.055 | 0.254 | 8.613 | 8.917 | 850 | 107.52 | -107.52
694 | 0 | 0 | 0 | 0 | 0.467 | 0.522 | 0.054 | 0.209 | 8.686 | 8.457 | 850 | 91.98 | -91.98
695 | 0 | 0 | 0 | 0 | 0.417 | 0.497 | 0.077 | 0.169 | 8.648 | 7.876 | 850 | 86.79 | -86.79
696 | 0 | 0 | 0 | 0 | 0.374 | 0.427 | 0.114 | 0.138 | 8.83 | 7.28 | 850 | 83.42 | -83.42
697 | 0 | 0 | 0 | 0 | 0.33 | 0.314 | 0.156 | 0.116 | 8.911 | 6.651 | 850 | 80.29 | -80.29
698 | 0 | 0 | 0 | 0 | 0.291 | 0.251 | 0.187 | 0.096 | 8.909 | 6.052 | 850 | 71.94 | -71.94
699 | 0 | 0 | 0 | 0 | 0.257 | 0.234 | 0.2 | 0.076 | 8.847 | 5.735 | 850 | 68.79 | -68.79
700 | 0 | 0 | 0 | 0 | 0.248 | 0.231 | 0.216 | 0.058 | 8.789 | 5.971 | 850 | 69.37 | -69.37
701 | 0 | 0 | 0 | 0 | 0.265 | 0.237 | 0.245 | 0.048 | 8.999 | 6.592 | 850 | 67.44 | -67.44
702 | 0 | 0 | 0 | 0 | 0.293 | 0.248 | 0.277 | 0.048 | 9.371 | 7.204 | 850 | 67.18 | -67.18
703 | 0 | 0 | 0 | 0 | 0.315 | 0.267 | 0.32 | 0.059 | 9.88 | 7.651 | 850 | 69.37 | -69.37
704 | 0 | 0.014 | 0.026 | 0.133 | 0.337 | 0.28 | 0.35 | 0.084 | 10.4 | 7.917 | 850 | 78.43 | -78.43
705 | 0.024 | 0.083 | 0.061 | 0.326 | 0.37 | 0.271 | 0.338 | 0.075 | 10.722 | 7.982 | 850 | 90.6 | -90.6
706 | 0.083 | 0.194 | 0.083 | 0.437 | 0.338 | 0.235 | 0.271 | 0.04 | 10.886 | 7.989 | 850 | 95.93 | -95.93
707 | 0.114 | 0.232 | 0.108 | 0.462 | 0.307 | 0.239 | 0.209 | 0.032 | 11.099 | 8.05 | 850 | 84.93 | -84.93
708 | 0.11 | 0.192 | 0.117 | 0.409 | 0.328 | 0.249 | 0.181 | 0.024 | 11.804 | 8.245 | 850 | 77.15 | -77.15
709 | 0.066 | 0.133 | 0.102 | 0.257 | 0.363 | 0.276 | 0.177 | 0.017 | 12.343 | 8.573 | 850 | 70.1 | -70.1
710 | 0.05 | 0.068 | 0.07 | 0.119 | 0.469 | 0.348 | 0.199 | 0.012 | 13.433 | 9.014 | 850 | 68.1 | -68.1
711 | 0.021 | 0.011 | 0.031 | 0.039 | 0.612 | 0.46 | 0.249 | 0.013 | 14.196 | 9.484 | 850 | 68.23 | -68.23
712 | 0 | 0 | 0 | 0 | 0.717 | 0.54 | 0.31 | 0.025 | 14.298 | 10.21 | 850 | 71.93 | -71.93
713 | 0 | 0 | 0 | 0 | 0.771 | 0.559 | 0.361 | 0.054 | 14.489 | 10.796 | 850 | 79.49 | -79.49
714 | 0 | 0 | 0 | 0 | 0.825 | 0.554 | 0.38 | 0.087 | 13.949 | 11.306 | 850 | 82.36 | -82.36
715 | 0 | 0 | 0 | 0 | 0.812 | 0.546 | 0.368 | 0.126 | 13.081 | 11.896 | 850 | 88.17 | -88.17
716 | 0 | 0 | 0 | 0 | 0.764 | 0.541 | 0.334 | 0.185 | 12.381 | 12.094 | 850 | 99.23 | -99.23
717 | 0 | 0 | 0 | 0 | 0.724 | 0.554 | 0.304 | 0.245 | 12.016 | 12.672 | 850 | 91.91 | -91.91
718 | 0 | 0 | 0 | 0 | 0.669 | 0.614 | 0.277 | 0.299 | 11.92 | 12.977 | 850 | 86.04 | -86.04
719 | 0 | 0 | 0 | 0 | 0.644 | 0.616 | 0.25 | 0.328 | 11.664 | 13.073 | 850 | 78 | -78
720 | 0 | 0 | 0 | 0 | 0.577 | 0.666 | 0.21 | 0.328 | 11.53 | 12.967 | 850 | 75.01 | -75.01
721 | 0 | 0 | 0 | 0 | 0.491 | 0.679 | 0.167 | 0.31 | 11.377 | 12.702 | 850 | 71.51 | -71.51
722 | 0 | 0 | 0 | 0 | 0.43 | 0.666 | 0.127 | 0.294 | 11.195 | 12.448 | 850 | 71.73 | -71.73
723 | 0 | 0 | 0 | 0 | 0.42 | 0.639 | 0.106 | 0.261 | 10.865 | 12.192 | 850 | 70.19 | -70.19
724 | 0 | 0 | 0 | 0 | 0.38 | 0.613 | 0.099 | 0.233 | 10.592 | 12.294 | 850 | 70.89 | -70.89
725 | 0 | 0 | 0 | 0 | 0.325 | 0.63 | 0.09 | 0.199 | 10.193 | 12.392 | 850 | 69.82 | -69.82
726 | 0 | 0 | 0 | 0 | 0.285 | 0.62 | 0.092 | 0.146 | 9.837 | 11.64 | 850 | 69.14 | -69.14
727 | 0 | 0 | 0 | 0 | 0.27 | 0.577 | 0.098 | 0.099 | 9.831 | 10.86 | 850 | 73.82 | -73.82
728 | 0.019 | 0.028 | 0 | 0 | 0.249 | 0.486 | 0.097 | 0.082 | 9.993 | 10.581 | 850 | 84.85 | -84.85
729 | 0.109 | 0.106 | 0.018 | 0.02 | 0.194 | 0.352 | 0.076 | 0.079 | 9.841 | 10.083 | 850 | 108.17 | -108.17
730 | 0.372 | 0.176 | 0.042 | 0.042 | 0.23 | 0.396 | 0.058 | 0.052 | 10.271 | 9.695 | 850 | 119.93 | -119.93
731 | 0.528 | 0.188 | 0.089 | 0.063 | 0.295 | 0.404 | 0.049 | 0.041 | 11.042 | 10.267 | 850 | 93.61 | -93.61
732 | 0.567 | 0.21 | 0.145 | 0.092 | 0.347 | 0.349 | 0.052 | 0.044 | 11.487 | 10.933 | 850 | 82.98 | -82.98
733 | 0.519 | 0.453 | 0.179 | 0.114 | 0.38 | 0.332 | 0.068 | 0.052 | 12.065 | 11.244 | 850 | 77.09 | -77.09
734 | 0.397 | 0.362 | 0.151 | 0.105 | 0.453 | 0.34 | 0.076 | 0.069 | 12.73 | 11.645 | 850 | 74.91 | -74.91
735 | 0.167 | 0.162 | 0.069 | 0.06 | 0.492 | 0.338 | 0.085 | 0.076 | 13.964 | 12.027 | 850 | 67.66 | -67.66
736 | 0.006 | 0.006 | 0.006 | 0.007 | 0.583 | 0.398 | 0.141 | 0.054 | 15.204 | 12.224 | 850 | 66.69 | -66.69
737 | 0 | 0 | 0 | 0 | 0.697 | 0.443 | 0.207 | 0.046 | 15.926 | 12.19 | 850 | 75.87 | -75.87
738 | 0 | 0 | 0 | 0 | 0.776 | 0.508 | 0.246 | 0.067 | 16.756 | 12.563 | 850 | 81.62 | -81.62
739 | 0 | 0 | 0 | 0 | 0.834 | 0.591 | 0.277 | 0.105 | 17.52 | 13.618 | 850 | 87.91 | -87.91
740 | 0 | 0 | 0 | 0 | 0.866 | 0.655 | 0.343 | 0.164 | 17.844 | 14.637 | 850 | 86.78 | -86.78
741 | 0 | 0 | 0 | 0 | 0.876 | 0.666 | 0.43 | 0.249 | 17.772 | 15.421 | 850 | 73.65 | -73.65
742 | 0 | 0 | 0 | 0 | 0.884 | 0.7 | 0.476 | 0.378 | 17.068 | 15.908 | 850 | 66.03 | -66.03
743 | 0 | 0 | 0 | 0 | 0.889 | 0.729 | 0.462 | 0.473 | 16.568 | 16.052 | 850 | 56.96 | -56.96
744 | 0 | 0 | 0 | 0 | 0.888 | 0.725 | 0.47 | 0.472 | 15.907 | 15.682 | 850 | 54.08 | -54.08
745 | 0 | 0 | 0 | 0 | 0.868 | 0.703 | 0.457 | 0.485 | 14.48 | 14.922 | 850 | 39.73 | -39.73
746 | 0 | 0 | 0 | 0 | 0.821 | 0.68 | 0.45 | 0.511 | 13.628 | 14.209 | 850 | 47.06 | -47.06
747 | 0 | 0 | 0 | 0 | 0.748 | 0.693 | 0.437 | 0.548 | 13.009 | 13.505 | 850 | 41.12 | -41.12
748 | 0 | 0 | 0 | 0 | 0.641 | 0.697 | 0.443 | 0.566 | 12.74 | 12.889 | 850 | 42.16 | -42.16
749 | 0 | 0 | 0 | 0 | 0.633 | 0.703 | 0.447 | 0.627 | 12.754 | 12.315 | 850 | 43.05 | -43.05
750 | 0 | 0 | 0 | 0 | 0.604 | 0.704 | 0.521 | 0.64 | 13.125 | 11.586 | 850 | 46.91 | -46.91
751 | 0 | 0 | 0 | 0 | 0.541 | 0.71 | 0.551 | 0.649 | 13.672 | 11.626 | 850 | 55.34 | -55.34
752 | 0.009 | 0.032 | 0.001 | 0 | 0.494 | 0.671 | 0.569 | 0.615 | 14.018 | 11.996 | 850 | 69.01 | -69.01
753 | 0.104 | 0.224 | 0.034 | 0.009 | 0.434 | 0.654 | 0.537 | 0.6 | 13.93 | 13.053 | 850 | 86.12 | -86.12
754 | 0.154 | 0.412 | 0.05 | 0.038 | 0.56 | 0.712 | 0.451 | 0.605 | 13.744 | 13.679 | 850 | 92.5 | -92.5
755 | 0.482 | 0.543 | 0.057 | 0.045 | 0.633 | 0.746 | 0.455 | 0.575 | 13.793 | 14.263 | 850 | 86.29 | -86.29
756 | 0.526 | 0.549 | 0.073 | 0.037 | 0.66 | 0.79 | 0.42 | 0.617 | 13.938 | 14.826 | 850 | 83.67 | -83.67
757 | 0.465 | 0.477 | 0.088 | 0.05 | 0.676 | 0.813 | 0.38 | 0.641 | 13.629 | 15.653 | 850 | 77.22 | -77.22
758 | 0.262 | 0.334 | 0.079 | 0.055 | 0.646 | 0.803 | 0.31 | 0.593 | 13.149 | 15.625 | 850 | 67.6 | -67.6
759 | 0.082 | 0.088 | 0.041 | 0.037 | 0.601 | 0.788 | 0.281 | 0.562 | 12.806 | 15.972 | 850 | 57.26 | -57.26
760 | 0.006 | 0 | 0.003 | 0 | 0.602 | 0.805 | 0.292 | 0.534 | 12.429 | 15.829 | 850 | 68.74 | -68.74
761 | 0 | 0 | 0 | 0 | 0.567 | 0.813 | 0.31 | 0.537 | 11.661 | 15.468 | 850 | 75.07 | -75.07
762 | 0 | 0 | 0 | 0 | 0.571 | 0.791 | 0.289 | 0.504 | 11.125 | 14.808 | 850 | 77.05 | -77.05
763 | 0 | 0 | 0 | 0 | 0.567 | 0.751 | 0.245 | 0.476 | 10.451 | 14.164 | 850 | 91.61 | -91.61
764 | 0 | 0 | 0 | 0 | 0.48 | 0.706 | 0.194 | 0.463 | 10.239 | 13.426 | 850 | 94.67 | -94.67
765 | 0 | 0 | 0 | 0 | 0.393 | 0.615 | 0.15 | 0.43 | 10.166 | 12.649 | 850 | 97.89 | -97.89
766 | 0 | 0 | 0 | 0 | 0.314 | 0.573 | 0.148 | 0.409 | 10.212 | 11.823 | 850 | 89.97 | -89.97
767 | 0 | 0 | 0 | 0 | 0.28 | 0.534 | 0.146 | 0.37 | 10.468 | 11.24 | 850 | 83.29 | -83.29
768 | 0 | 0 | 0 | 0 | 0.301 | 0.497 | 0.128 | 0.34 | 10.496 | 10.661 | 850 | 81.88 | -81.88
769 | 0 | 0 | 0 | 0 | 0.312 | 0.46 | 0.122 | 0.301 | 10.581 | 10.035 | 850 | 73.38 | -73.38
770 | 0 | 0 | 0 | 0 | 0.35 | 0.43 | 0.124 | 0.242 | 10.944 | 9.708 | 850 | 64.27 | -64.27
771 | 0 | 0 | 0 | 0 | 0.383 | 0.404 | 0.142 | 0.223 | 11.08 | 9.668 | 850 | 59.94 | -59.94
772 | 0 | 0 | 0 | 0 | 0.423 | 0.388 | 0.169 | 0.217 | 11.238 | 9.753 | 850 | 58 | -58
773 | 0 | 0 | 0 | 0 | 0.491 | 0.354 | 0.186 | 0.262 | 11.629 | 10.022 | 850 | 54.69 | -54.69
774 | 0 | 0 | 0 | 0 | 0.593 | 0.353 | 0.199 | 0.322 | 12.064 | 10.518 | 850 | 53.23 | -53.23
775 | 0 | 0 | 0 | 0 | 0.691 | 0.406 | 0.216 | 0.332 | 12.613 | 10.623 | 850 | 55.07 | -55.07
776 | 0.011 | 0.007 | 0.016 | 0.025 | 0.721 | 0.433 | 0.227 | 0.254 | 12.852 | 10.871 | 850 | 66.94 | -66.94
777 | 0.087 | 0.037 | 0.079 | 0.127 | 0.724 | 0.436 | 0.245 | 0.2 | 12.894 | 11.426 | 850 | 76.99 | -76.99
778 | 0.093 | 0.064 | 0.303 | 0.228 | 0.808 | 0.497 | 0.28 | 0.255 | 13.068 | 12.485 | 850 | 89.32 | -89.32
779 | 0.037 | 0.154 | 0.5 | 0.329 | 0.772 | 0.636 | 0.399 | 0.414 | 13.597 | 13.196 | 850 | 85.9 | -85.9
780 | 0.039 | 0.203 | 0.589 | 0.51 | 0.715 | 0.738 | 0.473 | 0.547 | 13.525 | 13.192 | 850 | 80.77 | -80.77
781 | 0.035 | 0.074 | 0.555 | 0.512 | 0.702 | 0.739 | 0.515 | 0.624 | 13.876 | 12.984 | 850 | 75.15 | -75.15
782 | 0.018 | 0.017 | 0.454 | 0.417 | 0.716 | 0.708 | 0.507 | 0.648 | 14.343 | 13.189 | 850 | 64.8 | -64.8
783 | 0.002 | 0 | 0.279 | 0.235 | 0.756 | 0.708 | 0.454 | 0.686 | 14.16 | 13.726 | 850 | 56.52 | -56.52
784 | 0 | 0 | 0.057 | 0.034 | 0.793 | 0.708 | 0.52 | 0.747 | 14.698 | 13.959 | 850 | 54.83 | -54.83
785 | 0 | 0 | 0 | 0 | 0.805 | 0.737 | 0.646 | 0.735 | 14.837 | 14.462 | 850 | 53.09 | -53.09
786 | 0 | 0 | 0 | 0 | 0.803 | 0.827 | 0.691 | 0.731 | 14.941 | 15.365 | 850 | 52.73 | -52.73
787 | 0 | 0 | 0 | 0 | 0.787 | 0.875 | 0.686 | 0.716 | 15.099 | 15.344 | 850 | 58.5 | -58.5
788 | 0 | 0 | 0 | 0 | 0.784 | 0.901 | 0.671 | 0.707 | 15.422 | 15.703 | 850 | 68.97 | -68.97
789 | 0 | 0 | 0 | 0 | 0.794 | 0.9 | 0.65 | 0.72 | 15.612 | 15.856 | 850 | 63.34 | -63.34
790 | 0 | 0 | 0 | 0 | 0.795 | 0.89 | 0.627 | 0.737 | 15.438 | 15.708 | 850 | 55.06 | -55.06
791 | 0 | 0 | 0 | 0 | 0.798 | 0.886 | 0.596 | 0.751 | 15.709 | 16.054 | 850 | 49.68 | -49.68
792 | 0 | 0 | 0 | 0 | 0.806 | 0.889 | 0.57 | 0.754 | 15.704 | 15.892 | 850 | 46.03 | -46.03
793 | 0 | 0 | 0 | 0 | 0.824 | 0.89 | 0.539 | 0.72 | 15.63 | 15.598 | 850 | 36.05 | -36.05
794 | 0 | 0 | 0 | 0 | 0.813 | 0.883 | 0.51 | 0.689 | 15.686 | 15.589 | 850 | 24.74 | -24.74
795 | 0 | 0 | 0 | 0 | 0.819 | 0.866 | 0.481 | 0.657 | 15.56 | 15.43 | 850 | 12.85 | -12.85
796 | 0 | 0 | 0 | 0 | 0.823 | 0.866 | 0.454 | 0.634 | 15.525 | 15.293 | 850 | 6.73 | -6.73
797 | 0 | 0 | 0 | 0 | 0.814 | 0.87 | 0.424 | 0.607 | 15.516 | 15.17 | 850 | 10.51 | -10.51
798 | 0 | 0 | 0 | 0 | 0.794 | 0.875 | 0.426 | 0.646 | 15.59 | 15.144 | 850 | 8.53 | -8.53
799 | 0 | 0 | 0 | 0 | 0.763 | 0.866 | 0.436 | 0.679 | 15.131 | 14.969 | 850 | 8.8 | -8.8
800 | 0 | 0 | 0 | 0 | 0.744 | 0.854 | 0.378 | 0.59 | 14.914 | 14.751 | 850 | 16.48 | -16.48
801 | 0.01 | 0.009 | 0.01 | 0.012 | 0.737 | 0.849 | 0.246 | 0.441 | 14.77 | 14.385 | 850 | 34.17 | -34.17
802 | 0.026 | 0.023 | 0.03 | 0.022 | 0.729 | 0.849 | 0.246 | 0.457 | 14.559 | 14.078 | 850 | 45.99 | -45.99
803 | 0.042 | 0.035 | 0.047 | 0.03 | 0.711 | 0.846 | 0.347 | 0.566 | 14.25 | 14.276 | 850 | 45.97 | -45.97
804 | 0.046 | 0.027 | 0.046 | 0.03 | 0.698 | 0.844 | 0.374 | 0.609 | 13.677 | 14.355 | 850 | 35.62 | -35.62
805 | 0.026 | 0.023 | 0.043 | 0.027 | 0.689 | 0.833 | 0.373 | 0.58 | 13.061 | 14.503 | 850 | 30.42 | -30.42
806 | 0.009 | 0.017 | 0.03 | 0.018 | 0.681 | 0.821 | 0.361 | 0.512 | 13.363 | 14.134 | 850 | 30.58 | -30.58
807 | 0 | 0.017 | 0.01 | 0.003 | 0.657 | 0.804 | 0.328 | 0.455 | 13.307 | 13.463 | 850 | 30.62 | -30.62
808 | 0 | 0 | 0 | 0 | 0.639 | 0.768 | 0.362 | 0.464 | 12.885 | 12.893 | 850 | 40.74 | -40.74
809 | 0 | 0 | 0 | 0 | 0.642 | 0.748 | 0.41 | 0.433 | 12.684 | 12.582 | 850 | 43.7 | -43.7
810 | 0 | 0 | 0 | 0 | 0.666 | 0.718 | 0.433 | 0.377 | 12.329 | 12.396 | 850 | 49.36 | -49.36
811 | 0 | 0 | 0 | 0 | 0.662 | 0.701 | 0.433 | 0.46 | 12.17 | 12.16 | 850 | 57.83 | -57.83
812 | 0 | 0 | 0 | 0 | 0.645 | 0.713 | 0.433 | 0.525 | 12.166 | 12.152 | 850 | 68.57 | -68.57
813 | 0 | 0 | 0 | 0 | 0.6 | 0.724 | 0.433 | 0.556 | 11.936 | 12.311 | 850 | 65.98 | -65.98
814 | 0 | 0 | 0 | 0 | 0.494 | 0.684 | 0.441 | 0.544 | 11.793 | 12.384 | 850 | 54.37 | -54.37
815 | 0 | 0 | 0 | 0 | 0.447 | 0.664 | 0.436 | 0.594 | 11.921 | 12.586 | 850 | 51.21 | -51.21
816 | 0 | 0 | 0 | 0 | 0.399 | 0.666 | 0.408 | 0.682 | 11.89 | 12.701 | 850 | 50.81 | -50.81
817 | 0 | 0 | 0 | 0 | 0.438 | 0.622 | 0.393 | 0.691 | 11.987 | 12.669 | 850 | 38.71 | -38.71
818 | 0 | 0 | 0 | 0 | 0.487 | 0.589 | 0.399 | 0.677 | 12.099 | 12.556 | 850 | 35.3 | -35.3
819 | 0 | 0 | 0 | 0 | 0.587 | 0.556 | 0.426 | 0.662 | 12.798 | 12.604 | 850 | 10.04 | -10.04
820 | 0 | 0 | 0 | 0 | 0.587 | 0.505 | 0.442 | 0.627 | 13.293 | 12.182 | 850 | 3.23 | -3.23
821 | 0 | 0 | 0 | 0 | 0.647 | 0.48 | 0.447 | 0.683 | 13.041 | 12.166 | 850 | 0.68 | -0.68
822 | 0 | 0 | 0 | 0 | 0.689 | 0.524 | 0.478 | 0.74 | 13.098 | 12.652 | 850 | 0 | 0
823 | 0 | 0 | 0 | 0 | 0.7 | 0.578 | 0.479 | 0.77 | 13.348 | 13.611 | 850 | 0 | 0
824 | 0.002 | 0.013 | 0 | 0 | 0.727 | 0.642 | 0.461 | 0.745 | 13.698 | 13.859 | 850 | 0 | 0
825 | 0.035 | 0.051 | 0.016 | 0.005 | 0.776 | 0.77 | 0.456 | 0.699 | 13.928 | 14.672 | 850 | 1.05 | -1.05
826 | 0.065 | 0.075 | 0.035 | 0.021 | 0.81 | 0.827 | 0.497 | 0.678 | 14.116 | 15.092 | 850 | 8.87 | -8.87
827 | 0.098 | 0.073 | 0.061 | 0.043 | 0.844 | 0.875 | 0.531 | 0.7 | 14.197 | 15.34 | 850 | 9.83 | -9.83
828 | 0.1 | 0.063 | 0.086 | 0.048 | 0.843 | 0.892 | 0.551 | 0.725 | 14.485 | 15.556 | 850 | 10.87 | -10.87
829 | 0.068 | 0.044 | 0.079 | 0.044 | 0.84 | 0.894 | 0.573 | 0.731 | 14.635 | 15.757 | 850 | 12.81 | -12.81
830 | 0.04 | 0.026 | 0.042 | 0.028 | 0.843 | 0.892 | 0.6 | 0.746 | 14.701 | 15.786 | 850 | 13.82 | -13.82
831 | 0.016 | 0.008 | 0.015 | 0 | 0.834 | 0.888 | 0.581 | 0.783 | 15.038 | 15.981 | 850 | 4.62 | -4.62
832 | 0 | 0 | 0 | 0 | 0.812 | 0.879 | 0.567 | 0.835 | 14.883 | 15.497 | 850 | 9.72 | -9.72
833 | 0 | 0 | 0 | 0 | 0.782 | 0.869 | 0.582 | 0.871 | 14.073 | 14.581 | 850 | 15.72 | -15.72
834 | 0 | 0 | 0 | 0 | 0.78 | 0.851 | 0.561 | 0.888 | 13.659 | 13.853 | 850 | 18.43 | -18.43
835 | 0 | 0 | 0 | 0 | 0.804 | 0.828 | 0.548 | 0.885 | 13.3 | 13.568 | 850 | 38.91 | -38.91
836 | 0 | 0 | 0 | 0 | 0.89 | 0.804 | 0.544 | 0.873 | 13.156 | 13.676 | 850 | 46.01 | -46.01
837 | 0 | 0 | 0 | 0 | 0.957 | 0.763 | 0.534 | 0.858 | 14.012 | 13.073 | 850 | 36.17 | -36.17
838 | 0 | 0 | 0 | 0 | 0.963 | 0.704 | 0.534 | 0.849 | 15.282 | 12.724 | 850 | 29.05 | -29.05
839 | 0 | 0 | 0 | 0 | 0.959 | 0.751 | 0.526 | 0.848 | 15.694 | 12.612 | 850 | 24.52 | -24.52
840 | 0 | 0 | 0 | 0 | 0.955 | 0.86 | 0.531 | 0.861 | 15.286 | 12.992 | 850 | 24.44 | -24.44
841 | 0 | 0 | 0 | 0 | 0.955 | 0.907 | 0.547 | 0.879 | 15.118 | 13.718 | 850 | 0.57 | -0.57
842 | 0 | 0 | 0 | 0 | 0.957 | 0.904 | 0.57 | 0.889 | 15.246 | 13.745 | 850 | 0 | 0
843 | 0 | 0 | 0 | 0 | 0.956 | 0.881 | 0.57 | 0.893 | 15.625 | 13.366 | 850 | -0.03 | 0.03
844 | 0 | 0 | 0 | 0 | 0.953 | 0.872 | 0.541 | 0.885 | 16.142 | 12.897 | 850 | -0.07 | 0.07
845 | 0 | 0 | 0 | 0 | 0.95 | 0.872 | 0.518 | 0.88 | 16.619 | 12.347 | 850 | -0.13 | 0.13
846 | 0 | 0 | 0 | 0 | 0.944 | 0.884 | 0.519 | 0.876 | 17.394 | 11.672 | 850 | -0.05 | 0.05
847 | 0 | 0 | 0 | 0 | 0.938 | 0.905 | 0.508 | 0.867 | 18.03 | 11.303 | 850 | 0.42 | -0.42
848 | 0.028 | 0 | 0.002 | 0 | 0.933 | 0.933 | 0.495 | 0.855 | 17.753 | 10.863 | 850 | 38.97 | -38.97
849 | 0.121 | 0.042 | 0.035 | 0.027 | 0.935 | 0.949 | 0.47 | 0.832 | 17.866 | 11 | 850 | 58.91 | -58.91
850 | 0.322 | 0.126 | 0.072 | 0.059 | 0.941 | 0.964 | 0.518 | 0.827 | 18.095 | 11.233 | 850 | 62.32 | -62.32
851 | 0.416 | 0.184 | 0.113 | 0.062 | 0.946 | 0.965 | 0.491 | 0.838 | 18.266 | 11.265 | 850 | 56.86 | -56.86
852 | 0.428 | 0.24 | 0.172 | 0.091 | 0.951 | 0.964 | 0.446 | 0.84 | 18.461 | 12.4 | 850 | 52.93 | -52.93
853 | 0.251 | 0.212 | 0.346 | 0.126 | 0.948 | 0.963 | 0.403 | 0.81 | 18.46 | 13.552 | 850 | 40.15 | -40.15
854 | 0.093 | 0.09 | 0.391 | 0.14 | 0.939 | 0.962 | 0.36 | 0.738 | 17.937 | 14.461 | 850 | 7.05 | -7.05
855 | 0.015 | 0.013 | 0.279 | 0.127 | 0.933 | 0.957 | 0.296 | 0.635 | 17.487 | 15.298 | 850 | 1.09 | -1.09
856 | 0 | 0 | 0.073 | 0.036 | 0.937 | 0.949 | 0.366 | 0.685 | 17.36 | 15.914 | 850 | 5.01 | -5.01
857 | 0 | 0 | 0 | 0 | 0.938 | 0.939 | 0.521 | 0.727 | 17.246 | 16.473 | 850 | 53.1 | -53.1
858 | 0 | 0 | 0 | 0 | 0.933 | 0.939 | 0.594 | 0.729 | 17.152 | 16.977 | 850 | 60.72 | -60.72
859 | 0 | 0 | 0 | 0 | 0.939 | 0.941 | 0.634 | 0.729 | 17.211 | 17.114 | 850 | 68.47 | -68.47
860 | 0 | 0 | 0 | 0 | 0.946 | 0.939 | 0.657 | 0.679 | 17.135 | 16.81 | 850 | 68.78 | -68.78
861 | 0 | 0 | 0 | 0 | 0.943 | 0.934 | 0.654 | 0.671 | 17.064 | 16.591 | 850 | 61.84 | -61.84
862 | 0 | 0 | 0 | 0 | 0.935 | 0.932 | 0.617 | 0.703 | 16.962 | 16.557 | 850 | 60.48 | -60.48
863 | 0 | 0 | 0 | 0 | 0.919 | 0.934 | 0.563 | 0.669 | 16.976 | 16.588 | 850 | 59.65 | -59.65
864 | 0 | 0 | 0 | 0 | 0.917 | 0.934 | 0.502 | 0.646 | 17.025 | 16.606 | 850 | 56.3 | -56.3
865 | 0 | 0 | 0 | 0 | 0.914 | 0.923 | 0.462 | 0.651 | 16.597 | 16.538 | 850 | 47.41 | -47.41
866 | 0 | 0 | 0 | 0 | 0.895 | 0.921 | 0.45 | 0.646 | 16.712 | 16.443 | 850 | 35.04 | -35.04
867 | 0 | 0 | 0 | 0 | 0.903 | 0.918 | 0.466 | 0.628 | 16.865 | 16.24 | 850 | 27.65 | -27.65
868 | 0 | 0 | 0 | 0 | 0.91 | 0.919 | 0.446 | 0.554 | 16.434 | 16.362 | 850 | 7.08 | -7.08
869 | 0 | 0 | 0 | 0 | 0.921 | 0.919 | 0.411 | 0.473 | 16.617 | 16.152 | 850 | 3.07 | -3.07
870 | 0 | 0 | 0 | 0 | 0.93 | 0.922 | 0.393 | 0.44 | 16.746 | 16.071 | 850 | 1.94 | -1.94
871 | 0 | 0 | 0 | 0 | 0.936 | 0.919 | 0.403 | 0.44 | 17.129 | 15.834 | 850 | 19.38 | -19.38
872 | 0 | 0.002 | 0.011 | 0.009 | 0.946 | 0.921 | 0.457 | 0.433 | 17.544 | 16.5 | 850 | 50 | -50
873 | 0.007 | 0.021 | 0.048 | 0.048 | 0.951 | 0.931 | 0.518 | 0.535 | 18.008 | 17.006 | 850 | 68.16 | -68.16
874 | 0.02 | 0.043 | 0.086 | 0.102 | 0.954 | 0.944 | 0.605 | 0.647 | 18.374 | 17.233 | 850 | 62 | -62
875 | 0.04 | 0.068 | 0.14 | 0.183 | 0.958 | 0.949 | 0.659 | 0.709 | 18.933 | 17.557 | 850 | 61.35 | -61.35
876 | 0.041 | 0.08 | 0.186 | 0.225 | 0.962 | 0.954 | 0.672 | 0.743 | 19.837 | 18.019 | 850 | 56.56 | -56.56
877 | 0.028 | 0.065 | 0.16 | 0.182 | 0.963 | 0.959 | 0.676 | 0.748 | 20.035 | 18.284 | 850 | 51.7 | -51.7
878 | 0.021 | 0.037 | 0.11 | 0.127 | 0.964 | 0.961 | 0.653 | 0.707 | 19.77 | 18.443 | 850 | 43.47 | -43.47
879 | 0.012 | 0.011 | 0.049 | 0.055 | 0.964 | 0.962 | 0.59 | 0.646 | 19.048 | 18.486 | 850 | 42.54 | -42.54
880 | 0 | 0 | 0.007 | 0.007 | 0.965 | 0.963 | 0.57 | 0.651 | 17.799 | 18.149 | 850 | 40.11 | -40.11
881 | 0 | 0 | 0 | 0 | 0.965 | 0.964 | 0.622 | 0.686 | 15.706 | 17.42 | 850 | 49.91 | -49.91
882 | 0 | 0 | 0 | 0 | 0.965 | 0.965 | 0.63 | 0.642 | 14.545 | 16.217 | 850 | 56.52 | -56.52
883 | 0 | 0 | 0 | 0 | 0.965 | 0.964 | 0.636 | 0.594 | 13.501 | 15.092 | 850 | 62.97 | -62.97
884 | 0 | 0 | 0 | 0 | 0.965 | 0.964 | 0.635 | 0.608 | 13.407 | 14.239 | 850 | 61.96 | -61.96
885 | 0 | 0 | 0 | 0 | 0.964 | 0.964 | 0.636 | 0.602 | 13.689 | 13.515 | 850 | 61.16 | -61.16
886 | 0 | 0 | 0 | 0 | 0.961 | 0.964 | 0.625 | 0.581 | 13.947 | 13.13 | 850 | 59.14 | -59.14
887 | 0 | 0 | 0 | 0 | 0.942 | 0.965 | 0.608 | 0.57 | 14.382 | 12.817 | 850 | 56.44 | -56.44
888 | 0 | 0 | 0 | 0 | 0.867 | 0.962 | 0.615 | 0.592 | 14.854 | 12.817 | 850 | 56.52 | -56.52
889 | 0 | 0 | 0 | 0 | 0.721 | 0.947 | 0.62 | 0.607 | 14.736 | 13.749 | 850 | 52.36 | -52.36
890 | 0 | 0 | 0 | 0 | 0.522 | 0.897 | 0.633 | 0.694 | 14.342 | 14.39 | 850 | 41.17 | -41.17
891 | 0 | 0 | 0 | 0 | 0.337 | 0.796 | 0.639 | 0.79 | 13.846 | 14.212 | 850 | 35.52 | -35.52
892 | 0 | 0 | 0 | 0 | 0.293 | 0.65 | 0.671 | 0.805 | 13.501 | 14.111 | 850 | 34.15 | -34.15
893 | 0 | 0 | 0 | 0 | 0.392 | 0.58 | 0.744 | 0.824 | 12.961 | 14.01 | 850 | 46.59 | -46.59
894 | 0 | 0 | 0 | 0 | 0.388 | 0.616 | 0.769 | 0.838 | 12.27 | 14.015 | 850 | 54.47 | -54.47
895 | 0 | 0 | 0 | 0 | 0.358 | 0.657 | 0.757 | 0.845 | 11.479 | 13.34 | 850 | 59.63 | -59.63
896 | 0 | 0.009 | 0.01 | 0.02 | 0.335 | 0.634 | 0.763 | 0.839 | 10.739 | 12.748 | 850 | 74.83 | -74.83
897 | 0.039 | 0.05 | 0.033 | 0.074 | 0.259 | 0.644 | 0.778 | 0.839 | 10.211 | 12.423 | 850 | 86.67 | -86.67
898 | 0.257 | 0.049 | 0.046 | 0.11 | 0.265 | 0.63 | 0.824 | 0.88 | 9.837 | 12.283 | 850 | 87 | -87
899 | 0.436 | 0.105 | 0.073 | 0.102 | 0.277 | 0.618 | 0.869 | 0.931 | 9.544 | 12.006 | 850 | 85.53 | -85.53
900 | 0.339 | 0.269 | 0.101 | 0.075 | 0.229 | 0.655 | 0.884 | 0.936 | 8.631 | 11.755 | 850 | 81.17 | -81.17
901 | 0.274 | 0.272 | 0.075 | 0.048 | 0.183 | 0.634 | 0.874 | 0.931 | 7.824 | 11.513 | 850 | 78.01 | -78.01
902 | 0.216 | 0.214 | 0.041 | 0.028 | 0.151 | 0.573 | 0.858 | 0.922 | 6.965 | 11.152 | 850 | 75.98 | -75.98
903 | 0.121 | 0.108 | 0.014 | 0.018 | 0.119 | 0.473 | 0.842 | 0.899 | 5.935 | 10.46 | 850 | 79.24 | -79.24
904 | 0.018 | 0.008 | 0 | 0 | 0.101 | 0.464 | 0.836 | 0.881 | 5.014 | 9.892 | 850 | 77.99 | -77.99
905 | 0 | 0 | 0 | 0 | 0.064 | 0.463 | 0.836 | 0.852 | 4.774 | 9.529 | 850 | 88.21 | -88.21
906 | 0 | 0 | 0 | 0 | 0.038 | 0.41 | 0.834 | 0.82 | 5.536 | 8.92 | 850 | 97.3 | -97.3
907 | 0 | 0 | 0 | 0 | 0.032 | 0.324 | 0.837 | 0.789 | 7.024 | 8.218 | 850 | 120.05 | -120.05
908 | 0 | 0 | 0 | 0 | 0.054 | 0.216 | 0.841 | 0.763 | 8.59 | 7.659 | 850 | 136.22 | -136.22
909 | 0 | 0 | 0 | 0 | 0.091 | 0.115 | 0.849 | 0.739 | 9.851 | 7.71 | 850 | 109.7 | -109.7
910 | 0 | 0 | 0 | 0 | 0.121 | 0.054 | 0.852 | 0.716 | 10.303 | 8.035 | 850 | 99.91 | -99.91
911 | 0 | 0 | 0 | 0 | 0.137 | 0.026 | 0.854 | 0.704 | 9.944 | 8.6 | 850 | 87.65 | -87.65
912 | 0 | 0 | 0 | 0 | 0.147 | 0.026 | 0.849 | 0.686 | 9.632 | 9.304 | 850 | 83.63 | -83.63
913 | 0 | 0 | 0 | 0 | 0.139 | 0.041 | 0.841 | 0.684 | 9.638 | 10.062 | 850 | 79.21 | -79.21
914 | 0 | 0 | 0 | 0 | 0.126 | 0.068 | 0.825 | 0.686 | 9.71 | 10.551 | 850 | 73.7 | -73.7
915 | 0 | 0 | 0 | 0 | 0.114 | 0.098 | 0.798 | 0.685 | 9.568 | 10.685 | 850 | 73.2 | -73.2
916 | 0 | 0 | 0 | 0 | 0.112 | 0.121 | 0.802 | 0.695 | 9.032 | 10.357 | 850 | 72.15 | -72.15
917 | 0 | 0 | 0 | 0 | 0.108 | 0.126 | 0.756 | 0.712 | 8.033 | 10.061 | 850 | 72.94 | -72.94
918 | 0 | 0 | 0 | 0 | 0.099 | 0.104 | 0.744 | 0.723 | 6.996 | 9.423 | 850 | 73.65 | -73.65
919 | 0 | 0 | 0 | 0 | 0.086 | 0.072 | 0.763 | 0.709 | 5.785 | 8.776 | 850 | 77.85 | -77.85
920 | 0.04 | 0.022 | 0 | 0 | 0.058 | 0.046 | 0.744 | 0.662 | 4.648 | 8.113 | 850 | 87.08 | -87.08
921 | 0.127 | 0.116 | 0.018 | 0.003 | 0.023 | 0.033 | 0.686 | 0.613 | 3.503 | 7.194 | 850 | 110 | -110
922 | 0.141 | 0.34 | 0.038 | 0.02 | 0.012 | 0.032 | 0.69 | 0.528 | 2.602 | 6.358 | 850 | 133.15 | -133.15
923 | 0.095 | 0.421 | 0.049 | 0.056 | 0.027 | 0.024 | 0.737 | 0.559 | 2.299 | 5.731 | 850 | 113.55 | -113.55
924 | 0.061 | 0.221 | 0.073 | 0.044 | 0.05 | 0.016 | 0.774 | 0.634 | 2.493 | 5.219 | 850 | 97.79 | -97.79
925 | 0.033 | 0.088 | 0.098 | 0.024 | 0.097 | 0.013 | 0.763 | 0.678 | 3.228 | 4.788 | 850 | 91.87 | -91.87
926 | 0.023 | 0.031 | 0.1 | 0.022 | 0.152 | 0.01 | 0.704 | 0.708 | 4.063 | 4.36 | 850 | 89.38 | -89.38
927 | 0.009 | 0.005 | 0.037 | 0.012 | 0.208 | 0.023 | 0.624 | 0.763 | 4.891 | 4.042 | 850 | 90.98 | -90.98
928 | 0 | 0 | 0.006 | 0 | 0.279 | 0.077 | 0.558 | 0.771 | 5.799 | 3.933 | 850 | 94.9 | -94.9
929 | 0 | 0 | 0 | 0 | 0.35 | 0.105 | 0.454 | 0.683 | 6.714 | 4.139 | 850 | 94.38 | -94.38
930 | 0 | 0 | 0 | 0 | 0.429 | 0.126 | 0.352 | 0.529 | 7.517 | 4.499 | 850 | 93.01 | -93.01
931 | 0 | 0 | 0 | 0 | 0.518 | 0.163 | 0.328 | 0.38 | 8.022 | 4.585 | 850 | 103 | -103
932 | 0 | 0 | 0 | 0 | 0.553 | 0.187 | 0.301 | 0.306 | 8.685 | 4.447 | 850 | 94.67 | -94.67
933 | 0 | 0 | 0 | 0 | 0.52 | 0.218 | 0.364 | 0.225 | 9.675 | 4.455 | 850 | 86.06 | -86.06
934 | 0 | 0 | 0 | 0 | 0.47 | 0.269 | 0.411 | 0.172 | 10.91 | 4.811 | 850 | 83.2 | -83.2
935 | 0 | 0 | 0 | 0 | 0.367 | 0.326 | 0.527 | 0.205 | 12.311 | 5.877 | 850 | 80.61 | -80.61
936 | 0 | 0 | 0 | 0 | 0.318 | 0.381 | 0.573 | 0.225 | 13.683 | 7.217 | 850 | 75.6 | -75.6
937 | 0 | 0 | 0 | 0 | 0.306 | 0.46 | 0.547 | 0.243 | 14.908 | 8.383 | 850 | 65.98 | -65.98
938 | 0 | 0 | 0 | 0 | 0.355 | 0.517 | 0.57 | 0.254 | 15.884 | 9.491 | 850 | 60.43 | -60.43
939 | 0 | 0 | 0 | 0 | 0.363 | 0.494 | 0.553 | 0.264 | 16.054 | 10.338 | 850 | 58.61 | -58.61
940 | 0 | 0 | 0 | 0 | 0.375 | 0.519 | 0.555 | 0.225 | 15.874 | 11.056 | 850 | 55.74 | -55.74
941 | 0 | 0 | 0 | 0 | 0.38 | 0.526 | 0.537 | 0.188 | 16.142 | 11.71 | 850 | 51.61 | -51.61
942 | 0 | 0 | 0 | 0 | 0.388 | 0.501 | 0.528 | 0.154 | 15.881 | 12.323 | 850 | 49.96 | -49.96
943 | 0 | 0 | 0 | 0 | 0.435 | 0.462 | 0.507 | 0.125 | 15.204 | 12.897 | 850 | 52.32 | -52.32
944 | 0 | 0 | 0.009 | 0.011 | 0.468 | 0.44 | 0.43 | 0.143 | 14.403 | 13.322 | 850 | 59.08 | -59.08
945 | 0.01 | 0.013 | 0.034 | 0.063 | 0.466 | 0.383 | 0.304 | 0.125 | 13.576 | 14.041 | 850 | 66.79 | -66.79
946 | 0.034 | 0.036 | 0.056 | 0.141 | 0.487 | 0.292 | 0.194 | 0.082 | 12.452 | 14.611 | 850 | 70.13 | -70.13
947 | 0.066 | 0.035 | 0.083 | 0.212 | 0.544 | 0.149 | 0.129 | 0.095 | 11.07 | 14.589 | 850 | 68.37 | -68.37
948 | 0.137 | 0.069 | 0.104 | 0.169 | 0.482 | 0.126 | 0.093 | 0.099 | 9.697 | 14.167 | 850 | 69.52 | -69.52
949 | 0.164 | 0.064 | 0.081 | 0.124 | 0.501 | 0.134 | 0.07 | 0.07 | 8.428 | 13.741 | 850 | 69.94 | -69.94
950 | 0.184 | 0.045 | 0.052 | 0.056 | 0.541 | 0.186 | 0.069 | 0.054 | 7.499 | 13.207 | 850 | 67.85 | -67.85
951 | 0.111 | 0.02 | 0.021 | 0.021 | 0.534 | 0.293 | 0.097 | 0.053 | 7.219 | 12.345 | 850 | 67.74 | -67.74
952 | 0.024 | 0 | 0 | 0 | 0.488 | 0.312 | 0.127 | 0.098 | 7.812 | 11.444 | 850 | 73.22 | -73.22
953 | 0 | 0 | 0 | 0 | 0.518 | 0.406 | 0.141 | 0.165 | 8.574 | 10.405 | 850 | 81.56 | -81.56
954 | 0 | 0 | 0 | 0 | 0.554 | 0.51 | 0.149 | 0.247 | 8.955 | 9.974 | 850 | 90.12 | -90.12
955 | 0 | 0 | 0 | 0 | 0.554 | 0.598 | 0.153 | 0.312 | 9.238 | 9.591 | 850 | 95.45 | -95.45
956 | 0 | 0 | 0 | 0 | 0.512 | 0.59 | 0.136 | 0.346 | 9.357 | 9.165 | 850 | 95.45 | -95.45
957 | 0 | 0 | 0 | 0 | 0.51 | 0.539 | 0.111 | 0.342 | 9.268 | 8.741 | 850 | 87.05 | -87.05
958 | 0 | 0 | 0 | 0 | 0.481 | 0.504 | 0.095 | 0.34 | 9.204 | 8.304 | 850 | 80.44 | -80.44
959 | 0 | 0 | 0 | 0 | 0.473 | 0.448 | 0.08 | 0.34 | 9.097 | 8.084 | 850 | 75.2 | -75.2
960 | 0 | 0 | 0 | 0 | 0.47 | 0.383 | 0.071 | 0.335 | 8.922 | 8.33 | 850 | 74.91 | -74.91
961 | 0 | 0 | 0 | 0 | 0.468 | 0.341 | 0.067 | 0.318 | 8.724 | 8.738 | 850 | 70.94 | -70.94
962 | 0 | 0 | 0 | 0 | 0.433 | 0.325 | 0.047 | 0.274 | 8.676 | 8.905 | 850 | 63.1 | -63.1
963 | 0 | 0 | 0 | 0 | 0.404 | 0.33 | 0.031 | 0.208 | 8.634 | 8.959 | 850 | 64.08 | -64.08
964 | 0 | 0 | 0 | 0 | 0.396 | 0.355 | 0.034 | 0.15 | 8.67 | 9.158 | 850 | 64.4 | -64.4
965 | 0 | 0 | 0 | 0 | 0.377 | 0.375 | 0.07 | 0.126 | 8.799 | 9.492 | 850 | 64.39 | -64.39
966 | 0 | 0 | 0 | 0 | 0.363 | 0.35 | 0.127 | 0.129 | 8.825 | 9.909 | 850 | 64.41 | -64.41
967 | 0 | 0 | 0 | 0.003 | 0.349 | 0.301 | 0.18 | 0.133 | 8.716 | 10.133 | 850 | 65.82 | -65.82
968 | 0.043 | 0.074 | 0.044 | 0.121 | 0.31 | 0.27 | 0.184 | 0.165 | 8.58 | 10.203 | 850 | 70.91 | -70.91
969 | 0.172 | 0.266 | 0.089 | 0.296 | 0.179 | 0.174 | 0.147 | 0.164 | 8.066 | 9.865 | 850 | 74.86 | -74.86
970 | 0.334 | 0.427 | 0.109 | 0.463 | 0.085 | 0.109 | 0.1 | 0.148 | 7.492 | 9.682 | 850 | 77.7 | -77.7
971 | 0.444 | 0.497 | 0.133 | 0.548 | 0.069 | 0.108 | 0.092 | 0.157 | 7.133 | 9.383 | 850 | 80.38 | -80.38
972 | 0.496 | 0.508 | 0.11 | 0.458 | 0.049 | 0.075 | 0.113 | 0.211 | 6.937 | 9.069 | 850 | 74.59 | -74.59
973 | 0.423 | 0.432 | 0.075 | 0.269 | 0.053 | 0.048 | 0.151 | 0.262 | 6.938 | 9.116 | 850 | 69.43 | -69.43
974 | 0.224 | 0.26 | 0.06 | 0.115 | 0.097 | 0.053 | 0.203 | 0.327 | 7.451 | 9.169 | 850 | 68.3 | -68.3
975 | 0.086 | 0.11 | 0.028 | 0.04 | 0.16 | 0.128 | 0.249 | 0.445 | 8.429 | 9.64 | 850 | 66.72 | -66.72
976 | 0.015 | 0.012 | 0.002 | 0.001 | 0.292 | 0.312 | 0.227 | 0.557 | 9.345 | 10.185 | 850 | 69.53 | -69.53
977 | 0 | 0 | 0 | 0 | 0.438 | 0.504 | 0.149 | 0.647 | 10.072 | 10.335 | 850 | 77.17 | -77.17
978 | 0 | 0 | 0 | 0 | 0.493 | 0.555 | 0.078 | 0.671 | 10.404 | 10.264 | 850 | 86.13 | -86.13
979 | 0 | 0 | 0 | 0 | 0.472 | 0.53 | 0.037 | 0.633 | 10.434 | 10.245 | 850 | 88.95 | -88.95
980 | 0 | 0 | 0 | 0 | 0.443 | 0.488 | 0.068 | 0.557 | 10.356 | 10.204 | 850 | 87.62 | -87.62
981 | 0 | 0 | 0 | 0 | 0.42 | 0.44 | 0.196 | 0.486 | 10.508 | 10.257 | 850 | 81.01 | -81.01
982 | 0 | 0 | 0 | 0 | 0.383 | 0.387 | 0.335 | 0.406 | 10.688 | 10.261 | 850 | 74.4 | -74.4
983 | 0 | 0 | 0 | 0 | 0.351 | 0.342 | 0.39 | 0.34 | 10.656 | 10.622 | 850 | 67.84 | -67.84
984 | 0 | 0 | 0 | 0 | 0.309 | 0.315 | 0.423 | 0.288 | 10.65 | 10.759 | 850 | 65.86 | -65.86
985 | 0 | 0 | 0 | 0 | 0.251 | 0.328 | 0.433 | 0.287 | 10.748 | 11.23 | 850 | 63.46 | -63.46
986 | 0 | 0 | 0 | 0 | 0.221 | 0.298 | 0.47 | 0.409 | 10.962 | 11.474 | 850 | 55.48 | -55.48
987 | 0 | 0 | 0 | 0 | 0.207 | 0.289 | 0.497 | 0.531 | 11.246 | 11.583 | 850 | 53.67 | -53.67
988 | 0 | 0 | 0 | 0 | 0.2 | 0.295 | 0.5 | 0.556 | 10.829 | 11.385 | 850 | 52.6 | -52.6
989 | 0 | 0 | 0 | 0 | 0.197 | 0.289 | 0.507 | 0.577 | 10.592 | 11.475 | 850 | 46.83 | -46.83
990 | 0 | 0 | 0 | 0 | 0.187 | 0.268 | 0.501 | 0.629 | 10.782 | 11.527 | 850 | 43.64 | -43.64
991 | 0 | 0 | 0 | 0 | 0.172 | 0.238 | 0.517 | 0.63 | 10.575 | 11.358 | 850 | 46.25 | -46.25
992 | 0.005 | 0.005 | 0 | 0 | 0.145 | 0.189 | 0.524 | 0.657 | 10.43 | 11.271 | 850 | 49.19 | -49.19
993 | 0.033 | 0.023 | 0.028 | 0.008 | 0.098 | 0.132 | 0.454 | 0.63 | 10.4 | 11.19 | 850 | 53.16 | -53.16
994 | 0.059 | 0.043 | 0.061 | 0.025 | 0.071 | 0.101 | 0.368 | 0.587 | 10.267 | 10.937 | 850 | 55.06 | -55.06
995 | 0.074 | 0.056 | 0.109 | 0.046 | 0.067 | 0.083 | 0.417 | 0.564 | 9.838 | 11.061 | 850 | 57.97 | -57.97
996 | 0.059 | 0.062 | 0.2 | 0.061 | 0.076 | 0.07 | 0.528 | 0.55 | 9.294 | 10.854 | 850 | 61.16 | -61.16
997 | 0.041 | 0.05 | 0.269 | 0.067 | 0.102 | 0.071 | 0.612 | 0.499 | 8.717 | 10.292 | 850 | 65.54 | -65.54
998 | 0.018 | 0.025 | 0.227 | 0.058 | 0.125 | 0.083 | 0.577 | 0.439 | 8.058 | 9.669 | 850 | 64.6 | -64.6
999 | 0.005 | 0.003 | 0.142 | 0.032 | 0.148 | 0.119 | 0.483 | 0.406 | 7.76 | 9.196 | 850 | 62.12 | -62.12
1000 | 0 | 0 | 0.047 | 0.003 | 0.183 | 0.165 | 0.423 | 0.409 | 7.408 | 9.169 | 850 | 63.99 | -63.99
1001 | 0 | 0 | 0 | 0 | 0.233 | 0.175 | 0.459 | 0.42 | 7.061 | 9.098 | 850 | 66.3 | -66.3
1002 | 0 | 0 | 0 | 0 | 0.275 | 0.151 | 0.531 | 0.434 | 6.901 | 8.526 | 850 | 70.69 | -70.69
1003 | 0 | 0 | 0 | 0 | 0.277 | 0.131 | 0.57 | 0.445 | 6.692 | 7.982 | 850 | 78.5 | -78.5
1004 | 0 | 0 | 0 | 0 | 0.27 | 0.128 | 0.554 | 0.459 | 6.499 | 7.677 | 850 | 80.74 | -80.74
1005 | 0 | 0 | 0 | 0 | 0.276 | 0.169 | 0.608 | 0.466 | 6.513 | 7.408 | 850 | 79.72 | -79.72
1006 | 0 | 0 | 0 | 0 | 0.287 | 0.227 | 0.615 | 0.487 | 6.7 | 7.189 | 850 | 76.75 | -76.75
1007 | 0 | 0 | 0 | 0 | 0.306 | 0.274 | 0.593 | 0.494 | 7.072 | 6.966 | 850 | 70.72 | -70.72
1008 | 0 | 0 | 0 | 0 | 0.304 | 0.307 | 0.58 | 0.486 | 7.403 | 6.618 | 850 | 68.39 | -68.39
1009 | 0 | 0 | 0 | 0 | 0.292 | 0.34 | 0.554 | 0.434 | 7.645 | 6.106 | 850 | 64.01 | -64.01
1010 | 0 | 0 | 0 | 0 | 0.29 | 0.362 | 0.53 | 0.378 | 8.235 | 5.382 | 850 | 64.35 | -64.35
1011 | 0 | 0 | 0 | 0 | 0.304 | 0.377 | 0.511 | 0.426 | 8.853 | 4.529 | 850 | 61.59 | -61.59
1012 | 0 | 0 | 0 | 0 | 0.329 | 0.38 | 0.5 | 0.43 | 9.601 | 3.86 | 850 | 60.65 | -60.65
1013 | 0 | 0 | 0 | 0 | 0.351 | 0.396 | 0.443 | 0.478 | 10.043 | 3.951 | 850 | 59.39 | -59.39
1014 | 0 | 0 | 0 | 0 | 0.36 | 0.401 | 0.399 | 0.508 | 10.057 | 4.15 | 850 | 59.21 | -59.21
1015 | 0 | 0 | 0 | 0 | 0.366 | 0.392 | 0.35 | 0.537 | 9.895 | 4.34 | 850 | 65 | -65
1016 | 0.022 | 0.015 | 0.038 | 0.007 | 0.333 | 0.364 | 0.268 | 0.467 | 9.467 | 4.823 | 850 | 76 | -76
1017 | 0.1 | 0.052 | 0.124 | 0.017 | 0.271 | 0.351 | 0.225 | 0.473 | 9.013 | 5.211 | 850 | 85.41 | -85.41
1018 | 0.219 | 0.087 | 0.223 | 0.028 | 0.292 | 0.443 | 0.224 | 0.567 | 9.368 | 5.806 | 850 | 104 | -104
1019 | 0.461 | 0.128 | 0.18 | 0.04 | 0.388 | 0.564 | 0.188 | 0.521 | 9.886 | 6.474 | 850 | 96.5 | -96.5
1020 | 0.492 | 0.166 | 0.177 | 0.094 | 0.43 | 0.58 | 0.169 | 0.457 | 10.101 | 7.199 | 850 | 85.47 | -85.47
1021 | 0.443 | 0.221 | 0.178 | 0.107 | 0.439 | 0.552 | 0.155 | 0.396 | 10.184 | 7.947 | 850 | 79.14 | -79.14
1022 | 0.34 | 0.156 | 0.218 | 0.077 | 0.42 | 0.474 | 0.139 | 0.335 | 9.946 | 8.378 | 850 | 67.37 | -67.37
1023 | 0.186 | 0.098 | 0.116 | 0.066 | 0.334 | 0.436 | 0.126 | 0.256 | 9.67 | 9.167 | 850 | 63.75 | -63.75
1024 | 0.033 | 0.017 | 0.017 | 0.017 | 0.314 | 0.459 | 0.15 | 0.277 | 9.689 | 9.603 | 850 | 63.95 | -63.95
1025 | 0 | 0 | 0 | 0 | 0.38 | 0.511 | 0.217 | 0.29 | 9.593 | 9.934 | 850 | 66.4 | -66.4
1026 | 0 | 0 | 0 | 0 | 0.424 | 0.531 | 0.253 | 0.298 | 9.614 | 10.025 | 850 | 78.42 | -78.42
1027 | 0 | 0 | 0 | 0 | 0.447 | 0.531 | 0.261 | 0.282 | 9.785 | 10.006 | 850 | 93.9 | -93.9
1028 | 0 | 0 | 0 | 0 | 0.446 | 0.497 | 0.26 | 0.267 | 9.906 | 10.027 | 850 | 96 | -96
1029 | 0 | 0 | 0 | 0 | 0.436 | 0.45 | 0.26 | 0.26 | 10.053 | 9.972 | 850 | 89.08 | -89.08
1030 | 0 | 0 | 0 | 0 | 0.378 | 0.362 | 0.272 | 0.271 | 10.28 | 10.018 | 850 | 79.15 | -79.15
1031 | 0 | 0 | 0 | 0 | 0.319 | 0.297 | 0.291 | 0.3 | 10.306 | 10.099 | 850 | 71.54 | -71.54
1032 | 0 | 0 | 0 | 0 | 0.259 | 0.26 | 0.306 | 0.354 | 10.256 | 10.234 | 850 | 65.87 | -65.87
1033 | 0 | 0 | 0 | 0 | 0.218 | 0.222 | 0.267 | 0.393 | 10.035 | 10.393 | 850 | 61.9 | -61.9
1034 | 0 | 0 | 0 | 0 | 0.245 | 0.23 | 0.23 | 0.426 | 10.231 | 10.484 | 850 | 68.59 | -68.59
1035 | 0 | 0 | 0 | 0 | 0.292 | 0.278 | 0.195 | 0.47 | 10.416 | 10.488 | 850 | 65.37 | -65.37
1036 | 0 | 0 | 0 | 0 | 0.289 | 0.331 | 0.16 | 0.436 | 10.562 | 10.209 | 850 | 63.41 | -63.41
1037 | 0 | 0 | 0 | 0 | 0.291 | 0.338 | 0.136 | 0.34 | 10.512 | 9.919 | 850 | 60.49 | -60.49
1038 | 0 | 0 | 0 | 0 | 0.294 | 0.312 | 0.134 | 0.281 | 11.123 | 9.683 | 850 | 60.06 | -60.06
1039 | 0 | 0 | 0 | 0 | 0.35 | 0.285 | 0.146 | 0.227 | 11.626 | 9.766 | 850 | 63.59 | -63.59
1040 | 0.005 | 0.019 | 0.019 | 0.013 | 0.423 | 0.29 | 0.132 | 0.169 | 11.941 | 9.89 | 850 | 70.69 | -70.69
1041 | 0.071 | 0.091 | 0.096 | 0.049 | 0.512 | 0.296 | 0.134 | 0.15 | 11.933 | 9.911 | 850 | 82.18 | -82.18
1042 | 0.301 | 0.232 | 0.262 | 0.085 | 0.556 | 0.31 | 0.143 | 0.137 | 11.769 | 9.86 | 850 | 89.1 | -89.1
1043 | 0.436 | 0.408 | 0.496 | 0.14 | 0.58 | 0.347 | 0.155 | 0.138 | 11.675 | 9.959 | 850 | 75.12 | -75.12
1044 | 0.439 | 0.472 | 0.609 | 0.224 | 0.597 | 0.387 | 0.16 | 0.155 | 11.485 | 10.469 | 850 | 69.21 | -69.21
1045 | 0.344 | 0.436 | 0.576 | 0.289 | 0.58 | 0.403 | 0.143 | 0.157 | 11.307 | 10.691 | 850 | 63.87 | -63.87
1046 | 0.202 | 0.359 | 0.382 | 0.195 | 0.519 | 0.389 | 0.113 | 0.142 | 11.069 | 10.445 | 850 | 60.53 | -60.53
1047 | 0.085 | 0.227 | 0.168 | 0.132 | 0.412 | 0.377 | 0.079 | 0.11 | 10.921 | 10.324 | 850 | 60.26 | -60.26
1048 | 0.015 | 0.036 | 0.031 | 0.027 | 0.383 | 0.43 | 0.067 | 0.072 | 10.92 | 10.418 | 850 | 63.1 | -63.1
1049 | 0 | 0 | 0 | 0 | 0.463 | 0.483 | 0.05 | 0.038 | 11.193 | 10.17 | 850 | 70.7 | -70.7
1050 | 0 | 0 | 0 | 0 | 0.514 | 0.52 | 0.038 | 0.023 | 11.704 | 9.84 | 850 | 78.36 | -78.36
1051 | 0 | 0 | 0 | 0 | 0.544 | 0.542 | 0.035 | 0.022 | 12.059 | 9.812 | 850 | 95.01 | -95.01
1052 | 0 | 0 | 0 | 0 | 0.551 | 0.544 | 0.048 | 0.028 | 12.359 | 10.12 | 850 | 99.88 | -99.88
1053 | 0 | 0 | 0 | 0 | 0.511 | 0.531 | 0.088 | 0.039 | 12.299 | 10.331 | 850 | 90.99 | -90.99
1054 | 0 | 0 | 0 | 0 | 0.493 | 0.492 | 0.161 | 0.049 | 11.776 | 10.522 | 850 | 77.97 | -77.97
1055 | 0 | 0 | 0 | 0 | 0.497 | 0.436 | 0.238 | 0.059 | 10.69 | 10.404 | 850 | 71.86 | -71.86
1056 | 0 | 0 | 0 | 0 | 0.491 | 0.393 | 0.323 | 0.073 | 9.929 | 10.105 | 850 | 68.39 | -68.39
1057 | 0 | 0 | 0 | 0 | 0.519 | 0.377 | 0.409 | 0.097 | 9.481 | 9.62 | 850 | 64.74 | -64.74
1058 | 0 | 0 | 0 | 0 | 0.655 | 0.38 | 0.438 | 0.141 | 9.307 | 9.389 | 850 | 60.63 | -60.63
1059 | 0 | 0 | 0 | 0 | 0.71 | 0.372 | 0.543 | 0.205 | 9.422 | 9.284 | 850 | 59.34 | -59.34
1060 | 0 | 0 | 0 | 0 | 0.746 | 0.366 | 0.582 | 0.258 | 9.394 | 9.144 | 850 | 55.76 | -55.76
1061 | 0 | 0 | 0 | 0 | 0.74 | 0.373 | 0.569 | 0.282 | 8.968 | 8.994 | 850 | 54.79 | -54.79
1062 | 0 | 0 | 0 | 0 | 0.754 | 0.406 | 0.586 | 0.309 | 8.44 | 8.826 | 850 | 55.06 | -55.06
1063 | 0 | 0 | 0 | 0.006 | 0.783 | 0.436 | 0.593 | 0.343 | 8.242 | 8.795 | 850 | 58.43 | -58.43
1064 | 0 | 0.004 | 0.017 | 0.063 | 0.808 | 0.414 | 0.541 | 0.301 | 8.617 | 8.905 | 850 | 63.23 | -63.23
1065 | 0.009 | 0.011 | 0.035 | 0.052 | 0.767 | 0.42 | 0.448 | 0.217 | 9.33 | 9.107 | 850 | 72.74 | -72.74
1066 | 0.019 | 0.026 | 0.056 | 0.085 | 0.748 | 0.421 | 0.38 | 0.187 | 10.392 | 8.657 | 850 | 79.73 | -79.73
1067 | 0.037 | 0.065 | 0.079 | 0.099 | 0.68 | 0.418 | 0.33 | 0.188 | 11.316 | 7.991 | 850 | 69.65 | -69.65
1068 | 0.054 | 0.119 | 0.081 | 0.072 | 0.64 | 0.421 | 0.322 | 0.239 | 11.843 | 7.352 | 850 | 63.86 | -63.86
1069 | 0.05 | 0.099 | 0.063 | 0.054 | 0.619 | 0.422 | 0.309 | 0.269 | 11.989 | 6.887 | 850 | 63.29 | -63.29
1070 | 0.033 | 0.047 | 0.042 | 0.038 | 0.602 | 0.435 | 0.251 | 0.242 | 11.301 | 6.72 | 850 | 62.63 | -62.63
1071 | 0.016 | 0.014 | 0.022 | 0.019 | 0.593 | 0.504 | 0.2 | 0.28 | 10.883 | 7.006 | 850 | 63.82 | -63.82
1072 | 0 | 0 | 0.003 | 0 | 0.587 | 0.593 | 0.235 | 0.377 | 10.7 | 7.531 | 850 | 69.03 | -69.03
1073 | 0 | 0 | 0 | 0 | 0.615 | 0.556 | 0.328 | 0.433 | 11.157 | 7.758 | 850 | 72.23 | -72.23
1074 | 0 | 0 | 0 | 0 | 0.602 | 0.544 | 0.338 | 0.409 | 11.436 | 8.05 | 850 | 78.54 | -78.54
1075 | 0 | 0 | 0 | 0 | 0.551 | 0.494 | 0.318 | 0.345 | 11.621 | 8.77 | 850 | 82.97 | -82.97
1076 | 0 | 0 | 0 | 0 | 0.584 | 0.492 | 0.297 | 0.304 | 11.638 | 9.428 | 850 | 87.58 | -87.58
1077 | 0 | 0 | 0 | 0 | 0.612 | 0.484 | 0.306 | 0.269 | 11.393 | 9.807 | 850 | 84.47 | -84.47
1078 | 0 | 0 | 0 | 0 | 0.638 | 0.493 | 0.303 | 0.257 | 11.234 | 9.982 | 850 | 76.48 | -76.48
1079 | 0 | 0 | 0 | 0 | 0.657 | 0.47 | 0.284 | 0.254 | 11.183 | 9.983 | 850 | 69.68 | -69.68
1080 | 0 | 0 | 0 | 0 | 0.636 | 0.454 | 0.261 | 0.236 | 10.812 | 10.034 | 850 | 68.2 | -68.2
1081 | 0 | 0 | 0 | 0 | 0.577 | 0.44 | 0.235 | 0.214 | 10.589 | 10.031 | 850 | 63.8 | -63.8
1082 | 0 | 0 | 0 | 0 | 0.538 | 0.41 | 0.206 | 0.194 | 10.57 | 9.818 | 850 | 61.71 | -61.71
1083 | 0 | 0 | 0 | 0 | 0.541 | 0.404 | 0.162 | 0.177 | 10.51 | 9.487 | 850 | 61.13 | -61.13
1084 | 0 | 0 | 0 | 0 | 0.491 | 0.403 | 0.115 | 0.155 | 10.276 | 8.997 | 850 | 60.3 | -60.3
1085 | 0 | 0 | 0 | 0 | 0.446 | 0.399 | 0.082 | 0.148 | 10.183 | 8.829 | 850 | 59.75 | -59.75
1086 | 0 | 0 | 0 | 0 | 0.487 | 0.39 | 0.073 | 0.137 | 10.162 | 8.696 | 850 | 61.94 | -61.94
1087 | 0 | 0 | 0 | 0 | 0.518 | 0.37 | 0.079 | 0.106 | 9.975 | 8.414 | 850 | 66.06 | -66.06
1088 | 0.014 | 0.004 | 0.054 | 0.053 | 0.467 | 0.335 | 0.08 | 0.066 | 9.899 | 8.094 | 850 | 72.21 | -72.21
1089 | 0.041 | 0.013 | 0.123 | 0.156 | 0.41 | 0.282 | 0.065 | 0.021 | 9.915 | 7.941 | 850 | 81.57 | -81.57
1090 | 0.043 | 0.025 | 0.204 | 0.232 | 0.396 | 0.245 | 0.049 | 0.017 | 10.019 | 7.778 | 850 | 82.67 | -82.67
1091 | 0.042 | 0.041 | 0.307 | 0.305 | 0.373 | 0.245 | 0.046 | 0.027 | 10.2 | 7.651 | 850 | 78.76 | -78.76
1092 | 0.033 | 0.06 | 0.405 | 0.316 | 0.435 | 0.262 | 0.042 | 0.023 | 10.176 | 7.518 | 850 | 74.18 | -74.18
1093 | 0.029 | 0.055 | 0.428 | 0.268 | 0.484 | 0.261 | 0.033 | 0.018 | 10.333 | 7.73 | 850 | 69.96 | -69.96
1094 | 0.025 | 0.045 | 0.359 | 0.176 | 0.547 | 0.274 | 0.027 | 0.022 | 10.846 | 8.236 | 850 | 66.63 | -66.63
1095 | 0.016 | 0.028 | 0.195 | 0.076 | 0.544 | 0.314 | 0.026 | 0.053 | 10.906 | 8.528 | 850 | 66.19 | -66.19
1096 | 0.001 | 0.004 | 0.046 | 0.016 | 0.518 | 0.393 | 0.049 | 0.141 | 10.876 | 8.975 | 850 | 69.91 | -69.91
1097 | 0 | 0 | 0 | 0 | 0.507 | 0.48 | 0.095 | 0.269 | 10.656 | 9.583 | 850 | 75.05 | -75.05
1098 | 0 | 0 | 0 | 0 | 0.495 | 0.502 | 0.147 | 0.387 | 10.651 | 9.843 | 850 | 79.05 | -79.05
1099 | 0 | 0 | 0 | 0 | 0.546 | 0.481 | 0.152 | 0.46 | 10.805 | 9.934 | 850 | 87 | -87
1100 | 0 | 0 | 0 | 0 | 0.552 | 0.462 | 0.115 | 0.461 | 11.233 | 9.727 | 850 | 86.91 | -86.91
1101 | 0 | 0 | 0 | 0 | 0.562 | 0.462 | 0.087 | 0.417 | 11.725 | 9.621 | 850 | 75.61 | -75.61
1102 | 0 | 0 | 0 | 0 | 0.49 | 0.48 | 0.107 | 0.354 | 11.899 | 9.549 | 850 | 70.47 | -70.47
1103 | 0 | 0 | 0 | 0 | 0.513 | 0.493 | 0.118 | 0.309 | 11.829 | 9.524 | 850 | 62.97 | -62.97
1104 | 0 | 0 | 0 | 0 | 0.581 | 0.497 | 0.11 | 0.257 | 11.842 | 9.731 | 850 | 63.09 | -63.09
1105 | 0 | 0 | 0 | 0 | 0.608 | 0.524 | 0.111 | 0.163 | 12.115 | 10.022 | 850 | 58.91 | -58.91
1106 | 0 | 0 | 0 | 0 | 0.592 | 0.552 | 0.12 | 0.08 | 12.282 | 10.076 | 850 | 51.76 | -51.76
1107 | 0 | 0 | 0 | 0 | 0.582 | 0.531 | 0.127 | 0.05 | 12.194 | 10.279 | 850 | 51.08 | -51.08
1108 | 0 | 0 | 0 | 0 | 0.556 | 0.497 | 0.142 | 0.054 | 11.905 | 10.497 | 850 | 49.92 | -49.92
1109 | 0 | 0 | 0 | 0 | 0.601 | 0.48 | 0.178 | 0.079 | 11.718 | 10.542 | 850 | 48.81 | -48.81
1110 | 0 | 0 | 0 | 0 | 0.59 | 0.486 | 0.233 | 0.105 | 11.761 | 10.999 | 850 | 51.38 | -51.38
1111 | 0 | 0.003 | 0 | 0 | 0.613 | 0.462 | 0.315 | 0.122 | 11.872 | 11.38 | 850 | 53.53 | -53.53
1112 | 0.068 | 0.069 | 0.085 | 0.025 | 0.568 | 0.406 | 0.38 | 0.103 | 11.817 | 11.25 | 850 | 59.15 | -59.15
1113 | 0.152 | 0.18 | 0.219 | 0.088 | 0.479 | 0.338 | 0.321 | 0.046 | 11.758 | 10.694 | 850 | 69.39 | -69.39
1114 | 0.133 | 0.198 | 0.309 | 0.159 | 0.448 | 0.313 | 0.271 | 0.032 | 11.989 | 9.968 | 850 | 70.5 | -70.5
1115 | 0.087 | 0.26 | 0.316 | 0.232 | 0.494 | 0.398 | 0.339 | 0.025 | 12.652 | 10.099 | 850 | 64.84 | -64.84
1116 | 0.117 | 0.308 | 0.283 | 0.296 | 0.6 | 0.423 | 0.299 | 0.028 | 12.372 | 10.433 | 850 | 54.37 | -54.37
1117 | 0.21 | 0.254 | 0.188 | 0.303 | 0.651 | 0.425 | 0.246 | 0.038 | 12.22 | 10.642 | 850 | 53 | -53
1118 | 0.118 | 0.156 | 0.103 | 0.257 | 0.697 | 0.399 | 0.198 | 0.052 | 11.958 | 11.131 | 850 | 52.33 | -52.33
1119 | 0.022 | 0.073 | 0.045 | 0.15 | 0.7 | 0.446 | 0.174 | 0.054 | 11.431 | 11.701 | 850 | 52.31 | -52.31
1120 | 0 | 0.011 | 0.008 | 0.032 | 0.671 | 0.532 | 0.209 | 0.04 | 11.196 | 12.285 | 850 | 53.78 | -53.78
1121 | 0 | 0 | 0 | 0 | 0.588 | 0.59 | 0.281 | 0.028 | 11.099 | 11.953 | 850 | 62.59 | -62.59
1122 | 0 | 0 | 0 | 0 | 0.524 | 0.567 | 0.347 | 0.037 | 11.077 | 12.216 | 850 | 69.99 | -69.99
1123 | 0 | 0 | 0 | 0 | 0.495 | 0.539 | 0.373 | 0.082 | 11.011 | 12.548 | 850 | 72.58 | -72.58
1124 | 0 | 0 | 0 | 0 | 0.454 | 0.531 | 0.376 | 0.171 | 11.027 | 12.207 | 850 | 77.42 | -77.42
1125 | 0 | 0 | 0 | 0 | 0.436 | 0.556 | 0.33 | 0.262 | 10.616 | 11.966 | 850 | 76.78 | -76.78
1126 | 0 | 0 | 0 | 0 | 0.421 | 0.6 | 0.292 | 0.34 | 10.49 | 11.842 | 850 | 72.47 | -72.47
1127 | 0 | 0 | 0 | 0 | 0.448 | 0.544 | 0.271 | 0.381 | 10.489 | 11.623 | 850 | 69.4 | -69.4
1128 | 0 | 0 | 0 | 0 | 0.464 | 0.48 | 0.266 | 0.38 | 10.184 | 11.576 | 850 | 68.05 | -68.05
1129 | 0 | 0 | 0 | 0 | 0.473 | 0.477 | 0.255 | 0.366 | 9.959 | 11.562 | 850 | 60.02 | -60.02
1130 | 0 | 0 | 0 | 0 | 0.476 | 0.469 | 0.231 | 0.357 | 10.011 | 11.567 | 850 | 57.31 | -57.31
1131 | 0 | 0 | 0 | 0 | 0.476 | 0.457 | 0.205 | 0.354 | 10.302 | 11.661 | 850 | 57 | -57
1132 | 0 | 0 | 0 | 0 | 0.459 | 0.513 | 0.182 | 0.382 | 10.694 | 12.029 | 850 | 55.88 | -55.88
1133 | 0 | 0 | 0 | 0 | 0.44 | 0.573 | 0.161 | 0.366 | 10.965 | 12.539 | 850 | 54.66 | -54.66
1134 | 0 | 0 | 0 | 0 | 0.396 | 0.6 | 0.148 | 0.36 | 10.923 | 12.943 | 850 | 54.62 | -54.62
1135 | 0 | 0.001 | 0 | 0.001 | 0.365 | 0.612 | 0.145 | 0.34 | 10.57 | 12.957 | 850 | 55.48 | -55.48
1136 | 0.028 | 0.058 | 0.051 | 0.044 | 0.324 | 0.622 | 0.136 | 0.27 | 10.097 | 12.547 | 850 | 55.17 | -55.17
1137 | 0.199 | 0.121 | 0.146 | 0.119 | 0.307 | 0.69 | 0.126 | 0.214 | 9.392 | 11.952 | 850 | 56.9 | -56.9
1138 | 0.425 | 0.23 | 0.372 | 0.334 | 0.309 | 0.708 | 0.124 | 0.209 | 8.73 | 11.042 | 850 | 64.89 | -64.89
1139 | 0.566 | 0.391 | 0.5 | 0.478 | 0.282 | 0.654 | 0.102 | 0.222 | 8.1 | 9.931 | 850 | 63.29 | -63.29
1140 | 0.609 | 0.478 | 0.527 | 0.521 | 0.26 | 0.587 | 0.07 | 0.237 | 7.567 | 9.095 | 850 | 62.02 | -62.02
1141 | 0.568 | 0.529 | 0.505 | 0.515 | 0.252 | 0.547 | 0.047 | 0.244 | 7.121 | 8.389 | 850 | 60.69 | -60.69
1142 | 0.469 | 0.467 | 0.424 | 0.307 | 0.233 | 0.504 | 0.041 | 0.239 | 6.707 | 7.715 | 850 | 58.26 | -58.26
1143 | 0.252 | 0.293 | 0.277 | 0.157 | 0.203 | 0.417 | 0.036 | 0.236 | 6.271 | 6.881 | 850 | 55.25 | -55.25
1144 | 0.069 | 0.067 | 0.088 | 0.043 | 0.171 | 0.338 | 0.041 | 0.237 | 5.678 | 6.19 | 850 | 59.09 | -59.09
1145 | 0 | 0 | 0 | 0 | 0.131 | 0.301 | 0.056 | 0.222 | 4.675 | 5.724 | 850 | 68.83 | -68.83
1146 | 0 | 0 | 0 | 0 | 0.062 | 0.249 | 0.061 | 0.185 | 3.268 | 5.152 | 850 | 75.03 | -75.03
1147 | 0 | 0 | 0 | 0 | 0.013 | 0.19 | 0.047 | 0.153 | 3.155 | 4.545 | 850 | 87.93 | -87.93
1148 | 0 | 0 | 0 | 0 | 0.011 | 0.125 | 0.034 | 0.114 | 4.396 | 4.235 | 850 | 110.06 | -110.06
1149 | 0 | 0 | 0 | 0 | 0.052 | 0.058 | 0.028 | 0.078 | 6.065 | 4.243 | 850 | 90.28 | -90.28
1150 | 0 | 0 | 0 | 0 | 0.123 | 0.021 | 0.025 | 0.062 | 7.794 | 4.352 | 850 | 80.93 | -80.93
1151 | 0 | 0 | 0 | 0 | 0.2 | 0.008 | 0.025 | 0.052 | 8.977 | 4.485 | 850 | 74.57 | -74.57
1152 | 0 | 0 | 0 | 0 | 0.304 | 0.006 | 0.028 | 0.037 | 9.65 | 4.617 | 850 | 72.44 | -72.44
1153 | 0 | 0 | 0 | 0 | 0.399 | 0.017 | 0.033 | 0.024 | 10.003 | 5.144 | 850 | 69.11 | -69.11
1154 | 0 | 0 | 0 | 0 | 0.449 | 0.049 | 0.038 | 0.016 | 10.472 | 5.997 | 850 | 62.38 | -62.38
1155 | 0 | 0 | 0 | 0 | 0.46 | 0.092 | 0.05 | 0.01 | 10.956 | 6.706 | 850 | 54.81 | -54.81
1156 | 0 | 0 | 0 | 0 | 0.433 | 0.145 | 0.071 | 0.01 | 11.325 | 7.417 | 850 | 51.44 | -51.44
1157 | 0 | 0 | 0 | 0 | 0.427 | 0.174 | 0.1 | 0.013 | 11.87 | 8.166 | 850 | 50.32 | -50.32
1158 | 0 | 0 | 0 | 0 | 0.43 | 0.165 | 0.118 | 0.023 | 12.452 | 8.795 | 850 | 50.19 | -50.19
1159 | 0 | 0 | 0 | 0.01 | 0.416 | 0.163 | 0.119 | 0.044 | 12.868 | 9.294 | 850 | 48.47 | -48.47
1160 | 0.004 | 0.028 | 0.052 | 0.087 | 0.435 | 0.169 | 0.088 | 0.049 | 13.694 | 10.06 | 850 | 46.02 | -46.02
1161 | 0.018 | 0.145 | 0.174 | 0.14 | 0.425 | 0.187 | 0.028 | 0.051 | 14.718 | 10.145 | 850 | 48.97 | -48.97
1162 | 0.031 | 0.309 | 0.297 | 0.25 | 0.393 | 0.225 | 0.018 | 0.051 | 15.786 | 10.445 | 850 | 47.28 | -47.28
1163 | 0.042 | 0.264 | 0.384 | 0.436 | 0.398 | 0.258 | 0.038 | 0.037 | 15.735 | 10.662 | 850 | 43.03 | -43.03
1164 | 0.045 | 0.165 | 0.281 | 0.542 | 0.463 | 0.282 | 0.068 | 0.019 | 15.205 | 10.668 | 850 | 40.45 | -40.45
1165 | 0.039 | 0.081 | 0.159 | 0.473 | 0.756 | 0.316 | 0.107 | 0.01 | 14.317 | 10.543 | 850 | 41 | -41
1166 | 0.026 | 0.043 | 0.084 | 0.308 | 0.798 | 0.366 | 0.147 | 0.01 | 13.483 | 10.6 | 850 | 40.1 | -40.1
1167 | 0.008 | 0.019 | 0.04 | 0.151 | 0.772 | 0.424 | 0.179 | 0.014 | 12.399 | 10.627 | 850 | 39.88 | -39.88
1168 | 0 | 0 | 0.016 | 0.031 | 0.808 | 0.508 | 0.228 | 0.028 | 11.391 | 10.798 | 850 | 42.87 | -42.87
1169 | 0 | 0 | 0 | 0 | 0.826 | 0.59 | 0.31 | 0.058 | 9.882 | 11.28 | 850 | 54.29 | -54.29
1170 | 0 | 0 | 0 | 0 | 0.8 | 0.619 | 0.393 | 0.09 | 8.56 | 11.504 | 850 | 62.87 | -62.87
1171 | 0 | 0 | 0 | 0 | 0.756 | 0.646 | 0.447 | 0.112 | 8.502 | 11.123 | 850 | 72 | -72
1172 | 0 | 0 | 0 | 0 | 0.685 | 0.664 | 0.446 | 0.115 | 9.74 | 10.543 | 850 | 73.66 | -73.66
1173 | 0 | 0 | 0 | 0 | 0.659 | 0.678 | 0.457 | 0.176 | 11.518 | 9.714 | 850 | 70.59 | -70.59
1174 | 0 | 0 | 0 | 0 | 0.713 | 0.69 | 0.521 | 0.337 | 12.848 | 8.574 | 850 | 64.71 | -64.71
1175 | 0 | 0 | 0 | 0 | 0.757 | 0.673 | 0.57 | 0.48 | 13.22 | 7.144 | 850 | 59.83 | -59.83
1176 | 0 | 0 | 0 | 0 | 0.773 | 0.624 | 0.581 | 0.528 | 13.102 | 5.58 | 850 | 57.33 | -57.33
1177 | 0 | 0 | 0 | 0 | 0.802 | 0.613 | 0.627 | 0.554 | 13.881 | 5.202 | 850 | 53.94 | -53.94
1178 | 0 | 0 | 0 | 0 | 0.818 | 0.602 | 0.56 | 0.611 | 13.31 | 6.807 | 850 | 44 | -44
1179 | 0 | 0 | 0 | 0 | 0.818 | 0.6 | 0.513 | 0.631 | 12.888 | 8.713 | 850 | 43.04 | -43.04
1180 | 0 | 0 | 0 | 0 | 0.79 | 0.593 | 0.507 | 0.616 | 12.2 | 10.141 | 850 | 44.21 | -44.21
1181 | 0 | 0 | 0 | 0 | 0.702 | 0.587 | 0.508 | 0.644 | 11.659 | 11.288 | 850 | 43.91 | -43.91
1182 | 0 | 0 | 0 | 0 | 0.62 | 0.642 | 0.494 | 0.679 | 11.37 | 11.824 | 850 | 44.92 | -44.92
1183 | 0 | 0 | 0 | 0 | 0.593 | 0.657 | 0.471 | 0.632 | 11.14 | 11.559 | 850 | 51.57 | -51.57
1184 | 0.012 | 0.001 | 0.055 | 0.02 | 0.585 | 0.695 | 0.403 | 0.65 | 10.803 | 11.523 | 850 | 68.6 | -68.6
1185 | 0.058 | 0.012 | 0.219 | 0.067 | 0.547 | 0.785 | 0.442 | 0.727 | 10.689 | 11.318 | 850 | 79.09 | -79.09
1186 | 0.119 | 0.053 | 0.495 | 0.225 | 0.51 | 0.81 | 0.483 | 0.758 | 10.739 | 10.635 | 850 | 83.84 | -83.84
1187 | 0.213 | 0.108 | 0.612 | 0.307 | 0.631 | 0.8 | 0.434 | 0.729 | 11.054 | 10.126 | 850 | 75.03 | -75.03
1188 | 0.219 | 0.183 | 0.61 | 0.352 | 0.72 | 0.814 | 0.376 | 0.716 | 11.072 | 10.374 | 850 | 70.83 | -70.83
1189 | 0.087 | 0.17 | 0.499 | 0.288 | 0.608 | 0.775 | 0.369 | 0.693 | 11.019 | 10.771 | 850 | 69.13 | -69.13
1190 | 0.05 | 0.117 | 0.326 | 0.209 | 0.524 | 0.693 | 0.402 | 0.658 | 11.286 | 10.538 | 850 | 62.47 | -62.47
1191 | 0.029 | 0.064 | 0.095 | 0.118 | 0.518 | 0.608 | 0.38 | 0.549 | 10.994 | 10.198 | 850 | 60.99 | -60.99
1192 | 0.004 | 0.014 | 0.015 | 0.036 | 0.537 | 0.593 | 0.315 | 0.46 | 10.564 | 10.265 | 850 | 65.96 | -65.96
1193 | 0 | 0 | 0 | 0 | 0.534 | 0.587 | 0.361 | 0.453 | 10.206 | 10.511 | 850 | 69.28 | -69.28
1194 | 0 | 0 | 0 | 0 | 0.494 | 0.537 | 0.403 | 0.42 | 10.157 | 10.482 | 850 | 71.51 | -71.51
1195 | 0 | 0 | 0 | 0 | 0.45 | 0.511 | 0.405 | 0.43 | 10.14 | 9.95 | 850 | 76.25 | -76.25
1196 | 0 | 0 | 0 | 0 | 0.442 | 0.491 | 0.422 | 0.46 | 10.341 | 9.713 | 850 | 97.65 | -97.65
1197 | 0 | 0 | 0 | 0 | 0.483 | 0.473 | 0.43 | 0.467 | 10.685 | 9.862 | 850 | 79.98 | -79.98
1198 | 0 | 0 | 0 | 0 | 0.511 | 0.507 | 0.403 | 0.448 | 11.213 | 10.004 | 850 | 71.86 | -71.86
1199 | 0 | 0 | 0 | 0 | 0.559 | 0.446 | 0.39 | 0.43 | 11.54 | 10.017 | 850 | 67.47 | -67.47
1200 | 0 | 0 | 0 | 0 | 0.567 | 0.419 | 0.36 | 0.384 | 11.502 | 10.061 | 850 | 66.27 | -66.27
1201 | 0 | 0 | 0 | 0 | 0.546 | 0.426 | 0.332 | 0.347 | 11.495 | 10.102 | 850 | 59.07 | -59.07
1202 | 0 | 0 | 0 | 0 | 0.549 | 0.422 | 0.28 | 0.343 | 11.343 | 10.053 | 850 | 58.06 | -58.06
1203 | 0 | 0 | 0 | 0 | 0.577 | 0.475 | 0.265 | 0.362 | 10.958 | 10.101 | 850 | 54.32 | -54.32
1204 | 0 | 0 | 0 | 0 | 0.534 | 0.505 | 0.292 | 0.411 | 10.176 | 10.432 | 850 | 53.96 | -53.96
1205 | 0 | 0 | 0 | 0 | 0.436 | 0.534 | 0.31 | 0.433 | 9.706 | 11.099 | 850 | 53.48 | -53.48
1206 | 0 | 0 | 0 | 0 | 0.332 | 0.533 | 0.281 | 0.391 | 9.81 | 11.209 | 850 | 52.99 | -52.99
1207 | 0 | 0 | 0 | 0 | 0.306 | 0.56 | 0.238 | 0.37 | 9.956 | 11.029 | 850 | 54.79 | -54.79
1208 | 0.009 | 0.017 | 0.032 | 0.02 | 0.306 | 0.568 | 0.165 | 0.331 | 10.012 | 10.569 | 850 | 70.53 | -70.53
1209 | 0.041 | 0.038 | 0.067 | 0.078 | 0.396 | 0.57 | 0.119 | 0.339 | 10.038 | 10.004 | 850 | 88.4 | -88.4
1210 | 0.16 | 0.085 | 0.117 | 0.314 | 0.48 | 0.57 | 0.1 | 0.348 | 10.203 | 9.869 | 850 | 90.89 | -90.89
1211 | 0.274 | 0.142 | 0.167 | 0.531 | 0.546 | 0.56 | 0.092 | 0.393 | 10.406 | 9.655 | 850 | 78.55 | -78.55
1212 | 0.264 | 0.227 | 0.201 | 0.533 | 0.596 | 0.556 | 0.1 | 0.434 | 10.77 | 9.751 | 850 | 69.84 | -69.84
1213 | 0.239 | 0.209 | 0.297 | 0.511 | 0.623 | 0.554 | 0.121 | 0.472 | 11.078 | 10.099 | 850 | 60.88 | -60.88
1214 | 0.145 | 0.101 | 0.442 | 0.345 | 0.614 | 0.544 | 0.137 | 0.497 | 11.203 | 10.134 | 850 | 53.52 | -53.52
1215 | 0.056 | 0.032 | 0.29 | 0.138 | 0.556 | 0.499 | 0.134 | 0.467 | 11.688 | 10.188 | 850 | 51.42 | -51.42
1216 | 0.013 | 0.006 | 0.063 | 0.033 | 0.54 | 0.498 | 0.138 | 0.443 | 12.189 | 10.3 | 850 | 51.79 | -51.79
1217 | 0 | 0 | 0 | 0 | 0.545 | 0.51 | 0.161 | 0.505 | 12.632 | 10.545 | 850 | 56.16 | -56.16
1218 | 0 | 0 | 0 | 0 | 0.557 | 0.499 | 0.215 | 0.485 | 12.487 | 10.636 | 850 | 63.08 | -63.08
1219 | 0 | 0 | 0 | 0 | 0.59 | 0.447 | 0.28 | 0.456 | 12.58 | 10.636 | 850 | 70.54 | -70.54
1220 | 0 | 0 | 0 | 0 | 0.608 | 0.392 | 0.274 | 0.454 | 13.323 | 10.788 | 850 | 71.25 | -71.25
1221 | 0 | 0 | 0 | 0 | 0.651 | 0.376 | 0.242 | 0.421 | 13.902 | 10.81 | 850 | 73.47 | -73.47
1222 | 0 | 0 | 0 | 0 | 0.766 | 0.384 | 0.252 | 0.365 | 14.151 | 10.906 | 850 | 68.48 | -68.48
1223 | 0 | 0 | 0 | 0 | 0.77 | 0.459 | 0.296 | 0.314 | 14.53 | 10.835 | 850 | 61.33 | -61.33
1224 | 0 | 0 | 0 | 0 | 0.744 | 0.496 | 0.274 | 0.332 | 14.912 | 10.905 | 850 | 56.86 | -56.86
1225 | 0 | 0 | 0 | 0 | 0.719 | 0.473 | 0.201 | 0.411 | 15.152 | 11.35 | 850 | 52.77 | -52.77
1226 | 0 | 0 | 0 | 0 | 0.666 | 0.468 | 0.172 | 0.472 | 14.888 | 11.788 | 850 | 50.65 | -50.65
1227 | 0 | 0 | 0 | 0 | 0.696 | 0.484 | 0.156 | 0.42 | 14.057 | 12.551 | 850 | 48.47 | -48.47
1228 | 0 | 0 | 0 | 0 | 0.675 | 0.527 | 0.161 | 0.373 | 12.772 | 13.236 | 850 | 46.84 | -46.84
1229 | 0 | 0 | 0 | 0 | 0.669 | 0.551 | 0.191 | 0.376 | 11.428 | 13.565 | 850 | 44.77 | -44.77
1230 | 0 | 0 | 0 | 0 | 0.634 | 0.573 | 0.236 | 0.383 | 10.462 | 13.087 | 850 | 45.39 | -45.39
1231 | 0 | 0 | 0.013 | 0.039 | 0.615 | 0.626 | 0.251 | 0.35 | 9.798 | 12.421 | 850 | 50.03 | -50.03
1232 | 0.001 | 0.024 | 0.148 | 0.265 | 0.617 | 0.613 | 0.188 | 0.205 | 9.378 | 12.102 | 850 | 66 | -66
1233 | 0.047 | 0.131 | 0.28 | 0.477 | 0.59 | 0.658 | 0.114 | 0.108 | 9.427 | 12.359 | 850 | 81.34 | -81.34
1234 | 0.164 | 0.255 | 0.317 | 0.585 | 0.634 | 0.708 | 0.161 | 0.127 | 9.723 | 12.367 | 850 | 85.11 | -85.11
1235 | 0.288 | 0.334 | 0.38 | 0.621 | 0.656 | 0.66 | 0.199 | 0.118 | 10.577 | 12.09 | 850 | 70.34 | -70.34
1236 | 0.277 | 0.431 | 0.343 | 0.594 | 0.642 | 0.6 | 0.223 | 0.097 | 11.288 | 11.778 | 850 | 64.1 | -64.1
1237 | 0.132 | 0.443 | 0.356 | 0.486 | 0.62 | 0.539 | 0.236 | 0.081 | 11.712 | 10.999 | 850 | 60.39 | -60.39
1238 | 0.036 | 0.342 | 0.186 | 0.379 | 0.553 | 0.479 | 0.251 | 0.06 | 12.124 | 9.942 | 850 | 53.01 | -53.01
1239 | 0.017 | 0.174 | 0.049 | 0.259 | 0.555 | 0.393 | 0.242 | 0.051 | 12.551 | 9.404 | 850 | 51.22 | -51.22
1240 | 0.006 | 0.035 | 0.016 | 0.037 | 0.629 | 0.39 | 0.256 | 0.045 | 12.866 | 9.571 | 850 | 53.77 | -53.77
1241 | 0 | 0 | 0 | 0 | 0.632 | 0.439 | 0.35 | 0.09 | 13.521 | 9.826 | 850 | 65.6 | -65.6
1242 | 0 | 0 | 0 | 0 | 0.667 | 0.515 | 0.44 | 0.207 | 14.347 | 10.234 | 850 | 69.92 | -69.92
1243 | 0 | 0 | 0 | 0 | 0.822 | 0.548 | 0.491 | 0.264 | 15.268 | 10.866 | 850 | 69.63 | -69.63
1244 | 0 | 0 | 0 | 0 | 0.883 | 0.546 | 0.567 | 0.257 | 15.331 | 11.112 | 850 | 68.58 | -68.58
1245 | 0 | 0 | 0 | 0 | 0.87 | 0.605 | 0.63 | 0.292 | 14.668 | 11.121 | 850 | 61.39 | -61.39
1246 | 0 | 0 | 0 | 0 | 0.842 | 0.578 | 0.652 | 0.336 | 14.3 | 11.585 | 850 | 52.11 | -52.11
1247 | 0 | 0 | 0 | 0 | 0.818 | 0.676 | 0.676 | 0.334 | 13.849 | 11.974 | 850 | 45.98 | -45.98
1248 | 0 | 0 | 0 | 0 | 0.778 | 0.729 | 0.721 | 0.327 | 13.16 | 11.628 | 850 | 41.71 | -41.71
1249 | 0 | 0 | 0 | 0 | 0.771 | 0.704 | 0.754 | 0.315 | 11.891 | 11.373 | 850 | 35.22 | -35.22
1250 | 0 | 0 | 0 | 0 | 0.755 | 0.681 | 0.764 | 0.266 | 11.09 | 11.098 | 850 | 30.47 | -30.47
1251 | 0 | 0 | 0 | 0 | 0.733 | 0.653 | 0.754 | 0.274 | 10.258 | 10.857 | 850 | 27.01 | -27.01
1252 | 0 | 0 | 0 | 0 | 0.683 | 0.605 | 0.74 | 0.249 | 9.524 | 10.668 | 850 | 27.07 | -27.07
1253 | 0 | 0 | 0 | 0 | 0.617 | 0.6 | 0.722 | 0.314 | 9.32 | 10.484 | 850 | 27.95 | -27.95
1254 | 0 | 0 | 0 | 0 | 0.554 | 0.537 | 0.7 | 0.366 | 9.128 | 10.039 | 850 | 37 | -37
1255 | 0 | 0 | 0 | 0 | 0.573 | 0.518 | 0.737 | 0.358 | 8.884 | 9.726 | 850 | 48.05 | -48.05
1256 | 0.012 | 0.001 | 0.002 | 0.001 | 0.554 | 0.497 | 0.76 | 0.328 | 8.642 | 9.496 | 850 | 66.09 | -66.09
1257 | 0.037 | 0.028 | 0.021 | 0.012 | 0.47 | 0.443 | 0.763 | 0.336 | 8.599 | 8.981 | 850 | 76.53 | -76.53
1258 | 0.071 | 0.058 | 0.047 | 0.024 | 0.393 | 0.389 | 0.756 | 0.329 | 8.985 | 8.562 | 850 | 81.91 | -81.91
1259 | 0.151 | 0.067 | 0.072 | 0.036 | 0.482 | 0.363 | 0.793 | 0.207 | 9.22 | 8.05 | 850 | 74.09 | -74.09
1260 | 0.304 | 0.077 | 0.081 | 0.056 | 0.507 | 0.363 | 0.832 | 0.227 | 9.656 | 7.792 | 850 | 71.95 | -71.95
1261 | 0.361 | 0.128 | 0.08 | 0.041 | 0.504 | 0.369 | 0.808 | 0.301 | 10.046 | 7.641 | 850 | 68.53 | -68.53
1262 | 0.41 | 0.207 | 0.079 | 0.039 | 0.574 | 0.367 | 0.768 | 0.317 | 11.06 | 7.533 | 850 | 68.77 | -68.77
1263 | 0.178 | 0.114 | 0.067 | 0.024 | 0.684 | 0.333 | 0.801 | 0.31 | 12.811 | 7.577 | 850 | 68.98 | -68.98
1264 | 0.012 | 0.019 | 0.006 | 0.009 | 0.73 | 0.454 | 0.804 | 0.335 | 13.485 | 8.629 | 850 | 64.65 | -64.65
1265 | 0 | 0 | 0 | 0 | 0.814 | 0.611 | 0.816 | 0.399 | 14.765 | 10.034 | 850 | 64.75 | -64.75
1266 | 0 | 0 | 0 | 0 | 0.883 | 0.675 | 0.78 | 0.479 | 15.721 | 10.872 | 850 | 63.25 | -63.25
1267 | 0 | 0 | 0 | 0 | 0.924 | 0.663 | 0.77 | 0.532 | 16.639 | 12.108 | 850 | 61.76 | -61.76
1268 | 0 | 0 | 0 | 0 | 0.937 | 0.643 | 0.794 | 0.493 | 16.842 | 12.85 | 850 | 59.91 | -59.91
1269 | 0 | 0 | 0 | 0 | 0.951 | 0.737 | 0.789 | 0.517 | 16.108 | 13.096 | 850 | 52.42 | -52.42
1270 | 0 | 0 | 0 | 0 | 0.964 | 0.885 | 0.81 | 0.528 | 16.011 | 13.761 | 850 | 42.45 | -42.45
1271 | 0 | 0 | 0 | 0 | 0.942 | 0.926 | 0.886 | 0.513 | 18.086 | 14.125 | 850 | 24.48 | -24.48
1272 | 0 | 0 | 0 | 0 | 0.906 | 0.934 | 0.887 | 0.491 | 20.275 | 14.752 | 850 | 12.06 | -12.06
1273 | 0 | 0 | 0 | 0 | 0.891 | 0.933 | 0.836 | 0.556 | 19.818 | 16.9 | 850 | 1.91 | -1.91
1274 | 0 | 0 | 0 | 0 | 0.943 | 0.96 | 0.784 | 0.655 | 24.097 | 20.077 | 850 | 9.23 | -9.23
1275 | 0 | 0 | 0 | 0 | 0.965 | 0.962 | 0.73 | 0.659 | 23.832 | 21.504 | 850 | 1.07 | -1.07
1276 | 0 | 0 | 0 | 0 | 0.95 | 0.94 | 0.65 | 0.573 | 21.505 | 22.291 | 850 | 1.19 | -1.19
1277 | 0 | 0 | 0 | 0 | 0.916 | 0.884 | 0.554 | 0.541 | 19.842 | 21.898 | 850 | 0.09 | -0.09
1278 | 0 | 0 | 0 | 0 | 0.882 | 0.833 | 0.485 | 0.494 | 18.305 | 19.71 | 850 | 0.02 | -0.02
1279 | 0.001 | 0.071 | 0.005 | 0.003 | 0.854 | 0.748 | 0.404 | 0.344 | 16.925 | 17.756 | 850 | 0.09 | -0.09
1280 | 0.085 | 0.277 | 0.117 | 0.024 | 0.818 | 0.618 | 0.323 | 0.163 | 15.835 | 15.884 | 850 | 39.68 | -39.68
1281 | 0.159 | 0.376 | 0.313 | 0.049 | 0.824 | 0.605 | 0.346 | 0.125 | 15.702 | 14.823 | 850 | 57.06 | -57.06
1282 | 0.356 | 0.296 | 0.541 | 0.085 | 0.854 | 0.626 | 0.322 | 0.059 | 15.901 | 14.349 | 850 | 59.35 | -59.35
1283 | 0.494 | 0.309 | 0.63 | 0.12 | 0.847 | 0.57 | 0.277 | 0.028 | 15.97 | 13.743 | 850 | 51.69 | -51.69
1284 | 0.548 | 0.399 | 0.63 | 0.139 | 0.844 | 0.528 | 0.224 | 0.022 | 15.779 | 13.048 | 850 | 46.64 | -46.64
1285 | 0.506 | 0.386 | 0.507 | 0.116 | 0.847 | 0.51 | 0.182 | 0.028 | 15.162 | 12.56 | 850 | 41.65 | -41.65
1286 | 0.285 | 0.281 | 0.356 | 0.083 | 0.836 | 0.51 | 0.15 | 0.028 | 14.049 | 12.264 | 850 | 37.1 | -37.1
1287 | 0.13 | 0.144 | 0.242 | 0.055 | 0.795 | 0.491 | 0.128 | 0.018 | 13.118 | 12.051 | 850 | 33.6 | -33.6
1288 | 0.047 | 0.043 | 0.105 | 0.019 | 0.723 | 0.498 | 0.103 | 0.007 | 12.65 | 12.06 | 850 | 39.08 | -39.08
1289 | 0 | 0 | 0.002 | 0 | 0.686 | 0.559 | 0.106 | 0.012 | 12.237 | 11.721 | 850 | 49.51 | -49.51
1290 | 0 | 0 | 0 | 0 | 0.59 | 0.602 | 0.142 | 0.047 | 12.081 | 11.616 | 850 | 63.08 | -63.08
1291 | 0 | 0 | 0 | 0 | 0.57 | 0.556 | 0.174 | 0.07 | 11.625 | 11.547 | 850 | 73.8 | -73.8
1292 | 0 | 0 | 0 | 0 | 0.545 | 0.539 | 0.193 | 0.114 | 11.156 | 10.833 | 850 | 86.44 | -86.44
1293 | 0 | 0 | 0 | 0 | 0.531 | 0.476 | 0.229 | 0.172 | 10.597 | 10.312 | 850 | 84.01 | -84.01
1294 | 0 | 0 | 0 | 0 | 0.537 | 0.431 | 0.259 | 0.21 | 9.98 | 9.91 | 850 | 72.97 | -72.97
1295 | 0 | 0 | 0 | 0 | 0.527 | 0.403 | 0.282 | 0.199 | 9.444 | 9.507 | 850 | 69.26 | -69.26
1296 | 0 | 0 | 0 | 0 | 0.511 | 0.36 | 0.306 | 0.198 | 9.237 | 9.083 | 850 | 67.98 | -67.98
1297 | 0 | 0 | 0 | 0 | 0.537 | 0.314 | 0.315 | 0.214 | 9.189 | 8.716 | 850 | 65.1 | -65.1
1298 | 0 | 0 | 0 | 0 | 0.491 | 0.275 | 0.34 | 0.254 | 9.027 | 8.174 | 850 | 66.47 | -66.47
1299 | 0 | 0 | 0 | 0 | 0.46 | 0.254 | 0.328 | 0.31 | 8.833 | 7.474 | 850 | 63.9 | -63.9
1300 | 0 | 0 | 0 | 0 | 0.446 | 0.249 | 0.249 | 0.31 | 8.742 | 7.164 | 850 | 59.5 | -59.5
1301 | 0 | 0 | 0 | 0 | 0.436 | 0.254 | 0.202 | 0.263 | 8.553 | 7.289 | 850 | 55.2 | -55.2
1302 | 0 | 0 | 0 | 0 | 0.42 | 0.257 | 0.187 | 0.224 | 8.384 | 7.552 | 850 | 55.39 | -55.39
1303 | 0 | 0.028 | 0.013 | 0.019 | 0.354 | 0.225 | 0.194 | 0.191 | 8.318 | 7.63 | 850 | 57.1 | -57.1
1304 | 0.037 | 0.199 | 0.063 | 0.158 | 0.273 | 0.166 | 0.199 | 0.088 | 8.122 | 6.927 | 850 | 61.67 | -61.67
1305 | 0.118 | 0.427 | 0.074 | 0.393 | 0.277 | 0.164 | 0.238 | 0.049 | 7.881 | 6.148 | 850 | 66.11 | -66.11
1306 | 0.234 | 0.516 | 0.13 | 0.509 | 0.328 | 0.215 | 0.271 | 0.057 | 7.699 | 6.215 | 850 | 64.4 | -64.4
1307 | 0.421 | 0.563 | 0.226 | 0.453 | 0.389 | 0.314 | 0.306 | 0.09 | 7.686 | 7.405 | 850 | 57.6 | -57.6
1308 | 0.443 | 0.494 | 0.439 | 0.334 | 0.447 | 0.393 | 0.284 | 0.108 | 7.787 | 8.015 | 850 | 49.16 | -49.16
1309 | 0.34 | 0.436 | 0.465 | 0.166 | 0.512 | 0.427 | 0.251 | 0.086 | 7.908 | 8.226 | 850 | 45.84 | -45.84
1310 | 0.183 | 0.387 | 0.365 | 0.173 | 0.564 | 0.481 | 0.217 | 0.046 | 7.898 | 8.179 | 850 | 40.32 | -40.32
1311 | 0.079 | 0.224 | 0.211 | 0.141 | 0.466 | 0.528 | 0.174 | 0.015 | 7.855 | 8.326 | 850 | 32.22 | -32.22
1312 | 0.038 | 0.028 | 0.071 | 0.045 | 0.386 | 0.542 | 0.142 | 0.014 | 7.897 | 9.047 | 850 | 37.6 | -37.6
1313 | 0 | 0 | 0 | 0 | 0.406 | 0.612 | 0.115 | 0.078 | 8.173 | 10.046 | 850 | 45 | -45
1314 | 0 | 0 | 0 | 0 | 0.488 | 0.634 | 0.106 | 0.169 | 8.992 | 10.409 | 850 | 55.95 | -55.95
1315 | 0 | 0 | 0 | 0 | 0.541 | 0.591 | 0.125 | 0.235 | 10.094 | 10.119 | 850 | 71.67 | -71.67
1316 | 0 | 0 | 0 | 0 | 0.546 | 0.572 | 0.169 | 0.266 | 10.975 | 9.682 | 850 | 80 | -80
1317 | 0 | 0 | 0 | 0 | 0.544 | 0.564 | 0.214 | 0.284 | 11.196 | 9.619 | 850 | 74.13 | -74.13
1318 | 0 | 0 | 0 | 0 | 0.515 | 0.542 | 0.255 | 0.245 | 10.917 | 9.571 | 850 | 65.17 | -65.17
1319 | 0 | 0 | 0 | 0 | 0.511 | 0.499 | 0.294 | 0.165 | 10.775 | 9.495 | 850 | 59.94 | -59.94
1320 | 0 | 0 | 0 | 0 | 0.51 | 0.471 | 0.31 | 0.102 | 10.439 | 9.433 | 850 | 56.22 | -56.22
1321 | 0 | 0 | 0 | 0 | 0.497 | 0.451 | 0.304 | 0.119 | 9.662 | 9.487 | 850 | 52.2 | -52.2
1322 | 0 | 0 | 0 | 0 | 0.518 | 0.422 | 0.282 | 0.156 | 8.582 | 9.338 | 850 | 56.57 | -56.57
1323 | 0 | 0 | 0 | 0 | 0.554 | 0.384 | 0.236 | 0.124 | 8.302 | 9.424 | 850 | 55.44 | -55.44
1324 | 0 | 0 | 0 | 0 | 0.58 | 0.381 | 0.202 | 0.061 | 8.552 | 9.335 | 850 | 55.38 | -55.38
1325 | 0 | 0 | 0 | 0 | 0.594 | 0.38 | 0.195 | 0.019 | 9.235 | 9.17 | 850 | 54.89 | -54.89
1326 | 0 | 0 | 0 | 0 | 0.534 | 0.353 | 0.191 | 0.006 | 10.019 | 9.057 | 850 | 55.19 | -55.19
1327 | 0 | 0.029 | 0.025 | 0.015 | 0.478 | 0.307 | 0.183 | 0.013 | 10.666 | 8.987 | 850 | 55.07 | -55.07
1328 | 0.026 | 0.178 | 0.092 | 0.105 | 0.446 | 0.217 | 0.122 | 0.023 | 10.862 | 8.711 | 850 | 56.71 | -56.71
1329 | 0.118 | 0.434 | 0.145 | 0.294 | 0.467 | 0.15 | 0.114 | 0.019 | 10.354 | 8.499 | 850 | 59.92 | -59.92
1330 | 0.205 | 0.58 | 0.251 | 0.517 | 0.48 | 0.213 | 0.204 | 0.014 | 9.671 | 9.044 | 850 | 61.58 | -61.58
1331 | 0.419 | 0.637 | 0.482 | 0.539 | 0.5 | 0.369 | 0.167 | 0.006 | 9.209 | 9.869 | 850 | 61.82 | -61.82
1332 | 0.486 | 0.636 | 0.553 | 0.546 | 0.454 | 0.411 | 0.14 | 0.011 | 8.575 | 10.158 | 850 | 56.31 | -56.31
1333 | 0.431 | 0.56 | 0.509 | 0.425 | 0.402 | 0.425 | 0.123 | 0.024 | 7.841 | 9.721 | 850 | 54.12 | -54.12
1334 | 0.348 | 0.414 | 0.433 | 0.295 | 0.338 | 0.413 | 0.108 | 0.031 | 7.188 | 9.102 | 850 | 50 | -50
1335 | 0.24 | 0.225 | 0.342 | 0.196 | 0.269 | 0.348 | 0.091 | 0.043 | 6.464 | 8.443 | 850 | 46.03 | -46.03
1336 | 0.077 | 0.056 | 0.171 | 0.084 | 0.214 | 0.316 | 0.072 | 0.087 | 5.654 | 8.03 | 850 | 49.84 | -49.84
1337 | 0 | 0 | 0.011 | 0 | 0.214 | 0.257 | 0.09 | 0.18 | 4.769 | 7.935 | 850 | 55 | -55
1338 | 0 | 0 | 0 | 0 | 0.224 | 0.197 | 0.219 | 0.277 | 4.014 | 7.689 | 850 | 67.8 | -67.8
1339 | 0 | 0 | 0 | 0 | 0.254 | 0.145 | 0.409 | 0.345 | 3.711 | 7.365 | 850 | 82.19 | -82.19
1340 | 0 | 0 | 0 | 0 | 0.274 | 0.102 | 0.514 | 0.403 | 3.836 | 7.017 | 850 | 93.69 | -93.69
1341 | 0 | 0 | 0 | 0 | 0.28 | 0.068 | 0.494 | 0.452 | 4.376 | 6.782 | 850 | 79.18 | -79.18
1342 | 0 | 0 | 0 | 0 | 0.262 | 0.048 | 0.416 | 0.463 | 4.894 | 6.606 | 850 | 69.99 | -69.99
1343 | 0 | 0 | 0 | 0 | 0.229 | 0.034 | 0.321 | 0.435 | 5.264 | 6.316 | 850 | 65.92 | -65.92
1344 | 0 | 0 | 0 | 0 | 0.228 | 0.024 | 0.28 | 0.413 | 5.716 | 5.898 | 850 | 65.23 | -65.23
1345 | 0 | 0 | 0 | 0 | 0.263 | 0.023 | 0.313 | 0.393 | 6.341 | 5.482 | 850 | 58.38 | -58.38
1346 | 0 | 0 | 0 | 0 | 0.31 | 0.029 | 0.339 | 0.372 | 7.041 | 4.994 | 850 | 57.83 | -57.83
1347 | 0 | 0 | 0 | 0 | 0.352 | 0.052 | 0.267 | 0.373 | 7.67 | 4.252 | 850 | 56.82 | -56.82
1348 | 0 | 0 | 0 | 0 | 0.363 | 0.103 | 0.209 | 0.363 | 8.067 | 3.367 | 850 | 55.7 | -55.7
1349 | 0 | 0 | 0 | 0 | 0.345 | 0.173 | 0.205 | 0.315 | 8.135 | 2.618 | 850 | 51.8 | -51.8
1350 | 0 | 0 | 0 | 0 | 0.348 | 0.209 | 0.201 | 0.257 | 8.17 | 2.369 | 850 | 53.3 | -53.3
1351 | 0 | 0.007 | 0 | 0.033 | 0.321 | 0.249 | 0.187 | 0.212 | 8.363 | 2.622 | 850 | 57.92 | -57.92
1352 | 0.012 | 0.059 | 0.023 | 0.208 | 0.28 | 0.218 | 0.147 | 0.104 | 8.351 | 3.169 | 850 | 70.02 | -70.02
1353 | 0.051 | 0.134 | 0.034 | 0.341 | 0.301 | 0.132 | 0.114 | 0.067 | 8.421 | 3.556 | 850 | 79.9 | -79.9
1354 | 0.115 | 0.175 | 0.05 | 0.379 | 0.301 | 0.126 | 0.093 | 0.067 | 8.783 | 3.998 | 850 | 81.6 | -81.6
1355 | 0.14 | 0.182 | 0.087 | 0.374 | 0.36 | 0.161 | 0.093 | 0.06 | 9.022 | 4.622 | 850 | 73.83 | -73.83
1356 | 0.109 | 0.161 | 0.158 | 0.301 | 0.375 | 0.178 | 0.095 | 0.057 | 9.101 | 5.126 | 850 | 66.65 | -66.65
1357 | 0.081 | 0.168 | 0.319 | 0.196 | 0.382 | 0.217 | 0.083 | 0.067 | 9.231 | 5.654 | 850 | 65.03 | -65.03
1358 | 0.057 | 0.152 | 0.369 | 0.13 | 0.409 | 0.249 | 0.081 | 0.089 | 9.511 | 6.29 | 850 | 58.42 | -58.42
1359 | 0.032 | 0.086 | 0.211 | 0.111 | 0.462 | 0.292 | 0.088 | 0.115 | 9.722 | 6.734 | 850 | 58.19 | -58.19
1360 | 0.01 | 0.018 | 0.065 | 0.048 | 0.495 | 0.406 | 0.126 | 0.198 | 9.874 | 7.1 | 850 | 61.29 | -61.29
1361 | 0 | 0 | 0 | 0 | 0.52 | 0.51 | 0.202 | 0.351 | 10.117 | 7.705 | 850 | 64.95 | -64.95
1362 | 0 | 0 | 0 | 0 | 0.518 | 0.497 | 0.292 | 0.46 | 10.23 | 8.062 | 850 | 69.99 | -69.99
1363 | 0 | 0 | 0 | 0 | 0.504 | 0.446 | 0.37 | 0.455 | 10.222 | 8.145 | 850 | 77 | -77
1364 | 0 | 0 | 0 | 0 | 0.476 | 0.403 | 0.421 | 0.409 | 10.087 | 8.109 | 850 | 85.32 | -85.32
1365 | 0 | 0 | 0 | 0 | 0.416 | 0.366 | 0.422 | 0.384 | 9.978 | 8.034 | 850 | 81.01 | -81.01
1366 | 0 | 0 | 0 | 0 | 0.357 | 0.346 | 0.435 | 0.36 | 9.7 | 8.046 | 850 | 72.21 | -72.21
1367 | 0 | 0 | 0 | 0 | 0.289 | 0.298 | 0.437 | 0.295 | 9.4 | 7.976 | 850 | 65.69 | -65.69
1368 | 0 | 0 | 0 | 0 | 0.23 | 0.25 | 0.439 | 0.26 | 9.041 | 7.827 | 850 | 65.21 | -65.21
1369 | 0 | 0 | 0 | 0 | 0.152 | 0.236 | 0.428 | 0.257 | 8.699 | 7.549 | 850 | 60.76 | -60.76
1370 | 0 | 0 | 0 | 0 | 0.134 | 0.251 | 0.406 | 0.274 | 8.395 | 7.263 | 850 | 57.62 | -57.62
1371 | 0 | 0 | 0 | 0 | 0.154 | 0.258 | 0.379 | 0.228 | 8.001 | 7.292 | 850 | 57.55 | -57.55
1372 | 0 | 0 | 0 | 0 | 0.193 | 0.255 | 0.347 | 0.152 | 7.604 | 7.492 | 850 | 57.35 | -57.35
1373 | 0 | 0 | 0 | 0 | 0.196 | 0.26 | 0.33 | 0.103 | 7.246 | 7.449 | 850 | 56.87 | -56.87
1374 | 0 | 0 | 0 | 0 | 0.17 | 0.255 | 0.329 | 0.089 | 6.896 | 7.329 | 850 | 57.35 | -57.35
1375 | 0 | 0.002 | 0 | 0 | 0.145 | 0.24 | 0.316 | 0.092 | 6.368 | 7.117 | 850 | 63.1 | -63.1
1376 | 0.05 | 0.031 | 0.043 | 0.021 | 0.123 | 0.229 | 0.277 | 0.075 | 5.576 | 6.757 | 850 | 74.31 | -74.31
1377 | 0.128 | 0.055 | 0.126 | 0.035 | 0.083 | 0.201 | 0.304 | 0.085 | 4.451 | 6.31 | 850 | 95.63 | -95.63
1378 | 0.206 | 0.079 | 0.212 | 0.062 | 0.049 | 0.198 | 0.376 | 0.094 | 3.37 | 5.778 | 850 | 95.78 | -95.78
1379 | 0.24 | 0.103 | 0.395 | 0.141 | 0.037 | 0.206 | 0.413 | 0.096 | 2.815 | 5.001 | 850 | 80.81 | -80.81
1380 | 0.425 | 0.098 | 0.43 | 0.355 | 0.039 | 0.192 | 0.409 | 0.08 | 2.62 | 4.334 | 850 | 68.71 | -68.71
1381 | 0.624 | 0.101 | 0.391 | 0.351 | 0.032 | 0.199 | 0.396 | 0.067 | 2.724 | 4.24 | 850 | 64.93 | -64.93
1382 | 0.546 | 0.097 | 0.312 | 0.312 | 0.033 | 0.204 | 0.39 | 0.058 | 3.131 | 4.373 | 850 | 59.26 | -59.26
1383 | 0.402 | 0.045 | 0.217 | 0.204 | 0.033 | 0.191 | 0.373 | 0.053 | 3.341 | 4.37 | 850 | 59.25 | -59.25
1384 | 0.199 | 0.005 | 0.071 | 0.053 | 0.034 | 0.179 | 0.328 | 0.07 | 3.449 | 4.338 | 850 | 64.71 | -64.71
1385 | 0.016 | 0 | 0.002 | 0 | 0.045 | 0.185 | 0.347 | 0.11 | 3.457 | 4.32 | 850 | 72.06 | -72.06
1386 | 0 | 0 | 0 | 0 | 0.059 | 0.175 | 0.391 | 0.137 | 3.609 | 4.127 | 850 | 79.82 | -79.82
1387 | 0 | 0 | 0 | 0 | 0.061 | 0.154 | 0.37 | 0.131 | 4.167 | 3.894 | 850 | 98.02 | -98.02
1388 | 0 | 0 | 0 | 0 | 0.048 | 0.134 | 0.329 | 0.104 | 4.973 | 3.681 | 850 | 111.8 | -111.8
1389 | 0 | 0 | 0 | 0 | 0.035 | 0.122 | 0.296 | 0.076 | 5.706 | 3.459 | 850 | 105.17 | -105.17
1390 | 0 | 0 | 0 | 0 | 0.028 | 0.113 | 0.277 | 0.062 | 6.41 | 3.281 | 850 | 84.36 | -84.36
1391 | 0 | 0 | 0 | 0 | 0.028 | 0.102 | 0.26 | 0.065 | 7.129 | 3.1 | 850 | 72.37 | -72.37
1392 | 0 | 0 | 0 | 0 | 0.037 | 0.096 | 0.217 | 0.078 | 7.767 | 2.96 | 850 | 70.27 | -70.27
1393 | 0 | 0 | 0 | 0 | 0.054 | 0.087 | 0.172 | 0.071 | 8.343 | 3.22 | 850 | 64.97 | -64.97
1394 | 0 | 0 | 0 | 0 | 0.082 | 0.085 | 0.138 | 0.055 | 8.715 | 3.897 | 850 | 60.36 | -60.36
1395 | 0 | 0 | 0 | 0 | 0.099 | 0.097 | 0.115 | 0.042 | 8.843 | 4.516 | 850 | 59.4 | -59.4
1396 | 0 | 0 | 0 | 0 | 0.101 | 0.113 | 0.102 | 0.03 | 8.705 | 4.896 | 850 | 61.34 | -61.34
1397 | 0 | 0 | 0 | 0 | 0.104 | 0.124 | 0.09 | 0.034 | 8.472 | 5.171 | 850 | 63.46 | -63.46
1398 | 0 | 0 | 0 | 0 | 0.114 | 0.127 | 0.078 | 0.046 | 8.454 | 5.321 | 850 | 63.74 | -63.74
1399 | 0 | 0.013 | 0.009 | 0.01 | 0.133 | 0.087 | 0.08 | 0.042 | 8.515 | 5.408 | 850 | 67.44 | -67.44
1400 | 0.035 | 0.107 | 0.087 | 0.068 | 0.133 | 0.067 | 0.079 | 0.03 | 8.417 | 5.442 | 850 | 74.3 | -74.3
1401 | 0.101 | 0.193 | 0.189 | 0.153 | 0.174 | 0.068 | 0.067 | 0.027 | 8.246 | 5.684 | 850 | 98.89 | -98.89
1402 | 0.211 | 0.258 | 0.27 | 0.214 | 0.17 | 0.081 | 0.051 | 0.023 | 8.121 | 5.994 | 850 | 104.49 | -104.49
1403 | 0.314 | 0.287 | 0.343 | 0.262 | 0.164 | 0.089 | 0.045 | 0.024 | 8.342 | 6.229 | 850 | 85.46 | -85.46
1404 | 0.501 | 0.398 | 0.479 | 0.291 | 0.176 | 0.087 | 0.056 | 0.031 | 8.724 | 6.432 | 850 | 73.99 | -73.99
1405 | 0.533 | 0.517 | 0.569 | 0.275 | 0.165 | 0.078 | 0.08 | 0.042 | 8.718 | 6.515 | 850 | 67.55 | -67.55
1406 | 0.408 | 0.464 | 0.528 | 0.226 | 0.148 | 0.058 | 0.1 | 0.047 | 8.529 | 6.547 | 850 | 63.93 | -63.93
1407 | 0.259 | 0.328 | 0.399 | 0.15 | 0.129 | 0.036 | 0.104 | 0.039 | 8.419 | 6.476 | 850 | 60.72 | -60.72
1408 | 0.065 | 0.129 | 0.205 | 0.071 | 0.133 | 0.023 | 0.095 | 0.026 | 8.492 | 6.066 | 850 | 61.51 | -61.51
1409 | 0 | 0 | 0.022 | 0 | 0.172 | 0.025 | 0.109 | 0.014 | 9.01 | 5.841 | 850 | 70.43 | -70.43
1410 | 0 | 0 | 0 | 0 | 0.222 | 0.057 | 0.132 | 0.005 | 9.586 | 6.05 | 850 | 74.96 | -74.96
1411 | 0 | 0 | 0 | 0 | 0.289 | 0.12 | 0.139 | 0.003 | 10.101 | 6.346 | 850 | 93.04 | -93.04
1412 | 0 | 0 | 0 | 0 | 0.368 | 0.199 | 0.147 | 0.004 | 10.508 | 6.833 | 850 | 93.24 | -93.24
1413 | 0 | 0 | 0 | 0 | 0.454 | 0.28 | 0.15 | 0.005 | 11.352 | 7.743 | 850 | 78.29 | -78.29
1414 | 0 | 0 | 0 | 0 | 0.537 | 0.36 | 0.157 | 0.009 | 11.439 | 8.592 | 850 | 65.44 | -65.44
1415 | 0 | 0 | 0 | 0 | 0.612 | 0.427 | 0.165 | 0.024 | 11.449 | 9.235 | 850 | 62.59 | -62.59
1416 | 0 | 0 | 0 | 0 | 0.64 | 0.457 | 0.168 | 0.053 | 11.68 | 9.616 | 850 | 64.02 | -64.02
1417 | 0 | 0 | 0 | 0 | 0.632 | 0.446 | 0.14 | 0.09 | 12.197 | 9.766 | 850 | 55.12 | -55.12
1418 | 0 | 0 | 0 | 0 | 0.612 | 0.415 | 0.095 | 0.102 | 12.314 | 10.09 | 850 | 55.11 | -55.11
1419 | 0 | 0 | 0 | 0 | 0.598 | 0.343 | 0.06 | 0.087 | 12.401 | 10.171 | 850 | 53.33 | -53.33
1420 | 0 | 0 | 0 | 0 | 0.582 | 0.281 | 0.05 | 0.083 | 13.092 | 10.353 | 850 | 50.06 | -50.06
1421 | 0 | 0 | 0 | 0 | 0.568 | 0.289 | 0.054 | 0.087 | 13.199 | 10.234 | 850 | 47.03 | -47.03
1422 | 0 | 0 | 0 | 0 | 0.58 | 0.304 | 0.064 | 0.094 | 12.838 | 10.21 | 850 | 47.15 | -47.15
1423 | 0.037 | 0.037 | 0.011 | 0.006 | 0.555 | 0.301 | 0.066 | 0.091 | 13.029 | 10.48 | 850 | 53.32 | -53.32
1424 | 0.238 | 0.188 | 0.065 | 0.049 | 0.424 | 0.28 | 0.059 | 0.09 | 12.818 | 10.249 | 850 | 62.03 | -62.03
1425 | 0.399 | 0.462 | 0.15 | 0.119 | 0.349 | 0.271 | 0.063 | 0.109 | 12.116 | 10.428 | 850 | 73.74 | -73.74
1426 | 0.499 | 0.587 | 0.385 | 0.301 | 0.511 | 0.26 | 0.043 | 0.096 | 11.99 | 11.033 | 850 | 73.89 | -73.89
1427 | 0.555 | 0.644 | 0.557 | 0.293 | 0.578 | 0.308 | 0.023 | 0.087 | 11.971 | 11.44 | 850 | 70.39 | -70.39
1428 | 0.538 | 0.655 | 0.631 | 0.279 | 0.577 | 0.328 | 0.015 | 0.079 | 11.884 | 11.6 | 850 | 60.47 | -60.47
1429 | 0.45 | 0.612 | 0.616 | 0.245 | 0.547 | 0.32 | 0.014 | 0.074 | 11.826 | 11.406 | 850 | 55.01 | -55.01
1430 | 0.32 | 0.511 | 0.519 | 0.165 | 0.491 | 0.313 | 0.016 | 0.077 | 11.629 | 10.964 | 850 | 53.98 | -53.98
1431 | 0.19 | 0.352 | 0.367 | 0.107 | 0.416 | 0.307 | 0.021 | 0.085 | 11.454 | 10.361 | 850 | 56.02 | -56.02
1432 | 0.077 | 0.142 | 0.171 | 0.041 | 0.403 | 0.347 | 0.035 | 0.116 | 11.208 | 10.237 | 850 | 55.07 | -55.07
1433 | 0.004 | 0 | 0.016 | 0 | 0.526 | 0.521 | 0.086 | 0.2 | 11.135 | 11.201 | 850 | 64.96 | -64.96
1434 | 0 | 0 | 0 | 0 | 0.646 | 0.608 | 0.162 | 0.262 | 11.162 | 11.812 | 850 | 70.98 | -70.98
1435 | 0 | 0 | 0 | 0 | 0.652 | 0.595 | 0.23 | 0.276 | 11.676 | 11.588 | 850 | 81.28 | -81.28
1436 | 0 | 0 | 0 | 0 | 0.632 | 0.567 | 0.247 | 0.289 | 11.312 | 11.181 | 850 | 86.26 | -86.26
1437 | 0 | 0 | 0 | 0 | 0.608 | 0.527 | 0.2 | 0.303 | 10.812 | 10.707 | 850 | 80.99 | -80.99
1438 | 0 | 0 | 0 | 0 | 0.587 | 0.445 | 0.132 | 0.275 | 10.843 | 10.07 | 850 | 72.77 | -72.77
1439 | 0 | 0 | 0 | 0 | 0.581 | 0.353 | 0.082 | 0.244 | 10.725 | 9.541 | 850 | 67.25 | -67.25
1440 | 0 | 0 | 0 | 0 | 0.564 | 0.28 | 0.067 | 0.206 | 10.753 | 9.299 | 850 | 64.9 | -64.9
1441 | 0 | 0 | 0 | 0 | 0.567 | 0.201 | 0.08 | 0.153 | 10.779 | 8.974 | 850 | 60.9 | -60.9
1442 | 0 | 0 | 0 | 0 | 0.565 | 0.148 | 0.102 | 0.105 | 10.828 | 8.588 | 850 | 62.04 | -62.04
1443 | 0 | 0 | 0 | 0 | 0.537 | 0.133 | 0.116 | 0.095 | 10.677 | 8.257 | 850 | 61.42 | -61.42
1444 | 0 | 0 | 0 | 0 | 0.457 | 0.14 | 0.142 | 0.095 | 10.665 | 8.069 | 850 | 58.14 | -58.14
1445 | 0 | 0 | 0 | 0 | 0.378 | 0.158 | 0.179 | 0.063 | 10.721 | 7.98 | 850 | 57.83 | -57.83
1446 | 0 | 0 | 0 | 0 | 0.403 | 0.176 | 0.201 | 0.036 | 10.85 | 8.118 | 850 | 58.3 | -58.3
1447 | 0 | 0.008 | 0 | 0.003 | 0.42 | 0.172 | 0.187 | 0.032 | 10.935 | 8.326 | 850 | 62.49 | -62.49
1448 | 0.027 | 0.075 | 0.024 | 0.037 | 0.409 | 0.128 | 0.138 | 0.047 | 11.206 | 8.352 | 850 | 71.58 | -71.58
1449 | 0.056 | 0.254 | 0.056 | 0.075 | 0.43 | 0.127 | 0.109 | 0.078 | 11.246 | 8.515 | 850 | 79.36 | -79.36
1450 | 0.12 | 0.49 | 0.083 | 0.115 | 0.383 | 0.163 | 0.096 | 0.078 | 10.712 | 8.759 | 850 | 83.79 | -83.79
1451 | 0.203 | 0.546 | 0.133 | 0.155 | 0.37 | 0.161 | 0.106 | 0.07 | 10.018 | 8.692 | 850 | 75.88 | -75.88
1452 | 0.271 | 0.53 | 0.207 | 0.181 | 0.366 | 0.136 | 0.111 | 0.078 | 9.013 | 8.384 | 850 | 66.52 | -66.52
1453 | 0.326 | 0.451 | 0.228 | 0.142 | 0.34 | 0.105 | 0.104 | 0.093 | 7.934 | 7.73 | 850 | 64.76 | -64.76
1454 | 0.266 | 0.287 | 0.174 | 0.078 | 0.345 | 0.075 | 0.091 | 0.097 | 7.443 | 6.89 | 850 | 63.08 | -63.08
1455 | 0.12 | 0.143 | 0.115 | 0.033 | 0.341 | 0.065 | 0.078 | 0.082 | 7.57 | 6.001 | 850 | 64.63 | -64.63
1456 | 0.049 | 0.047 | 0.043 | 0.006 | 0.332 | 0.087 | 0.055 | 0.055 | 8.408 | 5.859 | 850 | 67.11 | -67.11
1457 | 0 | 0 | 0.001 | 0 | 0.423 | 0.129 | 0.047 | 0.032 | 9.829 | 6.963 | 850 | 72.57 | -72.57
1458 | 0 | 0 | 0 | 0 | 0.5 | 0.186 | 0.057 | 0.017 | 10.916 | 8.295 | 850 | 78.94 | -78.94
1459 | 0 | 0 | 0 | 0 | 0.504 | 0.229 | 0.084 | 0.013 | 11.202 | 9.084 | 850 | 89.4 | -89.4
1460 | 0 | 0 | 0 | 0 | 0.502 | 0.243 | 0.102 | 0.013 | 10.984 | 9.335 | 850 | 93.73 | -93.73
1461 | 0 | 0 | 0 | 0 | 0.501 | 0.227 | 0.113 | 0.015 | 10.662 | 9.023 | 850 | 87.19 | -87.19
1462 | 0 | 0 | 0 | 0 | 0.501 | 0.193 | 0.124 | 0.014 | 10.218 | 8.365 | 850 | 77.49 | -77.49
1463 | 0 | 0 | 0 | 0 | 0.514 | 0.162 | 0.134 | 0.008 | 10.113 | 7.683 | 850 | 71.62 | -71.62
1464 | 0 | 0 | 0 | 0 | 0.519 | 0.14 | 0.138 | 0.008 | 10.165 | 7.27 | 850 | 70.06 | -70.06
1465 | 0 | 0 | 0 | 0 | 0.516 | 0.127 | 0.141 | 0.037 | 10.464 | 7.158 | 850 | 66.39 | -66.39
1466 | 0 | 0 | 0 | 0 | 0.518 | 0.129 | 0.15 | 0.132 | 10.656 | 7.091 | 850 | 59.95 | -59.95
1467 | 0 | 0 | 0 | 0 | 0.518 | 0.132 | 0.154 | 0.203 | 10.883 | 6.877 | 850 | 56.03 | -56.03
1468 | 0 | 0 | 0 | 0 | 0.519 | 0.138 | 0.148 | 0.175 | 11.102 | 6.674 | 850 | 56.02 | -56.02
1469 | 0 | 0 | 0 | 0 | 0.518 | 0.15 | 0.147 | 0.13 | 10.73 | 6.589 | 850 | 55.48 | -55.48
1470 | 0 | 0 | 0 | 0 | 0.504 | 0.167 | 0.135 | 0.105 | 10.619 | 6.586 | 850 | 54.88 | -54.88
1471 | 0.013 | 0.001 | 0.033 | 0.006 | 0.438 | 0.197 | 0.117 | 0.077 | 10.429 | 6.653 | 850 | 55.99 | -55.99
1472 | 0.098 | 0.045 | 0.189 | 0.061 | 0.338 | 0.167 | 0.077 | 0.045 | 9.898 | 6.678 | 850 | 56.58 | -56.58
1473 | 0.344 | 0.173 | 0.387 | 0.179 | 0.303 | 0.116 | 0.062 | 0.036 | 9.256 | 6.638 | 850 | 60.67 | -60.67
1474 | 0.471 | 0.317 | 0.536 | 0.466 | 0.322 | 0.116 | 0.064 | 0.035 | 9.035 | 6.479 | 850 | 63.76 | -63.76
1475 | 0.53 | 0.416 | 0.626 | 0.558 | 0.304 | 0.124 | 0.07 | 0.029 | 8.6 | 6.359 | 850 | 65.75 | -65.75
1476 | 0.535 | 0.445 | 0.657 | 0.596 | 0.281 | 0.133 | 0.095 | 0.024 | 8.061 | 6.322 | 850 | 60.44 | -60.44
1477 | 0.472 | 0.424 | 0.626 | 0.599 | 0.255 | 0.135 | 0.146 | 0.035 | 7.343 | 6.193 | 850 | 59.18 | -59.18
1478 | 0.336 | 0.349 | 0.527 | 0.509 | 0.243 | 0.131 | 0.207 | 0.062 | 6.659 | 6.125 | 850 | 55.83 | -55.83
1479 | 0.218 | 0.207 | 0.357 | 0.368 | 0.255 | 0.129 | 0.256 | 0.109 | 6.784 | 5.971 | 850 | 54.9 | -54.9
1480 | 0.103 | 0.069 | 0.135 | 0.141 | 0.34 | 0.197 | 0.297 | 0.201 | 8.011 | 6.187 | 850 | 59.86 | -59.86
1481 | 0.009 | 0 | 0.008 | 0.006 | 0.537 | 0.334 | 0.411 | 0.406 | 9.861 | 7.277 | 850 | 66.08 | -66.08
1482 | 0 | 0 | 0 | 0 | 0.662 | 0.416 | 0.503 | 0.57 | 11.438 | 8.71 | 850 | 73 | -73
1483 | 0 | 0 | 0 | 0 | 0.646 | 0.432 | 0.507 | 0.585 | 12.145 | 9.717 | 850 | 80.63 | -80.63
1484 | 0 | 0 | 0 | 0 | 0.602 | 0.417 | 0.49 | 0.537 | 12.193 | 10.035 | 850 | 93.6 | -93.6
1485 | 0 | 0 | 0 | 0 | 0.563 | 0.403 | 0.441 | 0.469 | 11.997 | 9.912 | 850 | 89.9 | -89.9
1486 | 0 | 0 | 0 | 0 | 0.522 | 0.384 | 0.369 | 0.377 | 11.357 | 9.317 | 850 | 76.98 | -76.98
1487 | 0 | 0 | 0 | 0 | 0.492 | 0.375 | 0.301 | 0.306 | 11.013 | 8.668 | 850 | 69.81 | -69.81
1488 | 0 | 0 | 0 | 0 | 0.481 | 0.386 | 0.289 | 0.257 | 10.687 | 8.33 | 850 | 60.94 | -60.94
1489 | 0 | 0 | 0 | 0 | 0.48 | 0.403 | 0.346 | 0.222 | 10.465 | 8.287 | 850 | 54.99 | -54.99
1490 | 0 | 0 | 0 | 0 | 0.464 | 0.401 | 0.403 | 0.203 | 10.309 | 8.252 | 850 | 54.5 | -54.5
1491 | 0 | 0 | 0 | 0 | 0.439 | 0.376 | 0.423 | 0.193 | 10.138 | 8.104 | 850 | 53.63 | -53.63
1492 | 0 | 0 | 0 | 0 | 0.419 | 0.318 | 0.436 | 0.197 | 10.096 | 7.963 | 850 | 53.8 | -53.8
1493 | 0 | 0 | 0 | 0 | 0.412 | 0.263 | 0.424 | 0.187 | 10.194 | 7.848 | 850 | 55.59 | -55.59
1494 | 0 | 0 | 0 | 0 | 0.382 | 0.224 | 0.39 | 0.192 | 10.274 | 7.795 | 850 | 55.31 | -55.31
1495 | 0.015 | 0.01 | 0.022 | 0.019 | 0.289 | 0.2 | 0.365 | 0.19 | 10.128 | 7.892 | 850 | 55.82 | -55.82
1496 | 0.107 | 0.072 | 0.158 | 0.113 | 0.207 | 0.154 | 0.266 | 0.114 | 9.706 | 7.95 | 850 | 56 | -56
1497 | 0.354 | 0.165 | 0.392 | 0.426 | 0.195 | 0.175 | 0.147 | 0.096 | 9.234 | 8.083 | 850 | 56.88 | -56.88
1498 | 0.462 | 0.488 | 0.579 | 0.597 | 0.206 | 0.228 | 0.147 | 0.132 | 8.953 | 8.21 | 850 | 54.77 | -54.77
1499 | 0.509 | 0.604 | 0.66 | 0.68 | 0.224 | 0.274 | 0.32 | 0.182 | 8.717 | 8.435 | 850 | 53.99 | -53.99
1500 | 0.485 | 0.582 | 0.674 | 0.685 | 0.246 | 0.295 | 0.403 | 0.197 | 8.546 | 8.642 | 850 | 52.01 | -52.01
1501 | 0.476 | 0.499 | 0.641 | 0.639 | 0.252 | 0.305 | 0.377 | 0.214 | 8.374 | 8.826 | 850 | 49.46 | -49.46
1502 | 0.462 | 0.399 | 0.558 | 0.545 | 0.269 | 0.304 | 0.319 | 0.263 | 8.428 | 9.04 | 850 | 47.51 | -47.51
1503 | 0.35 | 0.179 | 0.422 | 0.397 | 0.306 | 0.257 | 0.254 | 0.3 | 8.804 | 9.075 | 850 | 42.51 | -42.51
1504 | 0.182 | 0.049 | 0.234 | 0.192 | 0.344 | 0.271 | 0.172 | 0.446 | 9.526 | 9.404 | 850 | 46.84 | -46.84
1505 | 0.022 | 0 | 0.039 | 0.014 | 0.447 | 0.338 | 0.108 | 0.636 | 10.332 | 9.82 | 850 | 54.13 | -54.13
1506 | 0 | 0 | 0 | 0 | 0.533 | 0.379 | 0.065 | 0.707 | 10.746 | 9.824 | 850 | 60.28 | -60.28
1507 | 0 | 0 | 0 | 0 | 0.537 | 0.374 | 0.039 | 0.678 | 10.546 | 9.525 | 850 | 75.58 | -75.58
1508 | 0 | 0 | 0 | 0 | 0.515 | 0.351 | 0.026 | 0.595 | 10.035 | 9.281 | 850 | 84.36 | -84.36
1509 | 0 | 0 | 0 | 0 | 0.481 | 0.328 | 0.034 | 0.531 | 9.488 | 8.952 | 850 | 86.96 | -86.96
1510 | 0 | 0 | 0 | 0 | 0.436 | 0.299 | 0.077 | 0.462 | 8.9 | 8.73 | 850 | 81.8 | -81.8
1511 | 0 | 0 | 0 | 0 | 0.373 | 0.266 | 0.137 | 0.399 | 8.405 | 8.56 | 850 | 75 | -75
1512 | 0 | 0 | 0 | 0 | 0.292 | 0.234 | 0.188 | 0.34 | 8.001 | 8.463 | 850 | 72.18 | -72.18
1513 | 0 | 0 | 0 | 0 | 0.189 | 0.21 | 0.239 | 0.28 | 7.601 | 8.346 | 850 | 72.42 | -72.42
1514 | 0 | 0 | 0 | 0 | 0.091 | 0.199 | 0.289 | 0.229 | 7.163 | 8.147 | 850 | 69.13 | -69.13
1515 | 0 | 0 | 0 | 0 | 0.047 | 0.192 | 0.292 | 0.193 | 6.939 | 7.98 | 850 | 67.9 | -67.9
1516 | 0 | 0 | 0 | 0 | 0.03 | 0.161 | 0.262 | 0.188 | 6.695 | 7.913 | 850 | 67.41 | -67.41
1517 | 0 | 0 | 0 | 0 | 0.017 | 0.126 | 0.234 | 0.213 | 6.351 | 7.916 | 850 | 66.22 | -66.22
1518 | 0 | 0 | 0 | 0 | 0.008 | 0.101 | 0.199 | 0.237 | 6.11 | 8.126 | 850 | 65.59 | -65.59
1519 | 0 | 0.011 | 0 | 0.107 | 0.003 | 0.081 | 0.16 | 0.242 | 5.84 | 8.391 | 850 | 70.83 | -70.83
1520 | 0.029 | 0.053 | 0.027 | 0.292 | 0.005 | 0.071 | 0.134 | 0.21 | 5.461 | 8.632 | 850 | 81.18 | -81.18
1521 | 0.066 | 0.094 | 0.063 | 0.474 | 0.008 | 0.089 | 0.126 | 0.305 | 5.091 | 9.031 | 850 | 96.67 | -96.67
1522 | 0.117 | 0.157 | 0.085 | 0.608 | 0.01 | 0.09 | 0.104 | 0.323 | 4.787 | 9.16 | 850 | 102.97 | -102.97
1523 | 0.16 | 0.195 | 0.127 | 0.676 | 0.012 | 0.099 | 0.074 | 0.321 | 4.492 | 9.35 | 850 | 85.02 | -85.02
1524 | 0.202 | 0.196 | 0.166 | 0.682 | 0.009 | 0.092 | 0.046 | 0.309 | 4.374 | 9.624 | 850 | 71.93 | -71.93
1525 | 0.248 | 0.196 | 0.167 | 0.637 | 0.003 | 0.076 | 0.031 | 0.281 | 4.481 | 9.891 | 850 | 64.89 | -64.89
1526 | 0.282 | 0.176 | 0.142 | 0.538 | 0.002 | 0.066 | 0.021 | 0.251 | 4.684 | 10.416 | 850 | 63.93 | -63.93
1527 | 0.151 | 0.129 | 0.09 | 0.384 | 0.002 | 0.067 | 0.014 | 0.223 | 4.839 | 11.15 | 850 | 61.1 | -61.1
1528 | 0.039 | 0.035 | 0.036 | 0.18 | 0.005 | 0.098 | 0.013 | 0.206 | 5.191 | 11.515 | 850 | 62.5 | -62.5
1529 | 0 | 0 | 0 | 0.012 | 0.012 | 0.17 | 0.02 | 0.264 | 6.137 | 11.856 | 850 | 69.86 | -69.86
1530 | 0 | 0 | 0 | 0 | 0.018 | 0.245 | 0.034 | 0.307 | 7.381 | 12.003 | 850 | 75.95 | -75.95
1531 | 0 | 0 | 0 | 0 | 0.02 | 0.265 | 0.046 | 0.299 | 8.573 | 11.642 | 850 | 90.59 | -90.59
1532 | 0 | 0 | 0 | 0 | 0.018 | 0.271 | 0.05 | 0.264 | 9.417 | 11.247 | 850 | 105.18 | -105.18
1533 | 0 | 0 | 0 | 0 | 0.018 | 0.265 | 0.043 | 0.218 | 9.813 | 11.096 | 850 | 99.13 | -99.13
1534 | 0 | 0 | 0 | 0 | 0.021 | 0.26 | 0.035 | 0.182 | 9.988 | 10.6 | 850 | 80.52 | -80.52
1535 | 0 | 0 | 0 | 0 | 0.026 | 0.257 | 0.031 | 0.158 | 10.079 | 10.508 | 850 | 71.39 | -71.39
1536 | 0 | 0 | 0 | 0 | 0.028 | 0.249 | 0.028 | 0.135 | 9.966 | 10.531 | 850 | 67.49 | -67.49
1537 | 0 | 0 | 0 | 0 | 0.026 | 0.251 | 0.021 | 0.114 | 9.964 | 10.484 | 850 | 63.93 | -63.93
1538 | 0 | 0 | 0 | 0 | 0.022 | 0.239 | 0.014 | 0.098 | 10.043 | 10.158 | 850 | 61.96 | -61.96
1539 | 0 | 0 | 0 | 0 | 0.023 | 0.248 | 0.013 | 0.094 | 10.13 | 10.382 | 850 | 61.67 | -61.67
1540 | 0 | 0 | 0 | 0 | 0.035 | 0.259 | 0.016 | 0.093 | 10.195 | 10.229 | 850 | 61.33 | -61.33
1541 | 0 | 0 | 0 | 0 | 0.057 | 0.291 | 0.022 | 0.095 | 10.337 | 10.064 | 850 | 59.86 | -59.86
1542 | 0 | 0 | 0 | 0 | 0.077 | 0.304 | 0.035 | 0.092 | 10.348 | 10.243 | 850 | 60.56 | -60.56
1543 | 0 | 0.012 | 0.005 | 0.011 | 0.093 | 0.31 | 0.052 | 0.087 | 10.518 | 10.342 | 850 | 61.67 | -61.67
1544 | 0.009 | 0.074 | 0.055 | 0.057 | 0.089 | 0.338 | 0.053 | 0.082 | 11.012 | 10.591 | 850 | 71.53 | -71.53
1545 | 0.033 | 0.197 | 0.116 | 0.146 | 0.108 | 0.339 | 0.096 | 0.089 | 11.177 | 11.002 | 850 | 79.28 | -79.28
1546 | 0.055 | 0.325 | 0.235 | 0.298 | 0.146 | 0.269 | 0.189 | 0.119 | 11.343 | 10.802 | 850 | 83.02 | -83.02
1547 | 0.081 | 0.375 | 0.249 | 0.263 | 0.187 | 0.182 | 0.254 | 0.117 | 11.307 | 10.364 | 850 | 77 | -77
1548 | 0.109 | 0.452 | 0.232 | 0.351 | 0.231 | 0.131 | 0.264 | 0.116 | 11.137 | 10.16 | 850 | 71.15 | -71.15
1549 | 0.099 | 0.442 | 0.172 | 0.329 | 0.269 | 0.11 | 0.244 | 0.118 | 10.923 | 10.19 | 850 | 69.72 | -69.72
1550 | 0.087 | 0.392 | 0.146 | 0.29 | 0.304 | 0.109 | 0.214 | 0.114 | 10.803 | 10.418 | 850 | 66.01 | -66.01
1551 | 0.05 | 0.268 | 0.093 | 0.173 | 0.331 | 0.118 | 0.189 | 0.103 | 10.813 | 10.669 | 850 | 65.83 | -65.83
1552 | 0.02 | 0.114 | 0.06 | 0.041 | 0.348 | 0.142 | 0.146 | 0.083 | 11.047 | 10.646 | 850 | 69.61 | -69.61
1553 | 0 | 0.002 | 0.009 | 0 | 0.408 | 0.214 | 0.119 | 0.067 | 11.532 | 10.609 | 850 | 70.67 | -70.67
1554 | 0 | 0 | 0 | 0 | 0.43 | 0.271 | 0.116 | 0.047 | 11.876 | 10.275 | 850 | 76.28 | -76.28
1555 | 0 | 0 | 0 | 0 | 0.43 | 0.281 | 0.102 | 0.039 | 11.909 | 9.661 | 850 | 82.07 | -82.07
1556 | 0 | 0 | 0 | 0 | 0.461 | 0.263 | 0.098 | 0.041 | 11.73 | 8.908 | 850 | 104.38 | -104.38
1557 | 0 | 0 | 0 | 0 | 0.446 | 0.235 | 0.099 | 0.043 | 11.4 | 8.079 | 850 | 112.99 | -112.99
1558 | 0 | 0 | 0 | 0 | 0.402 | 0.204 | 0.112 | 0.057 | 10.968 | 7.292 | 850 | 93.12 | -93.12
1559 | 0 | 0 | 0 | 0 | 0.349 | 0.164 | 0.136 | 0.083 | 10.547 | 6.577 | 850 | 82.81 | -82.81
1560 | 0 | 0 | 0 | 0 | 0.312 | 0.132 | 0.145 | 0.112 | 10.095 | 5.979 | 850 | 76.08 | -76.08
1561 | 0 | 0 | 0 | 0 | 0.277 | 0.11 | 0.148 | 0.14 | 9.658 | 5.539 | 850 | 71.83 | -71.83
1562 | 0 | 0 | 0 | 0 | 0.26 | 0.095 | 0.143 | 0.179 | 9.243 | 5.302 | 850 | 71 | -71
1563 | 0 | 0 | 0 | 0 | 0.244 | 0.088 | 0.155 | 0.226 | 8.875 | 5.243 | 850 | 70.7 | -70.7
1564 | 0 | 0 | 0 | 0 | 0.249 | 0.079 | 0.171 | 0.263 | 8.527 | 5.23 | 850 | 70.46 | -70.46
1565 | 0 | 0 | 0 | 0 | 0.239 | 0.081 | 0.189 | 0.259 | 8.249 | 5.171 | 850 | 69.74 | -69.74
1566 | 0 | 0 | 0 | 0 | 0.229 | 0.091 | 0.227 | 0.225 | 8.038 | 5.105 | 850 | 70.46 | -70.46
1567 | 0.015 | 0.065 | 0.007 | 0.021 | 0.194 | 0.08 | 0.215 | 0.187 | 7.789 | 5.054 | 850 | 73.91 | -73.91
1568 | 0.098 | 0.228 | 0.051 | 0.081 | 0.156 | 0.073 | 0.214 | 0.202 | 7.535 | 4.879 | 850 | 83.98 | -83.98
1569 | 0.208 | 0.485 | 0.072 | 0.185 | 0.138 | 0.087 | 0.235 | 0.245 | 7.333 | 5.07 | 850 | 106.64 | -106.64
1570 | 0.295 | 0.614 | 0.109 | 0.419 | 0.121 | 0.092 | 0.26 | 0.252 | 7.204 | 5.345 | 850 | 108.7 | -108.7
1571 | 0.33 | 0.671 | 0.099 | 0.487 | 0.101 | 0.08 | 0.283 | 0.217 | 7.11 | 5.433 | 850 | 87.21 | -87.21
1572 | 0.343 | 0.677 | 0.097 | 0.539 | 0.083 | 0.077 | 0.304 | 0.165 | 6.781 | 5.348 | 850 | 75.92 | -75.92
1573 | 0.252 | 0.63 | 0.094 | 0.487 | 0.07 | 0.084 | 0.294 | 0.135 | 6.362 | 5.378 | 850 | 72.02 | -72.02
1574 | 0.22 | 0.531 | 0.077 | 0.352 | 0.068 | 0.105 | 0.271 | 0.132 | 6.045 | 5.729 | 850 | 69.35 | -69.35
1575 | 0.151 | 0.375 | 0.048 | 0.174 | 0.077 | 0.131 | 0.226 | 0.131 | 5.994 | 6.321 | 850 | 69.29 | -69.29
1576 | 0.076 | 0.162 | 0.024 | 0.061 | 0.1 | 0.15 | 0.173 | 0.106 | 6.188 | 7.033 | 850 | 70.64 | -70.64
1577 | 0.009 | 0.008 | 0 | 0.002 | 0.176 | 0.196 | 0.156 | 0.114 | 6.799 | 7.891 | 850 | 72.26 | -72.26
1578 | 0 | 0 | 0 | 0 | 0.285 | 0.255 | 0.165 | 0.155 | 7.601 | 8.289 | 850 | 81.06 | -81.06
1579 | 0 | 0 | 0 | 0 | 0.368 | 0.291 | 0.171 | 0.186 | 8.216 | 8.299 | 850 | 100 | -100
1580 | 0 | 0 | 0 | 0 | 0.399 | 0.292 | 0.158 | 0.199 | 8.584 | 8.278 | 850 | 119.58 | -119.58
1581 | 0 | 0 | 0 | 0 | 0.384 | 0.275 | 0.145 | 0.196 | 8.876 | 8.225 | 850 | 119.25 | -119.25
1582 | 0 | 0 | 0 | 0 | 0.351 | 0.263 | 0.152 | 0.195 | 8.872 | 8.243 | 850 | 93.4 | -93.4
1583 | 0 | 0 | 0 | 0 | 0.314 | 0.251 | 0.179 | 0.178 | 8.638 | 8.482 | 850 | 80.15 | -80.15
1584 | 0 | 0 | 0 | 0 | 0.29 | 0.237 | 0.191 | 0.161 | 8.256 | 8.453 | 850 | 77.98 | -77.98
1585 | 0 | 0 | 0 | 0 | 0.269 | 0.213 | 0.155 | 0.154 | 7.87 | 8.397 | 850 | 74.34 | -74.34
1586 | 0 | 0 | 0 | 0 | 0.236 | 0.187 | 0.126 | 0.148 | 7.49 | 8.346 | 850 | 73.33 | -73.33
1587 | 0 | 0 | 0 | 0 | 0.208 | 0.166 | 0.098 | 0.146 | 7.269 | 8.263 | 850 | 72.32 | -72.32
1588 | 0 | 0 | 0 | 0 | 0.159 | 0.154 | 0.087 | 0.147 | 7.231 | 8.176 | 850 | 70.34 | -70.34
1589 | 0 | 0 | 0 | 0 | 0.12 | 0.174 | 0.089 | 0.145 | 7.268 | 8.012 | 850 | 68.71 | -68.71
1590 | 0 | 0 | 0 | 0 | 0.109 | 0.199 | 0.099 | 0.139 | 7.309 | 7.848 | 850 | 69.89 | -69.89
1591 | 0.006 | 0.022 | 0.021 | 0.045 | 0.111 | 0.222 | 0.108 | 0.104 | 7.597 | 8.027 | 850 | 73.13 | -73.13
1592 | 0.053 | 0.134 | 0.122 | 0.151 | 0.128 | 0.242 | 0.13 | 0.091 | 8.049 | 8.272 | 850 | 84.27 | -84.27
1593 | 0.109 | 0.421 | 0.26 | 0.249 | 0.151 | 0.282 | 0.172 | 0.102 | 8.475 | 8.365 | 850 | 103.2 | -103.2
1594 | 0.161 | 0.623 | 0.459 | 0.293 | 0.184 | 0.363 | 0.18 | 0.11 | 8.581 | 8.438 | 850 | 96.7 | -96.7
1595 | 0.207 | 0.685 | 0.589 | 0.419 | 0.218 | 0.323 | 0.173 | 0.107 | 8.351 | 8.226 | 850 | 79.09 | -79.09
1596 | 0.363 | 0.691 | 0.618 | 0.521 | 0.219 | 0.289 | 0.166 | 0.098 | 7.877 | 7.769 | 850 | 71.31 | -71.31
1597 | 0.506 | 0.641 | 0.609 | 0.55 | 0.215 | 0.269 | 0.161 | 0.098 | 7.336 | 7.371 | 850 | 66.16 | -66.16
1598 | 0.475 | 0.539 | 0.527 | 0.468 | 0.224 | 0.271 | 0.164 | 0.114 | 7.01 | 7.303 | 850 | 61.69 | -61.69
1599 | 0.369 | 0.382 | 0.367 | 0.329 | 0.26 | 0.285 | 0.185 | 0.154 | 7.048 | 7.547 | 850 | 60.26 | -60.26
1600 | 0.213 | 0.178 | 0.142 | 0.148 | 0.302 | 0.294 | 0.217 | 0.202 | 7.38 | 8.031 | 850 | 63.33 | -63.33
1601 | 0.034 | 0.013 | 0.021 | 0.013 | 0.404 | 0.36 | 0.282 | 0.295 | 7.966 | 8.93 | 850 | 66.04 | -66.04
1602 | 0 | 0 | 0 | 0 | 0.547 | 0.429 | 0.423 | 0.425 | 8.859 | 9.59 | 850 | 69.92 | -69.92
1603 | 0 | 0 | 0 | 0 | 0.594 | 0.452 | 0.491 | 0.51 | 9.438 | 9.579 | 850 | 89.2 | -89.2
1604 | 0 | 0 | 0 | 0 | 0.563 | 0.439 | 0.513 | 0.537 | 9.766 | 9.351 | 850 | 105.71 | -105.71
1605 | 0 | 0 | 0 | 0 | 0.531 | 0.411 | 0.532 | 0.56 | 10.035 | 9.078 | 850 | 90.3 | -90.3
1606 | 0 | 0 | 0 | 0 | 0.516 | 0.375 | 0.494 | 0.573 | 9.892 | 8.675 | 850 | 82.49 | -82.49
1607 | 0 | 0 | 0 | 0 | 0.503 | 0.331 | 0.454 | 0.531 | 9.593 | 8.252 | 850 | 73.35 | -73.35
1608 | 0 | 0 | 0 | 0 | 0.491 | 0.295 | 0.402 | 0.504 | 9.429 | 8.034 | 850 | 73.32 | -73.32
1609 | 0 | 0 | 0 | 0 | 0.473 | 0.28 | 0.376 | 0.496 | 9.382 | 7.647 | 850 | 67.72 | -67.72
1610 | 0 | 0 | 0 | 0 | 0.436 | 0.286 | 0.31 | 0.454 | 9.384 | 7.187 | 850 | 68.45 | -68.45
1611 | 0 | 0 | 0 | 0 | 0.42 | 0.301 | 0.245 | 0.409 | 9.374 | 6.718 | 850 | 66.96 | -66.96
1612 | 0 | 0 | 0 | 0 | 0.403 | 0.315 | 0.206 | 0.367 | 9.434 | 6.422 | 850 | 67.01 | -67.01
1613 | 0 | 0 | 0 | 0 | 0.357 | 0.317 | 0.172 | 0.356 | 9.617 | 6.257 | 850 | 65.99 | -65.99
1614 | 0 | 0 | 0 | 0 | 0.335 | 0.294 | 0.159 | 0.345 | 9.843 | 6.116 | 850 | 66.3 | -66.3
1615 | 0.038 | 0.078 | 0.049 | 0.072 | 0.357 | 0.192 | 0.137 | 0.373 | 9.949 | 5.94 | 850 | 67.11 | -67.11
1616 | 0.283 | 0.338 | 0.256 | 0.326 | 0.347 | 0.127 | 0.111 | 0.43 | 9.839 | 5.885 | 850 | 82.91 | -82.91
1617 | 0.474 | 0.527 | 0.513 | 0.513 | 0.409 | 0.224 | 0.085 | 0.47 | 9.968 | 6.024 | 850 | 95.06 | -95.06
1618 | 0.605 | 0.638 | 0.646 | 0.666 | 0.528 | 0.326 | 0.071 | 0.482 | 10.529 | 6.323 | 850 | 88.89 | -88.89
1619 | 0.674 | 0.693 | 0.713 | 0.724 | 0.541 | 0.328 | 0.072 | 0.497 | 10.881 | 6.771 | 850 | 74.36 | -74.36
1620 | 0.691 | 0.697 | 0.728 | 0.729 | 0.558 | 0.342 | 0.078 | 0.509 | 10.964 | 7.163 | 850 | 57.59 | -57.59
1621 | 0.654 | 0.647 | 0.692 | 0.685 | 0.595 | 0.363 | 0.093 | 0.518 | 11.023 | 7.514 | 850 | 52.05 | -52.05
1622 | 0.569 | 0.548 | 0.605 | 0.589 | 0.646 | 0.387 | 0.119 | 0.528 | 11.174 | 7.943 | 850 | 21.77 | -21.77
1623 | 0.431 | 0.395 | 0.465 | 0.438 | 0.683 | 0.409 | 0.152 | 0.55 | 11.221 | 8.384 | 850 | 4.26 | -4.26
1624 | 0.235 | 0.194 | 0.269 | 0.233 | 0.691 | 0.404 | 0.183 | 0.6 | 11.163 | 8.836 | 850 | 24.2 | -24.2
1625 | 0.044 | 0.018 | 0.058 | 0.033 | 0.704 | 0.522 | 0.294 | 0.699 | 11.411 | 9.88 | 850 | 40.25 | -40.25
1626 | 0 | 0 | 0 | 0 | 0.706 | 0.644 | 0.497 | 0.683 | 11.902 | 10.626 | 850 | 55.74 | -55.74
1627 | 0 | 0 | 0 | 0 | 0.7 | 0.648 | 0.548 | 0.649 | 12.167 | 10.552 | 850 | 71.98 | -71.98
1628 | 0 | 0 | 0 | 0 | 0.7 | 0.618 | 0.496 | 0.619 | 12.257 | 10.354 | 850 | 83.76 | -83.76
1629 | 0 | 0 | 0 | 0 | 0.659 | 0.581 | 0.345 | 0.602 | 12.261 | 10.301 | 850 | 79.98 | -79.98
1630 | 0 | 0 | 0 | 0 | 0.627 | 0.544 | 0.189 | 0.568 | 12.369 | 10.211 | 850 | 71.46 | -71.46
1631 | 0 | 0 | 0 | 0 | 0.599 | 0.499 | 0.132 | 0.534 | 12.14 | 10.065 | 850 | 64.9 | -64.9
1632 | 0 | 0 | 0 | 0 | 0.564 | 0.445 | 0.146 | 0.471 | 11.766 | 9.946 | 850 | 65.03 | -65.03
1633 | 0 | 0 | 0 | 0 | 0.518 | 0.406 | 0.148 | 0.406 | 11.32 | 9.817 | 850 | 59.89 | -59.89
1634 | 0 | 0 | 0 | 0 | 0.448 | 0.356 | 0.114 | 0.358 | 10.848 | 9.735 | 850 | 56.56 | -56.56
1635 | 0 | 0 | 0 | 0 | 0.425 | 0.302 | 0.066 | 0.294 | 10.75 | 9.753 | 850 | 54.91 | -54.91
1636 | 0 | 0 | 0 | 0 | 0.391 | 0.26 | 0.034 | 0.228 | 10.669 | 9.769 | 850 | 53.72 | -53.72
1637 | 0 | 0 | 0 | 0 | 0.338 | 0.26 | 0.049 | 0.176 | 10.692 | 9.632 | 850 | 52.56 | -52.56
1638 | 0 | 0 | 0 | 0 | 0.344 | 0.292 | 0.092 | 0.147 | 10.862 | 9.592 | 850 | 48.6 | -48.6
1639 | 0.014 | 0.027 | 0.014 | 0.051 | 0.409 | 0.301 | 0.16 | 0.107 | 11.183 | 9.626 | 850 | 47.79 | -47.79
1640 | 0.118 | 0.098 | 0.159 | 0.213 | 0.448 | 0.393 | 0.13 | 0.078 | 11.384 | 9.695 | 850 | 50.47 | -50.47
1641 | 0.404 | 0.26 | 0.451 | 0.457 | 0.449 | 0.46 | 0.14 | 0.082 | 11.577 | 9.893 | 850 | 53.06 | -53.06
1642 | 0.606 | 0.511 | 0.618 | 0.627 | 0.471 | 0.524 | 0.171 | 0.094 | 11.965 | 10.526 | 850 | 53.06 | -53.06
1643 | 0.673 | 0.627 | 0.686 | 0.708 | 0.493 | 0.578 | 0.163 | 0.11 | 12.149 | 11.211 | 850 | 48.12 | -48.12
1644 | 0.689 | 0.587 | 0.694 | 0.715 | 0.479 | 0.627 | 0.161 | 0.118 | 12.111 | 11.592 | 850 | 32.94 | -32.94
1645 | 0.645 | 0.478 | 0.655 | 0.672 | 0.42 | 0.636 | 0.176 | 0.122 | 11.71 | 11.807 | 850 | 0.2 | -0.2
1646 | 0.549 | 0.334 | 0.571 | 0.58 | 0.357 | 0.602 | 0.202 | 0.113 | 11.213 | 11.892 | 850 | -1.15 | 1.15
1647 | 0.404 | 0.189 | 0.426 | 0.434 | 0.325 | 0.487 | 0.245 | 0.114 | 11.006 | 11.834 | 850 | -5.02 | 5.02
1648 | 0.237 | 0.086 | 0.225 | 0.236 | 0.333 | 0.446 | 0.26 | 0.171 | 11.176 | 11.871 | 850 | -0.04 | 0.04
1649 | 0.047 | 0.005 | 0.038 | 0.039 | 0.47 | 0.549 | 0.373 | 0.31 | 11.792 | 12.23 | 850 | 28.19 | -28.19
1650 | 0 | 0 | 0 | 0 | 0.622 | 0.584 | 0.504 | 0.438 | 12.281 | 12.338 | 850 | 52.64 | -52.64
1651 | 0 | 0 | 0 | 0 | 0.624 | 0.561 | 0.51 | 0.537 | 12.229 | 12.205 | 850 | 69.49 | -69.49
1652 | 0 | 0 | 0 | 0 | 0.578 | 0.541 | 0.47 | 0.565 | 12.126 | 11.883 | 850 | 78.02 | -78.02
1653 | 0 | 0 | 0 | 0 | 0.544 | 0.528 | 0.466 | 0.537 | 11.816 | 11.462 | 850 | 74.99 | -74.99
1654 | 0 | 0 | 0 | 0 | 0.534 | 0.514 | 0.482 | 0.443 | 11.415 | 11.249 | 850 | 67.26 | -67.26
1655 | 0 | 0 | 0 | 0 | 0.499 | 0.476 | 0.47 | 0.367 | 10.987 | 10.84 | 850 | 60.47 | -60.47
1656 | 0 | 0 | 0 | 0 | 0.481 | 0.39 | 0.463 | 0.406 | 10.888 | 10.648 | 850 | 60.53 | -60.53
1657 | 0 | 0 | 0 | 0 | 0.477 | 0.282 | 0.456 | 0.524 | 11.129 | 10.619 | 850 | 57.29 | -57.29
1658 | 0 | 0 | 0 | 0 | 0.431 | 0.267 | 0.474 | 0.608 | 11.346 | 10.65 | 850 | 48.65 | -48.65
1659 | 0 | 0 | 0 | 0 | 0.403 | 0.262 | 0.511 | 0.616 | 11.495 | 10.47 | 850 | 46.06 | -46.06
1660 | 0 | 0 | 0 | 0 | 0.429 | 0.263 | 0.525 | 0.619 | 11.461 | 10.507 | 850 | 40.98 | -40.98
1661 | 0 | 0 | 0 | 0 | 0.387 | 0.28 | 0.52 | 0.63 | 11.737 | 10.476 | 850 | 35.55 | -35.55
1662 | 0 | 0 | 0 | 0 | 0.376 | 0.3 | 0.497 | 0.63 | 11.747 | 10.559 | 850 | 32.39 | -32.39
1663 | 0.007 | 0.013 | 0.013 | 0.039 | 0.423 | 0.348 | 0.431 | 0.522 | 11.857 | 10.72 | 850 | 32.28 | -32.28
1664 | 0.047 | 0.058 | 0.17 | 0.16 | 0.504 | 0.392 | 0.255 | 0.336 | 11.914 | 10.821 | 850 | 33.91 | -33.91
1665 | 0.111 | 0.118 | 0.446 | 0.26 | 0.529 | 0.388 | 0.104 | 0.328 | 11.959 | 11.46 | 850 | 39.49 | -39.49
1666 | 0.211 | 0.202 | 0.507 | 0.522 | 0.551 | 0.451 | 0.077 | 0.392 | 12.079 | 11.954 | 850 | 34.82 | -34.82
1667 | 0.382 | 0.329 | 0.367 | 0.672 | 0.648 | 0.564 | 0.045 | 0.387 | 12.594 | 12.122 | 850 | 25.25 | -25.25
1668 | 0.323 | 0.512 | 0.327 | 0.637 | 0.655 | 0.64 | 0.009 | 0.403 | 12.467 | 12.29 | 850 | 2.35 | -2.35
1669 | 0.295 | 0.487 | 0.233 | 0.568 | 0.681 | 0.704 | 0.02 | 0.404 | 12.117 | 12.513 | 850 | -0.1 | 0.1
1670 | 0.397 | 0.276 | 0.121 | 0.462 | 0.715 | 0.741 | 0.023 | 0.367 | 12.078 | 12.935 | 850 | -8.24 | 8.24
1671 | 0.364 | 0.089 | 0.06 | 0.195 | 0.739 | 0.683 | 0.045 | 0.404 | 12.342 | 13.197 | 850 | -9.98 | 9.98
1672 | 0.197 | 0.032 | 0.021 | 0.051 | 0.729 | 0.675 | 0.108 | 0.525 | 12.279 | 13.218 | 850 | -0.51 | 0.51
1673 | 0.02 | 0 | 0 | 0.001 | 0.754 | 0.7 | 0.186 | 0.577 | 12.407 | 13.286 | 850 | 14.41 | -14.41
1674 | 0 | 0 | 0 | 0 | 0.7 | 0.711 | 0.249 | 0.554 | 13.06 | 13.22 | 850 | 47.96 | -47.96
1675 | 0 | 0 | 0 | 0 | 0.596 | 0.7 | 0.292 | 0.434 | 13.122 | 13.074 | 850 | 55.97 | -55.97
1676 | 0 | 0 | 0 | 0 | 0.558 | 0.683 | 0.295 | 0.289 | 12.674 | 13.094 | 850 | 66.35 | -66.35
1677 | 0 | 0 | 0 | 0 | 0.538 | 0.676 | 0.296 | 0.203 | 12.038 | 13.292 | 850 | 62.32 | -62.32
1678 | 0 | 0 | 0 | 0 | 0.507 | 0.699 | 0.349 | 0.352 | 11.666 | 13.353 | 850 | 57.14 | -57.14
1679 | 0 | 0 | 0 | 0 | 0.463 | 0.683 | 0.335 | 0.523 | 12.036 | 13.26 | 850 | 53.74 | -53.74
1680 | 0 | 0 | 0 | 0 | 0.386 | 0.694 | 0.294 | 0.487 | 11.911 | 13.095 | 850 | 53.08 | -53.08
1681 | 0 | 0 | 0 | 0 | 0.306 | 0.681 | 0.292 | 0.303 | 11.74 | 13.111 | 850 | 52.05 | -52.05
1682 | 0 | 0 | 0 | 0 | 0.256 | 0.679 | 0.28 | 0.216 | 11.649 | 13.174 | 850 | 48.93 | -48.93
1683 | 0 | 0 | 0 | 0 | 0.223 | 0.605 | 0.236 | 0.149 | 11.799 | 13.33 | 850 | 49.33 | -49.33
1684 | 0 | 0 | 0 | 0 | 0.198 | 0.552 | 0.198 | 0.119 | 11.781 | 13.467 | 850 | 50.21 | -50.21
1685 | 0 | 0 | 0 | 0 | 0.172 | 0.444 | 0.173 | 0.096 | 11.534 | 13.58 | 850 | 49.28 | -49.28
1686 | 0 | 0 | 0 | 0 | 0.156 | 0.367 | 0.152 | 0.079 | 11.265 | 13.27 | 850 | 49.99 | -49.99
1687 | 0 | 0.044 | 0.055 | 0.058 | 0.149 | 0.269 | 0.126 | 0.063 | 11.145 | 12.897 | 850 | 56.3 | -56.3
1688 | 0.015 | 0.208 | 0.244 | 0.218 | 0.122 | 0.172 | 0.095 | 0.037 | 11.058 | 12.344 | 850 | 76.64 | -76.64
1689 | 0.047 | 0.438 | 0.443 | 0.491 | 0.127 | 0.181 | 0.105 | 0.016 | 11.173 | 11.853 | 850 | 82.6 | -82.6
1690 | 0.107 | 0.57 | 0.602 | 0.635 | 0.173 | 0.222 | 0.106 | 0.012 | 11.17 | 11.396 | 850 | 85.59 | -85.59
1691 | 0.222 | 0.635 | 0.66 | 0.701 | 0.252 | 0.245 | 0.088 | 0.014 | 11.007 | 10.82 | 850 | 80.45 | -80.45
1692 | 0.315 | 0.645 | 0.662 | 0.701 | 0.33 | 0.249 | 0.081 | 0.014 | 10.844 | 10.288 | 850 | 71.2 | -71.2
1693 | 0.324 | 0.599 | 0.635 | 0.648 | 0.407 | 0.235 | 0.086 | 0.014 | 10.654 | 9.419 | 850 | 65.03 | -65.03
1694 | 0.233 | 0.494 | 0.566 | 0.516 | 0.456 | 0.205 | 0.096 | 0.02 | 10.296 | 8.552 | 850 | 60.79 | -60.79
1695 | 0.153 | 0.326 | 0.446 | 0.276 | 0.47 | 0.169 | 0.114 | 0.016 | 9.97 | 7.965 | 850 | 66.25 | -66.25
1696 | 0.074 | 0.09 | 0.267 | 0.104 | 0.423 | 0.128 | 0.138 | 0.016 | 9.791 | 7.922 | 850 | 67 | -67
1697 | 0.015 | 0.004 | 0.064 | 0.008 | 0.403 | 0.093 | 0.178 | 0.023 | 9.733 | 8.274 | 850 | 73.47 | -73.47
1698 | 0 | 0 | 0 | 0 | 0.447 | 0.076 | 0.229 | 0.021 | 9.695 | 8.315 | 850 | 80.19 | -80.19
1699 | 0 | 0 | 0 | 0 | 0.433 | 0.08 | 0.255 | 0.015 | 9.491 | 8.014 | 850 | 91.39 | -91.39
1700 | 0 | 0 | 0 | 0 | 0.409 | 0.083 | 0.255 | 0.026 | 9.204 | 7.651 | 850 | 100.7 | -100.7
1701 | 0 | 0 | 0 | 0 | 0.396 | 0.08 | 0.257 | 0.067 | 8.804 | 7.248 | 850 | 108.01 | -108.01
1702 | 0 | 0 | 0 | 0 | 0.387 | 0.082 | 0.289 | 0.153 | 8.277 | 6.584 | 850 | 87.99 | -87.99
1703 | 0 | 0 | 0 | 0 | 0.38 | 0.092 | 0.342 | 0.295 | 7.741 | 5.95 | 850 | 76.71 | -76.71
1704 | 0 | 0 | 0 | 0 | 0.359 | 0.101 | 0.38 | 0.417 | 7.163 | 5.548 | 850 | 75.04 | -75.04
1705 | 0 | 0 | 0 | 0 | 0.329 | 0.112 | 0.393 | 0.446 | 6.467 | 5.22 | 850 | 67.08 | -67.08
1706 | 0 | 0 | 0 | 0 | 0.304 | 0.131 | 0.399 | 0.403 | 5.844 | 5.018 | 850 | 69.19 | -69.19
1707 | 0 | 0 | 0 | 0 | 0.277 | 0.144 | 0.385 | 0.373 | 5.365 | 4.816 | 850 | 65.56 | -65.56
1708 | 0 | 0 | 0 | 0 | 0.247 | 0.139 | 0.365 | 0.377 | 4.93 | 4.731 | 850 | 66.51 | -66.51
1709 | 0 | 0 | 0 | 0 | 0.228 | 0.14 | 0.363 | 0.369 | 4.682 | 4.724 | 850 | 65.2 | -65.2
1710 | 0 | 0 | 0 | 0 | 0.23 | 0.15 | 0.348 | 0.352 | 4.572 | 4.771 | 850 | 66.58 | -66.58
1711 | 0.008 | 0.071 | 0.006 | 0.029 | 0.226 | 0.127 | 0.294 | 0.29 | 4.558 | 4.684 | 850 | 71.37 | -71.37
1712 | 0.053 | 0.213 | 0.045 | 0.078 | 0.202 | 0.064 | 0.267 | 0.299 | 4.633 | 4.476 | 850 | 87.06 | -87.06
1713 | 0.122 | 0.395 | 0.122 | 0.115 | 0.26 | 0.066 | 0.282 | 0.393 | 4.862 | 4.298 | 850 | 96.55 | -96.55
1714 | 0.214 | 0.553 | 0.297 | 0.184 | 0.294 | 0.114 | 0.328 | 0.434 | 5.248 | 4.066 | 850 | 100.78 | -100.78
1715 | 0.289 | 0.617 | 0.514 | 0.259 | 0.292 | 0.136 | 0.344 | 0.412 | 5.669 | 3.934 | 850 | 93.81 | -93.81
1716 | 0.247 | 0.6 | 0.544 | 0.476 | 0.298 | 0.148 | 0.363 | 0.407 | 6.102 | 3.851 | 850 | 85.42 | -85.42
1717 | 0.133 | 0.552 | 0.493 | 0.555 | 0.314 | 0.159 | 0.38 | 0.406 | 6.635 | 3.551 | 850 | 80.68 | -80.68
1718 | 0.083 | 0.446 | 0.451 | 0.461 | 0.322 | 0.168 | 0.397 | 0.406 | 7.002 | 3.341 | 850 | 78.44 | -78.44
1719 | 0.058 | 0.133 | 0.3 | 0.178 | 0.307 | 0.182 | 0.393 | 0.403 | 7.057 | 3.252 | 850 | 78.26 | -78.26
1720 | 0.044 | 0.03 | 0.131 | 0.079 | 0.271 | 0.208 | 0.308 | 0.351 | 7.05 | 3.2 | 850 | 79.02 | -79.02
1721 | 0.007 | 0 | 0.024 | 0.009 | 0.254 | 0.251 | 0.257 | 0.347 | 7.006 | 3.408 | 850 | 86.34 | -86.34
1722 | 0 | 0 | 0 | 0 | 0.302 | 0.281 | 0.261 | 0.361 | 6.802 | 3.932 | 850 | 101.61 | -101.61
1723 | 0 | 0 | 0 | 0 | 0.298 | 0.301 | 0.26 | 0.38 | 6.614 | 4.146 | 850 | 113.06 | -113.06
1724 | 0 | 0 | 0 | 0 | 0.284 | 0.31 | 0.232 | 0.347 | 6.728 | 4.366 | 850 | 134.92 | -134.92
1725 | 0 | 0 | 0 | 0 | 0.281 | 0.31 | 0.212 | 0.349 | 6.87 | 4.579 | 850 | 124.57 | -124.57
1726 | 0 | 0 | 0 | 0 | 0.301 | 0.307 | 0.201 | 0.359 | 7.272 | 4.896 | 850 | 97.48 | -97.48
1727 | 0 | 0 | 0 | 0 | 0.373 | 0.306 | 0.219 | 0.335 | 8.081 | 5.121 | 850 | 83.63 | -83.63
1728 | 0 | 0 | 0 | 0 | 0.46 | 0.255 | 0.274 | 0.286 | 8.483 | 5.162 | 850 | 78.93 | -78.93
1729 | 0 | 0 | 0 | 0 | 0.493 | 0.161 | 0.328 | 0.211 | 8.586 | 5.28 | 850 | 70.33 | -70.33
1730 | 0 | 0 | 0 | 0 | 0.491 | 0.094 | 0.324 | 0.134 | 8.57 | 5.293 | 850 | 63.93 | -63.93
1731 | 0 | 0 | 0 | 0 | 0.463 | 0.058 | 0.298 | 0.068 | 8.538 | 5.314 | 850 | 62.3 | -62.3
1732 | 0 | 0 | 0 | 0 | 0.415 | 0.05 | 0.284 | 0.036 | 8.632 | 5.318 | 850 | 61.79 | -61.79
1733 | 0 | 0 | 0 | 0 | 0.328 | 0.056 | 0.305 | 0.022 | 8.745 | 5.323 | 850 | 61.37 | -61.37
1734 | 0 | 0 | 0 | 0 | 0.301 | 0.06 | 0.312 | 0.016 | 8.86 | 5.514 | 850 | 64 | -64
1735 | 0.014 | 0.022 | 0.015 | 0.021 | 0.254 | 0.056 | 0.28 | 0.016 | 8.915 | 5.92 | 850 | 66.8 | -66.8
1736 | 0.05 | 0.107 | 0.063 | 0.086 | 0.253 | 0.059 | 0.242 | 0.021 | 8.542 | 6.485 | 850 | 77.32 | -77.32
1737 | 0.106 | 0.378 | 0.104 | 0.236 | 0.257 | 0.096 | 0.199 | 0.032 | 8.363 | 7.026 | 850 | 88.27 | -88.27
1738 | 0.131 | 0.587 | 0.116 | 0.417 | 0.228 | 0.146 | 0.197 | 0.046 | 8.289 | 7.48 | 850 | 89.91 | -89.91
1739 | 0.127 | 0.655 | 0.13 | 0.545 | 0.206 | 0.182 | 0.199 | 0.067 | 8.401 | 7.748 | 850 | 77.71 | -77.71
1740 | 0.148 | 0.661 | 0.129 | 0.588 | 0.214 | 0.209 | 0.192 | 0.097 | 8.796 | 8.05 | 850 | 68.07 | -68.07
1741 | 0.14 | 0.614 | 0.144 | 0.566 | 0.245 | 0.214 | 0.164 | 0.131 | 9.382 | 8.148 | 850 | 64.85 | -64.85
1742 | 0.084 | 0.522 | 0.148 | 0.503 | 0.246 | 0.209 | 0.127 | 0.15 | 9.587 | 7.995 | 850 | 64.61 | -64.61
1743 | 0.055 | 0.379 | 0.124 | 0.375 | 0.235 | 0.203 | 0.105 | 0.149 | 9.781 | 7.652 | 850 | 64.83 | -64.83
1744 | 0.034 | 0.172 | 0.064 | 0.162 | 0.245 | 0.196 | 0.094 | 0.119 | 10.313 | 7.453 | 850 | 63.96 | -63.96
1745 | 0.002 | 0.014 | 0.012 | 0.01 | 0.319 | 0.231 | 0.118 | 0.127 | 11.216 | 7.811 | 850 | 67.84 | -67.84
1746 | 0 | 0 | 0 | 0 | 0.409 | 0.266 | 0.131 | 0.16 | 11.792 | 8.253 | 850 | 73.53 | -73.53
1747 | 0 | 0 | 0 | 0 | 0.411 | 0.286 | 0.114 | 0.187 | 11.979 | 8.45 | 850 | 89.91 | -89.91
1748 | 0 | 0 | 0 | 0 | 0.411 | 0.29 | 0.091 | 0.191 | 12.194 | 8.537 | 850 | 97.8 | -97.8
1749 | 0 | 0 | 0 | 0 | 0.43 | 0.28 | 0.067 | 0.185 | 12.565 | 8.632 | 850 | 94.36 | -94.36
1750 | 0 | 0 | 0 | 0 | 0.448 | 0.269 | 0.047 | 0.177 | 12.686 | 8.824 | 850 | 76.98 | -76.98
1751 | 0 | 0 | 0 | 0 | 0.451 | 0.249 | 0.037 | 0.181 | 12.511 | 8.966 | 850 | 66.82 | -66.82
1752 | 0 | 0 | 0 | 0 | 0.458 | 0.24 | 0.038 | 0.183 | 12.433 | 9.147 | 850 | 68.11 | -68.11
1753 | 0 | 0 | 0 | 0 | 0.479 | 0.242 | 0.038 | 0.172 | 12.071 | 9.512 | 850 | 63.88 | -63.88
1754 | 0 | 0 | 0 | 0 | 0.491 | 0.23 | 0.032 | 0.161 | 11.634 | 10.005 | 850 | 63.29 | -63.29
1755 | 0 | 0 | 0 | 0 | 0.501 | 0.219 | 0.025 | 0.148 | 11.48 | 10.005 | 850 | 56.9 | -56.9
1756 | 0 | 0 | 0 | 0 | 0.486 | 0.21 | 0.021 | 0.108 | 11.624 | 9.901 | 850 | 57.52 | -57.52
1757 | 0 | 0 | 0 | 0 | 0.497 | 0.199 | 0.026 | 0.07 | 11.563 | 10.021 | 850 | 57 | -57
1758 | 0 | 0 | 0 | 0 | 0.504 | 0.194 | 0.036 | 0.048 | 11.507 | 10.18 | 850 | 61.4 | -61.4
1759 | 0.044 | 0.017 | 0.03 | 0.007 | 0.429 | 0.159 | 0.049 | 0.028 | 11.356 | 10.087 | 850 | 64.07 | -64.07
1760 | 0.174 | 0.058 | 0.115 | 0.043 | 0.317 | 0.114 | 0.035 | 0.012 | 11.289 | 9.95 | 850 | 75.05 | -75.05
1761 | 0.293 | 0.097 | 0.277 | 0.089 | 0.366 | 0.11 | 0.033 | 0.009 | 11.417 | 10.218 | 850 | 88.06 | -88.06
1762 | 0.343 | 0.143 | 0.455 | 0.141 | 0.406 | 0.153 | 0.04 | 0.008 | 11.729 | 10.42 | 850 | 81.99 | -81.99
1763 | 0.301 | 0.202 | 0.529 | 0.306 | 0.388 | 0.212 | 0.044 | 0.006 | 11.79 | 10.541 | 850 | 65.71 | -65.71
1764 | 0.249 | 0.239 | 0.508 | 0.414 | 0.375 | 0.249 | 0.056 | 0.006 | 11.712 | 10.45 | 850 | 54.32 | -54.32
1765 | 0.287 | 0.28 | 0.411 | 0.441 | 0.353 | 0.245 | 0.071 | 0.005 | 11.562 | 10.184 | 850 | 52.37 | -52.37
1766 | 0.303 | 0.218 | 0.262 | 0.426 | 0.327 | 0.221 | 0.084 | 0.004 | 11.311 | 9.929 | 850 | 52.83 | -52.83
1767 | 0.16 | 0.135 | 0.15 | 0.313 | 0.294 | 0.184 | 0.094 | 0.002 | 11.111 | 9.433 | 850 | 49.16 | -49.16
1768 | 0.064 | 0.056 | 0.08 | 0.148 | 0.284 | 0.197 | 0.095 | 0.018 | 10.995 | 9.177 | 850 | 52.84 | -52.84
1769 | 0.013 | 0.005 | 0.022 | 0.02 | 0.353 | 0.271 | 0.126 | 0.088 | 10.977 | 9.601 | 850 | 58.91 | -58.91
1770 | 0 | 0 | 0 | 0 | 0.461 | 0.341 | 0.17 | 0.218 | 11.172 | 10.135 | 850 | 73.21 | -73.21
1771 | 0 | 0 | 0 | 0 | 0.531 | 0.396 | 0.208 | 0.337 | 11.42 | 10.499 | 850 | 91.04 | -91.04
1772 | 0 | 0 | 0 | 0 | 0.567 | 0.438 | 0.254 | 0.383 | 11.602 | 10.715 | 850 | 114.77 | -114.77
1773 | 0 | 0 | 0 | 0 | 0.573 | 0.47 | 0.317 | 0.356 | 11.61 | 10.743 | 850 | 91.04 | -91.04
1774 | 0 | 0 | 0 | 0 | 0.565 | 0.497 | 0.406 | 0.271 | 11.68 | 10.663 | 850 | 74.09 | -74.09
1775 | 0 | 0 | 0 | 0 | 0.544 | 0.516 | 0.473 | 0.208 | 11.699 | 10.667 | 850 | 62.63 | -62.63
1776 | 0 | 0 | 0 | 0 | 0.534 | 0.51 | 0.494 | 0.182 | 11.64 | 10.676 | 850 | 59.62 | -59.62
1777 | 0 | 0 | 0 | 0 | 0.528 | 0.474 | 0.521 | 0.195 | 12.05 | 10.645 | 850 | 51.66 | -51.66
1778 | 0 | 0 | 0 | 0 | 0.536 | 0.434 | 0.55 | 0.245 | 12.324 | 10.567 | 850 | 48.39 | -48.39
1779 | 0 | 0 | 0 | 0 | 0.563 | 0.4 | 0.564 | 0.317 | 12.105 | 10.462 | 850 | 46.58 | -46.58
1780 | 0 | 0 | 0 | 0 | 0.616 | 0.368 | 0.556 | 0.349 | 11.821 | 10.284 | 850 | 45.57 | -45.57
1781 | 0 | 0 | 0 | 0 | 0.618 | 0.327 | 0.497 | 0.346 | 12.169 | 10.125 | 850 | 43.95 | -43.95
1782 | 0 | 0 | 0 | 0 | 0.588 | 0.28 | 0.46 | 0.338 | 12.366 | 9.994 | 850 | 46.96 | -46.96
1783 | 0.07 | 0.032 | 0.069 | 0.033 | 0.504 | 0.242 | 0.372 | 0.28 | 12.427 | 9.735 | 850 | 49.35 | -49.35
1784 | 0.22 | 0.156 | 0.247 | 0.109 | 0.393 | 0.218 | 0.296 | 0.144 | 13.151 | 9.448 | 850 | 62.26 | -62.26
1785 | 0.263 | 0.309 | 0.427 | 0.227 | 0.55 | 0.249 | 0.423 | 0.099 | 13.264 | 9.692 | 850 | 69.53 | -69.53
1786 | 0.298 | 0.429 | 0.55 | 0.364 | 0.631 | 0.295 | 0.46 | 0.146 | 13.513 | 10.074 | 850 | 68.75 | -68.75
1787 | 0.572 | 0.561 | 0.579 | 0.518 | 0.669 | 0.36 | 0.48 | 0.195 | 13.915 | 10.458 | 850 | 53.8 | -53.8
1788 | 0.601 | 0.604 | 0.425 | 0.498 | 0.679 | 0.399 | 0.503 | 0.237 | 13.756 | 10.606 | 850 | 46.56 | -46.56
1789 | 0.577 | 0.529 | 0.362 | 0.464 | 0.685 | 0.437 | 0.519 | 0.277 | 13.547 | 10.527 | 850 | 39.27 | -39.27
1790 | 0.491 | 0.29 | 0.31 | 0.427 | 0.686 | 0.457 | 0.528 | 0.279 | 13.385 | 10.204 | 850 | 38.34 | -38.34
1791 | 0.325 | 0.114 | 0.266 | 0.282 | 0.666 | 0.394 | 0.482 | 0.254 | 12.821 | 9.379 | 850 | 36.87 | -36.87
1792 | 0.144 | 0.073 | 0.099 | 0.103 | 0.58 | 0.35 | 0.37 | 0.257 | 12.347 | 8.444 | 850 | 44.93 | -44.93
1793 | 0.031 | 0.013 | 0.025 | 0.021 | 0.602 | 0.383 | 0.363 | 0.318 | 12.569 | 8.763 | 850 | 51.55 | -51.55
1794 | 0 | 0 | 0 | 0 | 0.669 | 0.46 | 0.409 | 0.394 | 12.876 | 9.491 | 850 | 66.7 | -66.7
1795 | 0 | 0 | 0 | 0 | 0.663 | 0.531 | 0.448 | 0.399 | 12.92 | 10.161 | 850 | 86.92 | -86.92
1796 | 0 | 0 | 0 | 0 | 0.609 | 0.541 | 0.454 | 0.356 | 13.594 | 10.788 | 850 | 82.03 | -82.03
1797 | 0 | 0 | 0 | 0 | 0.515 | 0.519 | 0.467 | 0.311 | 14.062 | 11.196 | 850 | 87.99 | -87.99
1798 | 0 | 0 | 0 | 0 | 0.539 | 0.517 | 0.505 | 0.338 | 14.149 | 11.044 | 850 | 64.26 | -64.26
1799 | 0 | 0 | 0 | 0 | 0.581 | 0.509 | 0.564 | 0.408 | 13.848 | 11.06 | 850 | 55.36 | -55.36
1800 | 0 | 0 | 0 | 0 | 0.605 | 0.5 | 0.561 | 0.479 | 13.262 | 11.077 | 850 | 56.35 | -56.35
1801 | 0 | 0 | 0 | 0 | 0.622 | 0.493 | 0.581 | 0.495 | 12.615 | 11.199 | 850 | 49.33 | -49.33
1802 | 0 | 0 | 0 | 0 | 0.639 | 0.479 | 0.582 | 0.487 | 11.542 | 11.494 | 850 | 44.12 | -44.12
1803 | 0 | 0 | 0 | 0 | 0.651 | 0.457 | 0.583 | 0.448 | 10.932 | 11.931 | 850 | 42.01 | -42.01
1804 | 0 | 0 | 0 | 0 | 0.697 | 0.439 | 0.556 | 0.43 | 10.882 | 12.212 | 850 | 40.69 | -40.69
1805 | 0 | 0 | 0 | 0 | 0.655 | 0.411 | 0.547 | 0.448 | 10.828 | 11.722 | 850 | 38.88 | -38.88
1806 | 0 | 0 | 0 | 0 | 0.574 | 0.377 | 0.548 | 0.449 | 10.848 | 11.479 | 850 | 38.67 | -38.67
1807 | 0.007 | 0.051 | 0.033 | 0.019 | 0.507 | 0.383 | 0.534 | 0.48 | 10.884 | 10.904 | 850 | 40.34 | -40.34
1808 | 0.094 | 0.186 | 0.107 | 0.093 | 0.557 | 0.446 | 0.583 | 0.63 | 11.035 | 10.769 | 850 | 47.26 | -47.26
1809 | 0.353 | 0.277 | 0.223 | 0.199 | 0.51 | 0.608 | 0.71 | 0.706 | 11.186 | 11.064 | 850 | 51.31 | -51.31
1810 | 0.545 | 0.26 | 0.34 | 0.309 | 0.498 | 0.69 | 0.739 | 0.744 | 11.152 | 11.043 | 850 | 52.24 | -52.24
1811 | 0.533 | 0.237 | 0.458 | 0.383 | 0.51 | 0.708 | 0.738 | 0.729 | 11.115 | 11.579 | 850 | 47.01 | -47.01
1812 | 0.592 | 0.286 | 0.536 | 0.488 | 0.524 | 0.723 | 0.741 | 0.669 | 11.213 | 12.375 | 850 | 44.88 | -44.88
1813 | 0.592 | 0.299 | 0.409 | 0.421 | 0.547 | 0.719 | 0.74 | 0.662 | 11.251 | 12.966 | 850 | 41.62 | -41.62
1814 | 0.528 | 0.289 | 0.279 | 0.332 | 0.576 | 0.703 | 0.728 | 0.652 | 11.396 | 13.54 | 850 | 36.7 | -36.7
1815 | 0.405 | 0.257 | 0.126 | 0.185 | 0.58 | 0.691 | 0.661 | 0.584 | 11.339 | 14.214 | 850 | 21.02 | -21.02
1816 | 0.199 | 0.135 | 0.095 | 0.113 | 0.514 | 0.648 | 0.507 | 0.508 | 11.048 | 14.784 | 850 | 10.99 | -10.99
1817 | 0.048 | 0.027 | 0.036 | 0.032 | 0.423 | 0.65 | 0.37 | 0.536 | 10.523 | 14.998 | 850 | 31.01 | -31.01
1818 | 0 | 0 | 0 | 0 | 0.412 | 0.657 | 0.332 | 0.574 | 10.352 | 14.795 | 850 | 46.98 | -46.98
1819 | 0 | 0 | 0 | 0 | 0.403 | 0.602 | 0.281 | 0.551 | 10.421 | 14.476 | 850 | 72.08 | -72.08
1820 | 0 | 0 | 0 | 0 | 0.396 | 0.559 | 0.245 | 0.458 | 10.218 | 13.971 | 850 | 81.69 | -81.69
1821 | 0 | 0 | 0 | 0 | 0.383 | 0.551 | 0.203 | 0.417 | 9.914 | 13.557 | 850 | 87.31 | -87.31
1822 | 0 | 0 | 0 | 0 | 0.322 | 0.553 | 0.121 | 0.308 | 9.215 | 13.176 | 850 | 79.46 | -79.46
1823 | 0 | 0 | 0 | 0 | 0.232 | 0.521 | 0.044 | 0.221 | 8.265 | 12.692 | 850 | 72.99 | -72.99
1824 | 0 | 0 | 0 | 0 | 0.146 | 0.489 | 0.012 | 0.135 | 7.302 | 11.871 | 850 | 72.31 | -72.31
1825 | 0 | 0 | 0 | 0 | 0.084 | 0.436 | 0.007 | 0.07 | 6.298 | 11.11 | 850 | 67.1 | -67.1
1826 | 0 | 0 | 0 | 0 | 0.05 | 0.338 | 0.011 | 0.03 | 5.131 | 10.405 | 850 | 64.99 | -64.99
1827 | 0 | 0 | 0 | 0 | 0.031 | 0.277 | 0.023 | 0.012 | 3.919 | 9.927 | 850 | 60.49 | -60.49
1828 | 0 | 0 | 0 | 0 | 0.022 | 0.215 | 0.032 | 0.005 | 2.933 | 9.383 | 850 | 55.97 | -55.97
1829 | 0 | 0 | 0 | 0 | 0.027 | 0.206 | 0.032 | 0.005 | 2.711 | 8.95 | 850 | 58.75 | -58.75
1830 | 0 | 0 | 0 | 0.001 | 0.034 | 0.23 | 0.037 | 0.01 | 3.253 | 8.519 | 850 | 60.45 | -60.45
1831 | 0.021 | 0.017 | 0.121 | 0.081 | 0.036 | 0.213 | 0.034 | 0.014 | 4.192 | 7.733 | 850 | 60.49 | -60.49
1832 | 0.088 | 0.054 | 0.322 | 0.226 | 0.04 | 0.188 | 0.023 | 0.013 | 5.07 | 7.236 | 850 | 62.6 | -62.6
1833 | 0.253 | 0.201 | 0.5 | 0.437 | 0.046 | 0.195 | 0.028 | 0.01 | 5.892 | 6.768 | 850 | 56.6 | -56.6
1834 | 0.409 | 0.353 | 0.595 | 0.577 | 0.038 | 0.186 | 0.034 | 0.03 | 6.486 | 6.279 | 850 | 50.58 | -50.58
1835 | 0.441 | 0.664 | 0.532 | 0.599 | 0.036 | 0.174 | 0.038 | 0.042 | 6.93 | 5.739 | 850 | 47.15 | -47.15
1836 | 0.438 | 0.672 | 0.346 | 0.605 | 0.042 | 0.154 | 0.05 | 0.042 | 7.315 | 5.226 | 850 | 45.4 | -45.4
1837 | 0.408 | 0.627 | 0.219 | 0.561 | 0.051 | 0.136 | 0.068 | 0.047 | 7.628 | 4.776 | 850 | 45.91 | -45.91
1838 | 0.315 | 0.538 | 0.198 | 0.432 | 0.061 | 0.117 | 0.06 | 0.059 | 7.878 | 4.453 | 850 | 41.81 | -41.81
1839 | 0.2 | 0.413 | 0.185 | 0.221 | 0.079 | 0.096 | 0.044 | 0.071 | 8.234 | 4.277 | 850 | 40.15 | -40.15
1840 | 0.105 | 0.223 | 0.105 | 0.103 | 0.124 | 0.087 | 0.031 | 0.063 | 8.723 | 4.391 | 850 | 48.06 | -48.06
1841 | 0.022 | 0.045 | 0.023 | 0.02 | 0.254 | 0.129 | 0.017 | 0.067 | 9.43 | 5.186 | 850 | 56.12 | -56.12
1842 | 0 | 0 | 0 | 0 | 0.457 | 0.245 | 0.008 | 0.088 | 10.212 | 6.307 | 850 | 71.76 | -71.76
1843 | 0 | 0 | 0 | 0 | 0.551 | 0.387 | 0.018 | 0.113 | 10.777 | 7.094 | 850 | 85.44 | -85.44
1844 | 0 | 0 | 0 | 0 | 0.52 | 0.46 | 0.039 | 0.136 | 10.949 | 7.68 | 850 | 94.31 | -94.31
1845 | 0 | 0 | 0 | 0 | 0.478 | 0.448 | 0.062 | 0.156 | 10.998 | 8.096 | 850 | 88.29 | -88.29
1846 | 0 | 0 | 0 | 0 | 0.449 | 0.409 | 0.074 | 0.126 | 11.487 | 8.197 | 850 | 77.89 | -77.89
1847 | 0 | 0 | 0 | 0 | 0.457 | 0.368 | 0.074 | 0.09 | 11.718 | 8.122 | 850 | 72.33 | -72.33
1848 | 0 | 0 | 0 | 0 | 0.435 | 0.338 | 0.082 | 0.057 | 11.733 | 8.086 | 850 | 72.1 | -72.1
1849 | 0 | 0 | 0 | 0 | 0.48 | 0.327 | 0.103 | 0.041 | 11.669 | 8.141 | 850 | 65.91 | -65.91
1850 | 0 | 0 | 0 | 0 | 0.479 | 0.325 | 0.125 | 0.033 | 11.665 | 8.242 | 850 | 64.12 | -64.12
1851 | 0 | 0 | 0 | 0 | 0.449 | 0.322 | 0.125 | 0.028 | 11.658 | 8.334 | 850 | 57.14 | -57.14
1852 | 0 | 0 | 0 | 0 | 0.43 | 0.316 | 0.105 | 0.026 | 11.561 | 8.414 | 850 | 58.31 | -58.31
1853 | 0 | 0 | 0 | 0 | 0.399 | 0.299 | 0.078 | 0.031 | 11.35 | 8.468 | 850 | 59.38 | -59.38
1854 | 0 | 0.004 | 0 | 0 | 0.364 | 0.26 | 0.063 | 0.046 | 11.124 | 8.561 | 850 | 64.38 | -64.38
1855 | 0.021 | 0.112 | 0.001 | 0.066 | 0.335 | 0.166 | 0.055 | 0.049 | 11.303 | 8.302 | 850 | 70.8 | -70.8
1856 | 0.059 | 0.303 | 0.019 | 0.155 | 0.275 | 0.209 | 0.045 | 0.035 | 11.054 | 8.508 | 850 | 86.32 | -86.32
1857 | 0.09 | 0.441 | 0.046 | 0.225 | 0.288 | 0.233 | 0.033 | 0.035 | 10.783 | 8.56 | 850 | 97.87 | -97.87
1858 | 0.118 | 0.516 | 0.079 | 0.278 | 0.296 | 0.195 | 0.05 | 0.028 | 10.445 | 8.234 | 850 | 94.45 | -94.45
1859 | 0.131 | 0.491 | 0.126 | 0.315 | 0.284 | 0.161 | 0.079 | 0.019 | 10.07 | 7.824 | 850 | 82.8 | -82.8
1860 | 0.12 | 0.433 | 0.211 | 0.297 | 0.257 | 0.133 | 0.102 | 0.013 | 9.746 | 7.485 | 850 | 72.84 | -72.84
1861 | 0.091 | 0.373 | 0.261 | 0.217 | 0.214 | 0.111 | 0.122 | 0.016 | 9.321 | 7.225 | 850 | 66.64 | -66.64
1862 | 0.072 | 0.293 | 0.261 | 0.139 | 0.174 | 0.097 | 0.142 | 0.036 | 8.861 | 7.156 | 850 | 67.7 | -67.7
1863 | 0.057 | 0.199 | 0.202 | 0.078 | 0.147 | 0.095 | 0.167 | 0.08 | 8.426 | 7.308 | 850 | 68.3 | -68.3
1864 | 0.035 | 0.109 | 0.104 | 0.03 | 0.142 | 0.113 | 0.156 | 0.154 | 8.372 | 7.758 | 850 | 68.94 | -68.94
1865 | 0.007 | 0.028 | 0.032 | 0 | 0.174 | 0.175 | 0.131 | 0.26 | 8.48 | 8.627 | 850 | 73.4 | -73.4
1866 | 0 | 0 | 0 | 0 | 0.207 | 0.278 | 0.129 | 0.35 | 8.461 | 9.653 | 850 | 78.98 | -78.98
1867 | 0 | 0 | 0 | 0 | 0.204 | 0.35 | 0.113 | 0.358 | 8.393 | 10.126 | 850 | 107.65 | -107.65
1868 | 0 | 0 | 0 | 0 | 0.183 | 0.379 | 0.099 | 0.301 | 8.439 | 10.037 | 850 | 145.71 | -145.71
1869 | 0 | 0 | 0 | 0 | 0.17 | 0.376 | 0.088 | 0.224 | 8.439 | 9.801 | 850 | 126.53 | -126.53
1870 | 0 | 0 | 0 | 0 | 0.153 | 0.356 | 0.074 | 0.154 | 8.219 | 9.74 | 850 | 103.72 | -103.72
1871 | 0 | 0 | 0 | 0 | 0.127 | 0.345 | 0.058 | 0.11 | 8.087 | 9.407 | 850 | 81.2 | -81.2
1872 | 0 | 0 | 0 | 0 | 0.113 | 0.344 | 0.044 | 0.081 | 8.11 | 9.052 | 850 | 78.38 | -78.38
1873 | 0 | 0 | 0 | 0 | 0.116 | 0.34 | 0.034 | 0.066 | 8.198 | 8.641 | 850 | 74.45 | -74.45
1874 | 0 | 0 | 0 | 0 | 0.133 | 0.325 | 0.029 | 0.063 | 8.449 | 8.499 | 850 | 72 | -72
1875 | 0 | 0 | 0 | 0 | 0.163 | 0.314 | 0.024 | 0.069 | 8.696 | 8.619 | 850 | 71.24 | -71.24
1876 | 0 | 0 | 0 | 0 | 0.199 | 0.33 | 0.019 | 0.078 | 8.791 | 8.693 | 850 | 71.65 | -71.65
1877 | 0 | 0 | 0 | 0 | 0.222 | 0.347 | 0.018 | 0.079 | 8.693 | 8.831 | 850 | 71.55 | -71.55
1878 | 0 | 0.014 | 0 | 0.007 | 0.234 | 0.314 | 0.023 | 0.069 | 8.47 | 8.967 | 850 | 71.24 | -71.24
1879 | 0.019 | 0.192 | 0.033 | 0.16 | 0.2 | 0.176 | 0.024 | 0.042 | 8.354 | 8.834 | 850 | 71.01 | -71.01
1880 | 0.071 | 0.402 | 0.095 | 0.359 | 0.128 | 0.214 | 0.019 | 0.037 | 8.362 | 9.056 | 850 | 89.5 | -89.5
1881 | 0.164 | 0.557 | 0.17 | 0.522 | 0.098 | 0.315 | 0.018 | 0.037 | 8.411 | 9.414 | 850 | 110.78 | -110.78
1882 | 0.317 | 0.658 | 0.374 | 0.649 | 0.107 | 0.269 | 0.011 | 0.037 | 8.617 | 9.35 | 850 | 95.87 | -95.87
1883 | 0.438 | 0.687 | 0.489 | 0.683 | 0.123 | 0.218 | 0.008 | 0.037 | 8.901 | 9.099 | 850 | 72.02 | -72.02
1884 | 0.46 | 0.612 | 0.514 | 0.69 | 0.132 | 0.173 | 0.01 | 0.034 | 9.061 | 8.802 | 850 | 65.36 | -65.36
1885 | 0.426 | 0.476 | 0.425 | 0.64 | 0.143 | 0.128 | 0.014 | 0.031 | 9.011 | 8.493 | 850 | 58.82 | -58.82
1886 | 0.364 | 0.309 | 0.323 | 0.545 | 0.148 | 0.094 | 0.017 | 0.031 | 8.655 | 8.215 | 850 | 54.47 | -54.47
1887 | 0.243 | 0.16 | 0.216 | 0.369 | 0.138 | 0.078 | 0.021 | 0.032 | 8.671 | 7.958 | 850 | 56.72 | -56.72
1888 | 0.074 | 0.068 | 0.113 | 0.126 | 0.12 | 0.097 | 0.03 | 0.032 | 9.051 | 7.969 | 850 | 60.48 | -60.48
1889 | 0.024 | 0.013 | 0.031 | 0.021 | 0.101 | 0.165 | 0.052 | 0.032 | 9.416 | 8.55 | 850 | 70.05 | -70.05
1890 | 0 | 0 | 0 | 0 | 0.092 | 0.245 | 0.088 | 0.032 | 9.757 | 9.171 | 850 | 73.7 | -73.7
1891 | 0 | 0 | 0 | 0 | 0.096 | 0.301 | 0.126 | 0.05 | 9.974 | 9.421 | 850 | 103.95 | -103.95
1892 | 0 | 0 | 0 | 0 | 0.111 | 0.337 | 0.139 | 0.084 | 9.893 | 9.39 | 850 | 131.42 | -131.42
1893 | 0 | 0 | 0 | 0 | 0.133 | 0.347 | 0.129 | 0.114 | 9.602 | 9.296 | 850 | 128.96 | -128.96
1894 | 0 | 0 | 0 | 0 | 0.173 | 0.347 | 0.108 | 0.132 | 9.17 | 9.279 | 850 | 110 | -110
1895 | 0 | 0 | 0 | 0 | 0.224 | 0.333 | 0.088 | 0.116 | 8.768 | 9.26 | 850 | 89.02 | -89.02
1896 | 0 | 0 | 0 | 0 | 0.268 | 0.304 | 0.081 | 0.088 | 8.348 | 9.167 | 850 | 81.72 | -81.72
1897 | 0 | 0 | 0 | 0 | 0.287 | 0.27 | 0.088 | 0.077 | 7.978 | 9.044 | 850 | 76.1 | -76.1
1898 | 0 | 0 | 0 | 0 | 0.28 | 0.227 | 0.099 | 0.085 | 7.587 | 8.895 | 850 | 76.01 | -76.01
1899 | 0 | 0 | 0 | 0 | 0.246 | 0.187 | 0.114 | 0.106 | 7.162 | 8.662 | 850 | 73.4 | -73.4
1900 | 0 | 0 | 0 | 0 | 0.21 | 0.147 | 0.135 | 0.126 | 6.745 | 8.325 | 850 | 74.9 | -74.9
1901 | 0 | 0 | 0 | 0 | 0.177 | 0.114 | 0.146 | 0.141 | 6.243 | 7.885 | 850 | 75.7 | -75.7
1902 | 0 | 0.008 | 0 | 0.011 | 0.149 | 0.095 | 0.132 | 0.166 | 5.801 | 7.352 | 850 | 76.36 | -76.36
1903 | 0.027 | 0.091 | 0.139 | 0.169 | 0.112 | 0.081 | 0.096 | 0.121 | 5.453 | 6.72 | 850 | 80.9 | -80.9
1904 | 0.11 | 0.143 | 0.336 | 0.343 | 0.057 | 0.046 | 0.033 | 0.072 | 5.297 | 5.954 | 850 | 116 | -116
1905 | 0.2 | 0.175 | 0.505 | 0.492 | 0.037 | 0.037 | 0.032 | 0.086 | 5.419 | 5.306 | 850 | 116.24 | -116.24
1906 | 0.227 | 0.21 | 0.614 | 0.616 | 0.035 | 0.043 | 0.037 | 0.058 | 5.656 | 4.824 | 850 | 98.33 | -98.33
1907 | 0.24 | 0.277 | 0.637 | 0.68 | 0.041 | 0.056 | 0.019 | 0.041 | 5.966 | 4.627 | 850 | 70.63 | -70.63
1908 | 0.265 | 0.357 | 0.549 | 0.637 | 0.053 | 0.075 | 0.012 | 0.033 | 6.134 | 4.582 | 850 | 66 | -66
1909 | 0.282 | 0.438 | 0.444 | 0.478 | 0.063 | 0.079 | 0.013 | 0.028 | 6.049 | 4.589 | 850 | 65.39 | -65.39
1910 | 0.278 | 0.423 | 0.343 | 0.275 | 0.069 | 0.077 | 0.016 | 0.024 | 5.962 | 4.389 | 850 | 61.43 | -61.43
1911 | 0.248 | 0.244 | 0.25 | 0.161 | 0.067 | 0.069 | 0.021 | 0.023 | 5.979 | 3.969 | 850 | 63.95 | -63.95
1912 | 0.137 | 0.081 | 0.145 | 0.081 | 0.063 | 0.061 | 0.027 | 0.029 | 6.159 | 3.373 | 850 | 64.35 | -64.35
1913 | 0.032 | 0.013 | 0.044 | 0.019 | 0.054 | 0.055 | 0.028 | 0.049 | 6.382 | 2.571 | 850 | 70.78 | -70.78
1914 | 0 | 0 | 0 | 0 | 0.033 | 0.072 | 0.03 | 0.074 | 6.543 | 2.282 | 850 | 87.07 | -87.07
1915 | 0 | 0 | 0 | 0 | 0.021 | 0.107 | 0.039 | 0.097 | 7.081 | 2.791 | 850 | 119.68 | -119.68
1916 | 0 | 0 | 0 | 0 | 0.021 | 0.157 | 0.051 | 0.115 | 7.893 | 3.673 | 850 | 168.54 | -168.54
1917 | 0 | 0 | 0 | 0 | 0.036 | 0.219 | 0.071 | 0.125 | 8.974 | 4.648 | 850 | 159.05 | -159.05
1918 | 0 | 0 | 0 | 0 | 0.082 | 0.275 | 0.122 | 0.13 | 9.885 | 5.523 | 850 | 124.95 | -124.95
1919 | 0 | 0 | 0 | 0 | 0.15 | 0.31 | 0.21 | 0.124 | 10.203 | 6.292 | 850 | 106.52 | -106.52
1920 | 0 | 0 | 0 | 0 | 0.187 | 0.333 | 0.313 | 0.101 | 9.978 | 6.887 | 850 | 96.07 | -96.07
1921 | 0 | 0 | 0 | 0 | 0.189 | 0.35 | 0.407 | 0.082 | 9.986 | 7.393 | 850 | 79.98 | -79.98
1922 | 0 | 0 | 0 | 0 | 0.22 | 0.366 | 0.497 | 0.073 | 10.196 | 7.919 | 850 | 76.18 | -76.18
1923 | 0 | 0 | 0 | 0 | 0.28 | 0.376 | 0.547 | 0.075 | 10.053 | 8.612 | 850 | 73.37 | -73.37
1924 | 0 | 0 | 0 | 0 | 0.346 | 0.358 | 0.547 | 0.087 | 9.798 | 9.249 | 850 | 71.55 | -71.55
1925 | 0 | 0 | 0 | 0 | 0.43 | 0.325 | 0.518 | 0.106 | 9.825 | 9.257 | 850 | 71.32 | -71.32
1926 | 0 | 0 | 0 | 0.002 | 0.44 | 0.28 | 0.475 | 0.126 | 10.758 | 9.127 | 850 | 71 | -71
1927 | 0.038 | 0.01 | 0.052 | 0.078 | 0.427 | 0.209 | 0.34 | 0.112 | 11.319 | 8.541 | 850 | 73.51 | -73.51
1928 | 0.048 | 0.031 | 0.12 | 0.165 | 0.473 | 0.148 | 0.327 | 0.082 | 10.889 | 7.481 | 850 | 89.26 | -89.26
1929 | 0.061 | 0.062 | 0.169 | 0.24 | 0.442 | 0.12 | 0.444 | 0.145 | 10.133 | 6.654 | 850 | 98.21 | -98.21
1930 | 0.1 | 0.159 | 0.297 | 0.247 | 0.436 | 0.161 | 0.479 | 0.254 | 9.32 | 6.248 | 850 | 102.29 | -102.29
1931 | 0.146 | 0.384 | 0.538 | 0.189 | 0.465 | 0.214 | 0.473 | 0.347 | 8.458 | 6.609 | 850 | 80 | -80
1932 | 0.224 | 0.517 | 0.625 | 0.272 | 0.473 | 0.276 | 0.472 | 0.391 | 7.606 | 7.43 | 850 | 72.41 | -72.41
1933 | 0.311 | 0.411 | 0.599 | 0.517 | 0.433 | 0.397 | 0.485 | 0.411 | 6.956 | 7.75 | 850 | 68.03 | -68.03
1934 | 0.314 | 0.26 | 0.506 | 0.363 | 0.354 | 0.517 | 0.51 | 0.416 | 6.714 | 7.542 | 850 | 64.64 | -64.64
1935 | 0.295 | 0.103 | 0.331 | 0.176 | 0.268 | 0.515 | 0.476 | 0.46 | 7.208 | 6.72 | 850 | 59.96 | -59.96
1936 | 0.15 | 0.034 | 0.145 | 0.097 | 0.203 | 0.417 | 0.395 | 0.423 | 8.035 | 5.292 | 850 | 66.85 | -66.85
1937 | 0.045 | 0.003 | 0.047 | 0.034 | 0.199 | 0.321 | 0.35 | 0.41 | 8.761 | 4.592 | 850 | 66.28 | -66.28
1938 | 0 | 0 | 0 | 0 | 0.214 | 0.31 | 0.344 | 0.436 | 9.337 | 5.307 | 850 | 75.27 | -75.27
1939 | 0 | 0 | 0 | 0 | 0.233 | 0.313 | 0.317 | 0.42 | 10.295 | 6.577 | 850 | 100.9 | -100.9
1940 | 0 | 0 | 0 | 0 | 0.294 | 0.306 | 0.277 | 0.338 | 10.608 | 7.824 | 850 | 127.13 | -127.13
1941 | 0 | 0 | 0 | 0 | 0.373 | 0.277 | 0.236 | 0.28 | 10.541 | 8.528 | 850 | 122.85 | -122.85
1942 | 0 | 0 | 0 | 0 | 0.406 | 0.237 | 0.177 | 0.224 | 10.541 | 8.83 | 850 | 94.04 | -94.04
1943 | 0 | 0 | 0 | 0 | 0.406 | 0.188 | 0.094 | 0.166 | 11.285 | 8.919 | 850 | 79.6 | -79.6
1944 | 0 | 0 | 0 | 0 | 0.417 | 0.18 | 0.035 | 0.14 | 11.778 | 9.228 | 850 | 77.48 | -77.48
1945 | 0 | 0 | 0 | 0 | 0.449 | 0.217 | 0.012 | 0.127 | 11.948 | 9.442 | 850 | 71.23 | -71.23
1946 | 0 | 0 | 0 | 0 | 0.454 | 0.254 | 0.025 | 0.132 | 11.623 | 9.594 | 850 | 56.34 | -56.34
1947 | 0 | 0 | 0 | 0 | 0.478 | 0.257 | 0.075 | 0.146 | 11.193 | 9.853 | 850 | 52.24 | -52.24
1948 | 0 | 0 | 0 | 0 | 0.505 | 0.249 | 0.132 | 0.157 | 11.396 | 10.238 | 850 | 49.69 | -49.69
1949 | 0 | 0 | 0 | 0 | 0.504 | 0.254 | 0.171 | 0.161 | 11.287 | 10.525 | 850 | 51.83 | -51.83
1950 | 0 | 0 | 0.001 | 0.006 | 0.507 | 0.277 | 0.188 | 0.145 | 11.225 | 10.733 | 850 | 52.8 | -52.8
1951 | 0.01 | 0.034 | 0.113 | 0.052 | 0.564 | 0.296 | 0.158 | 0.121 | 11.639 | 11.209 | 850 | 59.89 | -59.89
1952 | 0.056 | 0.062 | 0.228 | 0.17 | 0.635 | 0.293 | 0.071 | 0.114 | 11.752 | 11.299 | 850 | 74.1 | -74.1
1953 | 0.113 | 0.082 | 0.252 | 0.498 | 0.658 | 0.388 | 0.089 | 0.17 | 11.959 | 11.082 | 850 | 67.39 | -67.39
1954 | 0.152 | 0.097 | 0.293 | 0.572 | 0.69 | 0.411 | 0.109 | 0.195 | 11.371 | 11.206 | 850 | 68.09 | -68.09
1955 | 0.183 | 0.105 | 0.356 | 0.494 | 0.7 | 0.425 | 0.12 | 0.168 | 10.6 | 11.638 | 850 | 56.32 | -56.32
1956 | 0.143 | 0.128 | 0.442 | 0.424 | 0.708 | 0.48 | 0.139 | 0.151 | 10.571 | 11.968 | 850 | 51.81 | -51.81
1957 | 0.093 | 0.135 | 0.464 | 0.402 | 0.658 | 0.544 | 0.162 | 0.145 | 10.588 | 11.667 | 850 | 49.85 | -49.85
1958 | 0.035 | 0.109 | 0.441 | 0.38 | 0.537 | 0.611 | 0.182 | 0.139 | 10.941 | 11.151 | 850 | 49.76 | -49.76
1959 | 0.017 | 0.077 | 0.356 | 0.286 | 0.393 | 0.612 | 0.205 | 0.128 | 10.791 | 10.871 | 850 | 51.49 | -51.49
1960 | 0.008 | 0.034 | 0.245 | 0.138 | 0.34 | 0.566 | 0.207 | 0.097 | 10.082 | 10.607 | 850 | 52.39 | -52.39
1961 | 0 | 0.002 | 0.098 | 0.036 | 0.294 | 0.484 | 0.204 | 0.051 | 9.445 | 10.486 | 850 | 59.97 | -59.97
1962 | 0 | 0 | 0 | 0 | 0.251 | 0.47 | 0.244 | 0.034 | 9.028 | 10.258 | 850 | 76.87 | -76.87
1963 | 0 | 0 | 0 | 0 | 0.233 | 0.433 | 0.29 | 0.057 | 8.69 | 9.96 | 850 | 88.98 | -88.98
1964 | 0 | 0 | 0 | 0 | 0.182 | 0.35 | 0.356 | 0.114 | 8.326 | 9.71 | 850 | 121.59 | -121.59
1965 | 0 | 0 | 0 | 0 | 0.151 | 0.258 | 0.417 | 0.192 | 7.998 | 9.289 | 850 | 118.71 | -118.71
1966 | 0 | 0 | 0 | 0 | 0.159 | 0.218 | 0.462 | 0.264 | 7.781 | 8.97 | 850 | 95 | -95
1967 | 0 | 0 | 0 | 0 | 0.188 | 0.189 | 0.513 | 0.322 | 7.905 | 8.496 | 850 | 82.25 | -82.25
1968 | 0 | 0 | 0 | 0 | 0.205 | 0.161 | 0.58 | 0.376 | 8.412 | 8 | 850 | 80.15 | -80.15
1969 | 0 | 0 | 0 | 0 | 0.198 | 0.144 | 0.634 | 0.42 | 9.101 | 7.504 | 850 | 77.47 | -77.47
1970 | 0 | 0 | 0 | 0 | 0.185 | 0.139 | 0.713 | 0.419 | 9.404 | 7.163 | 850 | 77.77 | -77.77
1971 | 0 | 0 | 0 | 0 | 0.184 | 0.134 | 0.73 | 0.381 | 9.517 | 7.06 | 850 | 72.47 | -72.47
1972 | 0 | 0 | 0 | 0 | 0.195 | 0.128 | 0.737 | 0.357 | 9.592 | 6.986 | 850 | 65.92 | -65.92
1973 | 0 | 0 | 0 | 0 | 0.214 | 0.127 | 0.77 | 0.4 | 9.868 | 7.164 | 850 | 63.98 | -63.98
1974 | 0 | 0 | 0 | 0.001 | 0.243 | 0.117 | 0.764 | 0.485 | 10.228 | 7.327 | 850 | 59.84 | -59.84
1975 | 0.028 | 0.024 | 0.024 | 0.097 | 0.304 | 0.107 | 0.841 | 0.446 | 10.385 | 7.548 | 850 | 61.44 | -61.44
1976 | 0.211 | 0.062 | 0.108 | 0.157 | 0.383 | 0.142 | 0.892 | 0.38 | 10.792 | 7.674 | 850 | 58.34 | -58.34
1977 | 0.371 | 0.107 | 0.262 | 0.167 | 0.506 | 0.196 | 0.874 | 0.573 | 11.626 | 8.032 | 850 | 52.82 | -52.82
1978 | 0.433 | 0.167 | 0.375 | 0.247 | 0.609 | 0.26 | 0.811 | 0.862 | 11.945 | 8.665 | 850 | 39.12 | -39.12
1979 | 0.478 | 0.23 | 0.332 | 0.377 | 0.666 | 0.316 | 0.743 | 0.939 | 12.164 | 9.339 | 850 | 13.2 | -13.2
1980 | 0.43 | 0.24 | 0.285 | 0.562 | 0.716 | 0.385 | 0.736 | 0.936 | 12.434 | 9.87 | 850 | 0.02 | -0.02
1981 | 0.343 | 0.283 | 0.299 | 0.469 | 0.762 | 0.482 | 0.757 | 0.907 | 12.696 | 10.311 | 850 | -0.05 | 0.05
1982 | 0.248 | 0.273 | 0.302 | 0.299 | 0.784 | 0.567 | 0.791 | 0.857 | 12.937 | 10.635 | 850 | -1.94 | 1.94
1983 | 0.189 | 0.175 | 0.216 | 0.189 | 0.754 | 0.582 | 0.755 | 0.79 | 13.016 | 10.491 | 850 | -5.71 | 5.71
1984 | 0.104 | 0.095 | 0.101 | 0.119 | 0.642 | 0.498 | 0.659 | 0.658 | 12.661 | 9.987 | 850 | -8.45 | 8.45
1985 | 0.029 | 0.02 | 0.033 | 0.032 | 0.564 | 0.464 | 0.59 | 0.476 | 12.291 | 9.663 | 850 | -1.46 | 1.46
1986 | 0 | 0 | 0 | 0 | 0.567 | 0.457 | 0.573 | 0.433 | 11.964 | 9.706 | 850 | 0.07 | -0.07
1987 | 0 | 0 | 0 | 0 | 0.517 | 0.436 | 0.504 | 0.43 | 11.756 | 9.658 | 850 | 47.8 | -47.8
1988 | 0 | 0 | 0 | 0 | 0.493 | 0.433 | 0.381 | 0.448 | 12.276 | 9.85 | 850 | 70.09 | -70.09
1989 | 0 | 0 | 0 | 0 | 0.528 | 0.43 | 0.334 | 0.486 | 13.115 | 10.133 | 850 | 69.15 | -69.15
1990 | 0 | 0 | 0 | 0 | 0.57 | 0.411 | 0.312 | 0.473 | 13.343 | 10.542 | 850 | 52.94 | -52.94
1991 | 0 | 0 | 0 | 0 | 0.603 | 0.376 | 0.376 | 0.434 | 13.485 | 11.054 | 850 | 45.84 | -45.84
1992 | 0 | 0 | 0 | 0 | 0.585 | 0.398 | 0.454 | 0.357 | 13.408 | 10.785 | 850 | 40.28 | -40.28
1993 | 0 | 0 | 0 | 0 | 0.57 | 0.456 | 0.47 | 0.31 | 13.573 | 10.79 | 850 | 28.39 | -28.39
1994 | 0 | 0 | 0 | 0 | 0.558 | 0.441 | 0.46 | 0.285 | 12.99 | 10.786 | 850 | 32.1 | -32.1
1995 | 0 | 0 | 0 | 0 | 0.593 | 0.399 | 0.54 | 0.253 | 12.046 | 10.837 | 850 | 13.28 | -13.28
1996 | 0 | 0 | 0 | 0 | 0.63 | 0.414 | 0.648 | 0.215 | 11.218 | 10.912 | 850 | 10.13 | -10.13
1997 | 0 | 0 | 0 | 0 | 0.676 | 0.414 | 0.694 | 0.187 | 10.837 | 11.189 | 850 | 17 | -17
1998 | 0 | 0.005 | 0 | 0 | 0.709 | 0.406 | 0.67 | 0.213 | 11.18 | 11.425 | 850 | 19.92 | -19.92
1999 | 0.005 | 0.078 | 0.045 | 0.031 | 0.633 | 0.462 | 0.674 | 0.35 | 11.685 | 11.424 | 850 | 26.82 | -26.82
2000 | 0.045 | 0.176 | 0.186 | 0.105 | 0.555 | 0.579 | 0.748 | 0.669 | 12.37 | 11.13 | 850 | 14.87 | -14.87
2001 | 0.212 | 0.226 | 0.16 | 0.321 | 0.686 | 0.657 | 0.78 | 0.81 | 12.748 | 10.64 | 850 | 1.96 | -1.96
2002 | 0.371 | 0.181 | 0.145 | 0.588 | 0.783 | 0.702 | 0.798 | 0.8 | 12.426 | 9.936 | 850 | 0 | 0
2003 | 0.222 | 0.126 | 0.17 | 0.401 | 0.844 | 0.683 | 0.807 | 0.778 | 12.44 | 9.352 | 850 | 0 | 0
2004 | 0.123 | 0.134 | 0.293 | 0.161 | 0.862 | 0.607 | 0.819 | 0.798 | 12.408 | 8.947 | 850 | 0 | 0
2005 | 0.116 | 0.176 | 0.303 | 0.215 | 0.86 | 0.512 | 0.831 | 0.816 | 12.104 | 8.852 | 850 | 0 | 0
2006 | 0.141 | 0.157 | 0.294 | 0.196 | 0.854 | 0.47 | 0.842 | 0.779 | 11.541 | 8.994 | 850 | 0 | 0
2007 | 0.102 | 0.102 | 0.263 | 0.113 | 0.862 | 0.376 | 0.836 | 0.676 | 11.326 | 8.937 | 850 | 0 | 0
2008 | 0.042 | 0.035 | 0.135 | 0.051 | 0.895 | 0.355 | 0.732 | 0.612 | 11.998 | 8.508 | 850 | 0 | 0
2009 | 0.005 | 0.003 | 0.042 | 0.019 | 0.919 | 0.454 | 0.646 | 0.632 | 13.261 | 8.083 | 850 | 0 | 0
2010 | 0 | 0 | 0 | 0 | 0.912 | 0.549 | 0.671 | 0.653 | 14.138 | 7.585 | 850 | 16.69 | -16.69
2011 | 0 | 0 | 0 | 0 | 0.893 | 0.554 | 0.642 | 0.662 | 14.095 | 6.823 | 850 | 59.4 | -59.4
2012 | 0 | 0 | 0 | 0 | 0.879 | 0.554 | 0.608 | 0.648 | 13.657 | 5.664 | 850 | 75 | -75
2013 | 0 | 0 | 0 | 0 | 0.842 | 0.519 | 0.57 | 0.695 | 12.98 | 4.836 | 850 | 74.9 | -74.9
2014 | 0 | 0 | 0 | 0 | 0.796 | 0.44 | 0.582 | 0.703 | 12.652 | 5.082 | 850 | 66.9 | -66.9
2015 | 0 | 0 | 0 | 0 | 0.751 | 0.36 | 0.498 | 0.697 | 12.039 | 6.11 | 850 | 64.77 | -64.77
2016 | 0 | 0 | 0 | 0 | 0.694 | 0.366 | 0.449 | 0.671 | 11.206 | 6.836 | 850 | 64.27 | -64.27
2017 | 0 | 0 | 0 | 0 | 0.642 | 0.433 | 0.421 | 0.72 | 10.398 | 7.222 | 850 | 62.97 | -62.97
2018 | 0 | 0 | 0 | 0 | 0.554 | 0.458 | 0.358 | 0.65 | 9.838 | 7.361 | 850 | 62.51 | -62.51
2019 | 0 | 0 | 0 | 0 | 0.551 | 0.497 | 0.285 | 0.618 | 9.505 | 7.345 | 850 | 62.29 | -62.29
2020 | 0 | 0 | 0 | 0 | 0.507 | 0.542 | 0.235 | 0.546 | 9.2 | 7.286 | 850 | 62.48 | -62.48
2021 | 0 | 0 | 0 | 0 | 0.446 | 0.588 | 0.197 | 0.515 | 8.994 | 7.196 | 850 | 64.51 | -64.51
2022 | 0 | 0 | 0 | 0.003 | 0.409 | 0.613 | 0.156 | 0.478 | 8.865 | 7.305 | 850 | 66.96 | -66.96
2023 | 0.047 | 0.043 | 0.015 | 0.079 | 0.322 | 0.554 | 0.099 | 0.417 | 8.641 | 7.209 | 850 | 77.14 | -77.14
2024 | 0.153 | 0.109 | 0.069 | 0.175 | 0.33 | 0.563 | 0.058 | 0.435 | 8.39 | 7.22 | 850 | 88.43 | -88.43
2025 | 0.338 | 0.415 | 0.24 | 0.499 | 0.355 | 0.573 | 0.028 | 0.396 | 8.246 | 7.201 | 850 | 113.87 | -113.87
2026 | 0.495 | 0.525 | 0.389 | 0.599 | 0.289 | 0.494 | 0.016 | 0.301 | 7.779 | 7.153 | 850 | 99.68 | -99.68
2027 | 0.586 | 0.58 | 0.587 | 0.676 | 0.23 | 0.426 | 0.022 | 0.207 | 7.194 | 7.162 | 850 | 77.43 | -77.43
2028 | 0.516 | 0.565 | 0.736 | 0.673 | 0.192 | 0.376 | 0.045 | 0.12 | 6.611 | 7.071 | 850 | 70.05 | -70.05
2029 | 0.474 | 0.497 | 0.72 | 0.637 | 0.152 | 0.335 | 0.081 | 0.056 | 5.974 | 6.885 | 850 | 63.66 | -63.66
2030 | 0.455 | 0.44 | 0.645 | 0.574 | 0.1 | 0.288 | 0.115 | 0.014 | 5.277 | 6.654 | 850 | 61.85 | -61.85
2031 | 0.337 | 0.352 | 0.516 | 0.466 | 0.055 | 0.222 | 0.141 | 0.003 | 4.528 | 6.386 | 850 | 63.22 | -63.22
2032 | 0.186 | 0.218 | 0.317 | 0.3 | 0.028 | 0.142 | 0.172 | 0.049 | 3.77 | 5.836 | 850 | 64.52 | -64.52
2033 | 0.064 | 0.055 | 0.119 | 0.098 | 0.017 | 0.083 | 0.251 | 0.203 | 2.996 | 5.025 | 850 | 73.97 | -73.97
2034 | 0 | 0 | 0 | 0 | 0.022 | 0.038 | 0.47 | 0.463 | 2.44 | 4.338 | 850 | 81.05 | -81.05
2035 | 0 | 0 | 0 | 0 | 0.066 | 0.025 | 0.593 | 0.613 | 2.74 | 3.947 | 850 | 111.88 | -111.88
2036 | 0 | 0 | 0 | 0 | 0.187 | 0.04 | 0.584 | 0.657 | 3.943 | 3.984 | 850 | 174.7 | -174.7
2037 | 0 | 0 | 0 | 0 | 0.37 | 0.079 | 0.538 | 0.627 | 4.862 | 4.404 | 850 | 149.75 | -149.75
2038 | 0 | 0 | 0 | 0 | 0.48 | 0.139 | 0.468 | 0.584 | 5.655 | 5.087 | 850 | 102.73 | -102.73
2039 | 0 | 0 | 0 | 0 | 0.505 | 0.209 | 0.36 | 0.537 | 6.467 | 5.83 | 850 | 82.39 | -82.39
2040 | 0 | 0 | 0 | 0 | 0.48 | 0.27 | 0.256 | 0.5 | 7.193 | 6.389 | 850 | 79.56 | -79.56
2041 | 0 | 0 | 0 | 0 | 0.454 | 0.314 | 0.233 | 0.485 | 7.606 | 6.593 | 850 | 74.74 | -74.74
2042 | 0 | 0 | 0 | 0 | 0.43 | 0.358 | 0.25 | 0.46 | 7.85 | 6.655 | 850 | 79.9 | -79.9
2043 | 0 | 0 | 0 | 0 | 0.409 | 0.386 | 0.231 | 0.426 | 8.06 | 6.914 | 850 | 73.3 | -73.3
2044 | 0 | 0 | 0 | 0 | 0.406 | 0.399 | 0.149 | 0.4 | 8.27 | 7.3 | 850 | 68.91 | -68.91
2045 | 0 | 0 | 0 | 0 | 0.41 | 0.409 | 0.107 | 0.36 | 8.562 | 7.599 | 850 | 67.98 | -67.98
2046 | 0 | 0.014 | 0 | 0.023 | 0.395 | 0.366 | 0.167 | 0.294 | 8.843 | 7.633 | 850 | 70.07 | -70.07
2047 | 0.074 | 0.128 | 0.072 | 0.177 | 0.304 | 0.254 | 0.209 | 0.169 | 8.897 | 7.19 | 850 | 72.28 | -72.28
2048 | 0.241 | 0.285 | 0.18 | 0.358 | 0.249 | 0.231 | 0.118 | 0.122 | 8.91 | 6.937 | 850 | 80.38 | -80.38
2049 | 0.402 | 0.3 | 0.32 | 0.513 | 0.43 | 0.497 | 0.11 | 0.097 | 9.52 | 8.335 | 850 | 79.2 | -79.2
2050 | 0.468 | 0.281 | 0.537 | 0.651 | 0.483 | 0.581 | 0.108 | 0.095 | 10.276 | 9.598 | 850 | 72.1 | -72.1
2051 | 0.524 | 0.311 | 0.518 | 0.696 | 0.462 | 0.573 | 0.108 | 0.12 | 10.741 | 10.166 | 850 | 62 | -62
2052 | 0.525 | 0.397 | 0.535 | 0.66 | 0.434 | 0.579 | 0.128 | 0.152 | 11.02 | 10.478 | 850 | 49.5 | -49.5
2053 | 0.38 | 0.368 | 0.584 | 0.619 | 0.396 | 0.58 | 0.166 | 0.176 | 11.108 | 10.812 | 850 | 37.03 | -37.03
2054 | 0.192 | 0.256 | 0.513 | 0.568 | 0.347 | 0.53 | 0.204 | 0.187 | 10.94 | 11.077 | 850 | 11.49 | -11.49
2055 | 0.134 | 0.17 | 0.413 | 0.423 | 0.312 | 0.46 | 0.233 | 0.196 | 10.571 | 11.066 | 850 | 27.35 | -27.35
2056 | 0.119 | 0.106 | 0.284 | 0.217 | 0.314 | 0.466 | 0.235 | 0.269 | 10.44 | 10.891 | 850 | 37.1 | -37.1
2057 | 0.047 | 0.032 | 0.112 | 0.035 | 0.384 | 0.537 | 0.259 | 0.42 | 10.728 | 10.791 | 850 | 51.93 | -51.93
2058 | 0 | 0 | 0 | 0 | 0.533 | 0.621 | 0.366 | 0.554 | 11.116 | 10.644 | 850 | 68.06 | -68.06
2059 | 0 | 0 | 0 | 0 | 0.599 | 0.629 | 0.452 | 0.615 | 11.178 | 10.648 | 850 | 81.05 | -81.05
2060 | 0 | 0 | 0 | 0 | 0.58 | 0.587 | 0.446 | 0.62 | 11.219 | 10.545 | 850 | 100.75 | -100.75
2061 | 0 | 0 | 0 | 0 | 0.561 | 0.545 | 0.417 | 0.578 | 11.399 | 10.408 | 850 | 100.3 | -100.3
2062 | 0 | 0 | 0 | 0 | 0.548 | 0.509 | 0.427 | 0.576 | 11.096 | 9.91 | 850 | 80 | -80
2063 | 0 | 0 | 0 | 0 | 0.534 | 0.454 | 0.46 | 0.568 | 10.491 | 9.609 | 850 | 77.05 | -77.05
2064 | 0 | 0 | 0 | 0 | 0.521 | 0.433 | 0.461 | 0.534 | 10.121 | 9.434 | 850 | 72.82 | -72.82
2065 | 0 | 0 | 0 | 0 | 0.504 | 0.45 | 0.306 | 0.514 | 9.812 | 9.314 | 850 | 66.92 | -66.92
2066 | 0 | 0 | 0 | 0 | 0.478 | 0.484 | 0.032 | 0.46 | 9.531 | 9.248 | 850 | 58.35 | -58.35
2067 | 0 | 0 | 0 | 0 | 0.477 | 0.509 | 0.05 | 0.463 | 9.403 | 9.231 | 850 | 57.09 | -57.09
2068 | 0 | 0 | 0 | 0 | 0.485 | 0.491 | 0.107 | 0.605 | 9.392 | 9.201 | 850 | 57.28 | -57.28
2069 | 0 | 0 | 0 | 0 | 0.508 | 0.461 | 0.21 | 0.577 | 9.4 | 9.158 | 850 | 57.79 | -57.79
2070 | 0.004 | 0.013 | 0.003 | 0.018 | 0.491 | 0.399 | 0.246 | 0.506 | 9.373 | 8.77 | 850 | 60.03 | -60.03
2071 | 0.104 | 0.064 | 0.068 | 0.171 | 0.231 | 0.266 | 0.133 | 0.363 | 9.108 | 7.887 | 850 | 72.38 | -72.38
2072 | 0.305 | 0.334 | 0.115 | 0.359 | 0.074 | 0.21 | 0.042 | 0.289 | 8.046 | 7.013 | 850 | 81.17 | -81.17
2073 | 0.468 | 0.508 | 0.188 | 0.489 | 0.032 | 0.192 | 0.024 | 0.305 | 7.46 | 6.714 | 850 | 82.78 | -82.78
2074 | 0.58 | 0.612 | 0.201 | 0.503 | 0.036 | 0.176 | 0.088 | 0.351 | 7.224 | 6.938 | 850 | 80.01 | -80.01
2075 | 0.617 | 0.654 | 0.2 | 0.474 | 0.039 | 0.189 | 0.21 | 0.382 | 7.103 | 7.119 | 850 | 68.12 | -68.12
2076 | 0.432 | 0.637 | 0.151 | 0.559 | 0.041 | 0.215 | 0.286 | 0.396 | 6.924 | 6.973 | 850 | 63.9 | -63.9
2077 | 0.25 | 0.524 | 0.123 | 0.53 | 0.059 | 0.242 | 0.373 | 0.427 | 7.014 | 6.553 | 850 | 57.13 | -57.13
2078 | 0.137 | 0.346 | 0.091 | 0.379 | 0.102 | 0.251 | 0.401 | 0.491 | 7.565 | 6.24 | 850 | 57.66 | -57.66
2079 | 0.109 | 0.179 | 0.077 | 0.2 | 0.158 | 0.24 | 0.422 | 0.583 | 7.756 | 5.948 | 850 | 60 | -60
2080 | 0.069 | 0.075 | 0.031 | 0.066 | 0.199 | 0.272 | 0.433 | 0.617 | 7.009 | 5.935 | 850 | 67.8 | -67.8
2081 | 0.016 | 0.015 | 0.009 | 0.004 | 0.238 | 0.385 | 0.38 | 0.379 | 6.008 | 6.361 | 850 | 78.93 | -78.93
2082 | 0 | 0 | 0 | 0 | 0.287 | 0.481 | 0.322 | 0.073 | 5.094 | 7.114 | 850 | 84.14 | -84.14
2083 | 0 | 0 | 0 | 0 | 0.311 | 0.523 | 0.297 | 0.427 | 4.533 | 7.567 | 850 | 100.53 | -100.53
2084 | 0 | 0 | 0 | 0 | 0.316 | 0.519 | 0.262 | 0.781 | 4.212 | 7.466 | 850 | 125.93 | -125.93
2085 | 0 | 0 | 0 | 0 | 0.283 | 0.479 | 0.254 | 0.755 | 3.957 | 7.199 | 850 | 118.94 | -118.94
2086 | 0 | 0 | 0 | 0 | 0.237 | 0.43 | 0.26 | 0.554 | 4.144 | 6.955 | 850 | 99.42 | -99.42
2087 | 0 | 0 | 0 | 0 | 0.219 | 0.395 | 0.261 | 0.31 | 4.26 | 6.727 | 850 | 84.25 | -84.25
2088 | 0 | 0 | 0 | 0 | 0.199 | 0.352 | 0.225 | 0.295 | 4.598 | 6.469 | 850 | 83.02 | -83.02
2089 | 0 | 0 | 0 | 0 | 0.179 | 0.306 | 0.189 | 0.335 | 4.636 | 6.416 | 850 | 74.47 | -74.47
2090 | 0 | 0 | 0 | 0 | 0.16 | 0.269 | 0.187 | 0.34 | 4.799 | 6.444 | 850 | 79.09 | -79.09
2091 | 0 | 0 | 0 | 0 | 0.148 | 0.214 | 0.224 | 0.396 | 4.889 | 6.46 | 850 | 72.6 | -72.6
2092 | 0 | 0 | 0 | 0 | 0.133 | 0.175 | 0.318 | 0.32 | 4.7 | 6.438 | 850 | 65.24 | -65.24
2093 | 0 | 0 | 0 | 0 | 0.127 | 0.273 | 0.423 | 0.206 | 4.519 | 6.27 | 850 | 64.41 | -64.41
2094 | 0 | 0 | 0.011 | 0.01 | 0.125 | 0.541 | 0.325 | 0.12 | 4.418 | 5.759 | 850 | 66.69 | -66.69
2095 | 0.024 | 0.022 | 0.057 | 0.143 | 0.132 | 0.681 | 0.246 | 0.101 | 4.524 | 5.25 | 850 | 71.6 | -71.6
2096 | 0.166 | 0.147 | 0.065 | 0.425 | 0.132 | 0.657 | 0.417 | 0.17 | 4.131 | 4.855 | 850 | 82.07 | -82.07
2097 | 0.464 | 0.232 | 0.167 | 0.541 | 0.265 | 0.671 | 0.63 | 0.189 | 3.617 | 5.627 | 850 | 83.19 | -83.19
2098 | 0.609 | 0.474 | 0.337 | 0.295 | 0.564 | 0.701 | 0.79 | 0.145 | 4.16 | 7.25 | 850 | 80.92 | -80.92
2099 | 0.543 | 0.681 | 0.364 | 0.201 | 0.816 | 0.774 | 0.844 | 0.439 | 5.629 | 9.887 | 850 | 63.24 | -63.24
2100 | 0.259 | 0.69 | 0.514 | 0.216 | 0.901 | 0.845 | 0.868 | 0.693 | 7.449 | 11.793 | 850 | 47.07 | -47.07
2101 | 0.172 | 0.487 | 0.442 | 0.164 | 0.9 | 0.899 | 0.887 | 0.705 | 9.442 | 12.581 | 850 | 37 | -37
2102 | 0.308 | 0.36 | 0.346 | 0.17 | 0.869 | 0.921 | 0.869 | 0.518 | 11.388 | 12.355 | 850 | 6.74 | -6.74
2103 | 0.307 | 0.223 | 0.279 | 0.153 | 0.845 | 0.907 | 0.826 | 0.329 | 12.67 | 11.956 | 850 | 0.05 | -0.05
2104 | 0.107 | 0.07 | 0.175 | 0.103 | 0.75 | 0.834 | 0.801 | 0.233 | 12.193 | 12.248 | 850 | 0.04 | -0.04
2105 | 0.027 | 0.034 | 0.067 | 0.06 | 0.652 | 0.751 | 0.77 | 0.253 | 11.252 | 13.091 | 850 | 9.82 | -9.82
2106 | 0 | 0 | 0 | 0 | 0.691 | 0.722 | 0.729 | 0.401 | 10.553 | 13.139 | 850 | 33.17 | -33.17
2107 | 0 | 0 | 0 | 0 | 0.736 | 0.657 | 0.643 | 0.478 | 9.936 | 12.717 | 850 | 52.72 | -52.72
2108 | 0 | 0 | 0 | 0 | 0.721 | 0.658 | 0.6 | 0.481 | 9.742 | 12.004 | 850 | 73.97 | -73.97
2109 | 0 | 0 | 0 | 0 | 0.669 | 0.602 | 0.608 | 0.478 | 10.786 | 11.015 | 850 | 70.33 | -70.33
2110 | 0 | 0 | 0 | 0 | 0.701 | 0.518 | 0.571 | 0.446 | 12.367 | 10.298 | 850 | 62.54 | -62.54
2111 | 0 | 0 | 0 | 0 | 0.714 | 0.531 | 0.498 | 0.424 | 13.794 | 10.599 | 850 | 51.83 | -51.83
2112 | 0 | 0 | 0 | 0 | 0.709 | 0.554 | 0.393 | 0.38 | 14.336 | 11.091 | 850 | 33.05 | -33.05
2113 | 0 | 0 | 0 | 0 | 0.678 | 0.575 | 0.457 | 0.371 | 13.911 | 11.167 | 850 | 25 | -25
2114 | 0 | 0 | 0 | 0 | 0.664 | 0.587 | 0.576 | 0.462 | 13.736 | 10.515 | 850 | 20.6 | -20.6
2115 | 0 | 0 | 0 | 0 | 0.63 | 0.584 | 0.593 | 0.592 | 13.448 | 10.286 | 850 | 18.83 | -18.83
2116 | 0 | 0 | 0 | 0 | 0.689 | 0.555 | 0.515 | 0.667 | 13.08 | 10.452 | 850 | 12.43 | -12.43
2117 | 0 | 0 | 0 | 0 | 0.62 | 0.511 | 0.455 | 0.703 | 12.319 | 10.436 | 850 | 10.24 | -10.24
2118 | 0 | 0.01 | 0 | 0.007 | 0.7 | 0.46 | 0.458 | 0.671 | 12.134 | 10.011 | 850 | 12.59 | -12.59
2119 | 0.022 | 0.033 | 0.013 | 0.099 | 0.673 | 0.499 | 0.392 | 0.504 | 12.354 | 9.922 | 850 | 14.32 | -14.32
2120 | 0.049 | 0.066 | 0.05 | 0.154 | 0.528 | 0.523 | 0.245 | 0.379 | 13.003 | 10.203 | 850 | 22.02 | -22.02
2121 | 0.074 | 0.162 | 0.105 | 0.225 | 0.528 | 0.449 | 0.217 | 0.36 | 12.746 | 10.672 | 850 | 22.39 | -22.39
2122 | 0.101 | 0.181 | 0.165 | 0.255 | 0.55 | 0.507 | 0.343 | 0.409 | 11.601 | 11.155 | 850 | 15.94 | -15.94
2123 | 0.135 | 0.161 | 0.208 | 0.441 | 0.602 | 0.617 | 0.497 | 0.43 | 10.305 | 10.991 | 850 | 13.28 | -13.28
2124 | 0.144 | 0.154 | 0.244 | 0.54 | 0.648 | 0.657 | 0.569 | 0.473 | 9.132 | 11.368 | 850 | 16.88 | -16.88
2125 | 0.345 | 0.206 | 0.297 | 0.539 | 0.744 | 0.695 | 0.583 | 0.537 | 8.428 | 12.215 | 850 | 18.83 | -18.83
2126 | 0.353 | 0.106 | 0.294 | 0.499 | 0.781 | 0.675 | 0.552 | 0.577 | 8.021 | 12.098 | 850 | 13 | -13
2127 | 0.197 | 0.082 | 0.289 | 0.415 | 0.725 | 0.519 | 0.497 | 0.521 | 7.559 | 11.542 | 850 | 9.86 | -9.86
2128 | 0.072 | 0.095 | 0.186 | 0.254 | 0.619 | 0.408 | 0.444 | 0.527 | 7.219 | 10.772 | 850 | 13.44 | -13.44
2129 | 0.019 | 0.047 | 0.066 | 0.072 | 0.602 | 0.385 | 0.507 | 0.701 | 7.023 | 9.526 | 850 | 21.58 | -21.58
2130 | 0 | 0 | 0 | 0 | 0.549 | 0.44 | 0.612 | 0.788 | 7.453 | 8.352 | 850 | 49.5 | -49.5
2131 | 0 | 0 | 0 | 0 | 0.51 | 0.44 | 0.727 | 0.801 | 8.233 | 7.005 | 850 | 79.93 | -79.93
2132 | 0 | 0 | 0 | 0 | 0.477 | 0.37 | 0.77 | 0.79 | 9.033 | 5.661 | 850 | 101.97 | -101.97
2133 | 0 | 0 | 0 | 0 | 0.446 | 0.227 | 0.776 | 0.734 | 9.799 | 5.125 | 850 | 105.45 | -105.45
2134 | 0 | 0 | 0 | 0 | 0.389 | 0.102 | 0.788 | 0.678 | 10.293 | 5.381 | 850 | 87.4 | -87.4
2135 | 0 | 0 | 0 | 0 | 0.286 | 0.037 | 0.801 | 0.63 | 10.517 | 6.253 | 850 | 79.93 | -79.93
2136 | 0 | 0 | 0 | 0 | 0.172 | 0.007 | 0.804 | 0.601 | 10.41 | 6.725 | 850 | 75.89 | -75.89
2137 | 0 | 0 | 0 | 0 | 0.095 | 0.036 | 0.801 | 0.568 | 9.821 | 6.727 | 850 | 70 | -70
2138 | 0 | 0 | 0 | 0 | 0.109 | 0.132 | 0.795 | 0.541 | 8.9 | 6.459 | 850 | 69.3 | -69.3
2139 | 0 | 0 | 0 | 0 | 0.165 | 0.28 | 0.77 | 0.544 | 8.175 | 6.161 | 850 | 58.16 | -58.16
2140 | 0 | 0 | 0 | 0 | 0.204 | 0.393 | 0.739 | 0.612 | 7.903 | 6.141 | 850 | 58.88 | -58.88
2141 | 0 | 0 | 0 | 0 | 0.28 | 0.404 | 0.695 | 0.666 | 8.038 | 6.754 | 850 | 58.95 | -58.95
2142 | 0 | 0.018 | 0.005 | 0.017 | 0.357 | 0.309 | 0.624 | 0.681 | 7.999 | 7.698 | 850 | 59.23 | -59.23
2143 | 0.041 | 0.097 | 0.083 | 0.097 | 0.289 | 0.17 | 0.537 | 0.646 | 7.755 | 8.304 | 850 | 65.05 | -65.05
2144 | 0.111 | 0.2 | 0.129 | 0.291 | 0.24 | 0.102 | 0.376 | 0.535 | 7.562 | 8.717 | 850 | 58.57 | -58.57
2145 | 0.233 | 0.344 | 0.115 | 0.508 | 0.227 | 0.094 | 0.34 | 0.457 | 7.825 | 9.159 | 850 | 47.79 | -47.79
2146 | 0.351 | 0.437 | 0.135 | 0.614 | 0.217 | 0.114 | 0.409 | 0.541 | 8.002 | 9.675 | 850 | 45.23 | -45.23
2147 | 0.307 | 0.479 | 0.218 | 0.66 | 0.265 | 0.131 | 0.437 | 0.576 | 8.076 | 9.688 | 850 | 43.38 | -43.38
2148 | 0.276 | 0.51 | 0.402 | 0.667 | 0.232 | 0.132 | 0.4 | 0.602 | 8.891 | 9.281 | 850 | 34.49 | -34.49
2149 | 0.377 | 0.44 | 0.396 | 0.6 | 0.189 | 0.113 | 0.374 | 0.643 | 9.822 | 8.768 | 850 | 23.21 | -23.21
2150 | 0.341 | 0.371 | 0.293 | 0.482 | 0.18 | 0.084 | 0.37 | 0.643 | 10.826 | 8.022 | 850 | 14.76 | -14.76
2151 | 0.277 | 0.265 | 0.211 | 0.303 | 0.181 | 0.064 | 0.313 | 0.61 | 11.364 | 7.049 | 850 | 6.85 | -6.85
2152 | 0.169 | 0.14 | 0.164 | 0.143 | 0.196 | 0.076 | 0.287 | 0.636 | 11.203 | 6.682 | 850 | 15.87 | -15.87
2153 | 0.059 | 0.039 | 0.055 | 0.039 | 0.211 | 0.122 | 0.245 | 0.723 | 10.575 | 7.604 | 850 | 34.2 | -34.2
2154 | 0 | 0 | 0 | 0 | 0.239 | 0.203 | 0.185 | 0.782 | 10.406 | 8.685 | 850 | 52.52 | -52.52
2155 | 0 | 0 | 0 | 0 | 0.326 | 0.29 | 0.082 | 0.778 | 9.793 | 8.695 | 850 | 77.75 | -77.75
2156 | 0 | 0 | 0 | 0 | 0.363 | 0.32 | 0.02 | 0.691 | 8.841 | 7.75 | 850 | 88.11 | -88.11
2157 | 0 | 0 | 0 | 0 | 0.295 | 0.284 | 0.043 | 0.617 | 7.908 | 6.408 | 850 | 83.53 | -83.53
2158 | 0 | 0 | 0 | 0 | 0.283 | 0.22 | 0.15 | 0.529 | 7.449 | 5.249 | 850 | 74.11 | -74.11
2159 | 0 | 0 | 0 | 0 | 0.285 | 0.18 | 0.28 | 0.47 | 7.363 | 4.375 | 850 | 71.47 | -71.47
2160 | 0 | 0 | 0 | 0 | 0.243 | 0.187 | 0.304 | 0.446 | 7.204 | 4.712 | 850 | 70.83 | -70.83
2161 | 0 | 0 | 0 | 0 | 0.194 | 0.196 | 0.207 | 0.487 | 6.815 | 5.43 | 850 | 65.74 | -65.74
2162 | 0 | 0 | 0 | 0 | 0.17 | 0.188 | 0.083 | 0.531 | 6.494 | 5.933 | 850 | 75.7 | -75.7
2163 | 0 | 0 | 0 | 0 | 0.149 | 0.178 | 0.029 | 0.559 | 6.321 | 6.389 | 850 | 66.71 | -66.71
2164 | 0 | 0 | 0 | 0 | 0.125 | 0.183 | 0.024 | 0.587 | 6.078 | 6.742 | 850 | 64.98 | -64.98
2165 | 0 | 0 | 0 | 0 | 0.092 | 0.203 | 0.028 | 0.605 | 5.711 | 6.778 | 850 | 60.48 | -60.48
2166 | 0 | 0.014 | 0.001 | 0.018 | 0.063 | 0.203 | 0.027 | 0.555 | 5.865 | 6.478 | 850 | 58.74 | -58.74
2167 | 0.006 | 0.06 | 0.044 | 0.154 | 0.051 | 0.124 | 0.043 | 0.29 | 5.95 | 6.148 | 850 | 64.46 | -64.46
2168 | 0.024 | 0.115 | 0.107 | 0.358 | 0.043 | 0.059 | 0.087 | 0.136 | 5.907 | 6.006 | 850 | 71.51 | -71.51
2169 | 0.049 | 0.141 | 0.204 | 0.513 | 0.051 | 0.046 | 0.142 | 0.178 | 5.63 | 5.739 | 850 | 65.03 | -65.03
2170 | 0.179 | 0.176 | 0.343 | 0.545 | 0.066 | 0.049 | 0.242 | 0.161 | 5.328 | 5.557 | 850 | 50.32 | -50.32
2171 | 0.35 | 0.336 | 0.341 | 0.45 | 0.064 | 0.069 | 0.319 | 0.162 | 5.393 | 5.366 | 850 | 41.03 | -41.03
2172 | 0.51 | 0.517 | 0.516 | 0.422 | 0.057 | 0.084 | 0.322 | 0.204 | 5.67 | 4.914 | 850 | 29.52 | -29.52
2173 | 0.478 | 0.534 | 0.623 | 0.362 | 0.061 | 0.065 | 0.263 | 0.268 | 5.785 | 4.797 | 850 | 19.85 | -19.85
2174 | 0.414 | 0.459 | 0.408 | 0.252 | 0.076 | 0.043 | 0.179 | 0.308 | 5.86 | 5.452 | 850 | 3.06 | -3.06
2175 | 0.269 | 0.249 | 0.151 | 0.309 | 0.093 | 0.039 | 0.102 | 0.316 | 5.971 | 6.463 | 850 | 1.03 | -1.03
2176 | 0.116 | 0.085 | 0.055 | 0.278 | 0.119 | 0.047 | 0.082 | 0.361 | 6.179 | 6.842 | 850 | 15.27 | -15.27
2177 | 0.05 | 0.02 | 0.043 | 0.083 | 0.183 | 0.067 | 0.056 | 0.57 | 6.705 | 6.287 | 850 | 41.07 | -41.07
2178 | 0 | 0 | 0.001 | 0 | 0.338 | 0.096 | 0.029 | 0.746 | 7.539 | 5.803 | 850 | 66.74 | -66.74
2179 | 0 | 0 | 0 | 0 | 0.467 | 0.125 | 0.077 | 0.783 | 8.57 | 5.523 | 850 | 89.32 | -89.32
2180 | 0 | 0 | 0 | 0 | 0.515 | 0.153 | 0.254 | 0.733 | 9.442 | 5.237 | 850 | 117.29 | -117.29
2181 | 0 | 0 | 0 | 0 | 0.505 | 0.167 | 0.479 | 0.682 | 9.929 | 4.969 | 850 | 83.72 | -83.72
2182 | 0 | 0 | 0 | 0 | 0.449 | 0.199 | 0.524 | 0.586 | 10.055 | 4.839 | 850 | 70 | -70
2183 | 0 | 0 | 0 | 0 | 0.439 | 0.209 | 0.447 | 0.555 | 10.033 | 4.905 | 850 | 64.51 | -64.51
2184 | 0 | 0 | 0 | 0 | 0.413 | 0.23 | 0.34 | 0.62 | 9.763 | 5.029 | 850 | 54.9 | -54.9
2185 | 0 | 0 | 0 | 0 | 0.341 | 0.271 | 0.33 | 0.669 | 9.441 | 5.23 | 850 | 49.95 | -49.95
2186 | 0 | 0 | 0 | 0 | 0.263 | 0.299 | 0.277 | 0.671 | 9.373 | 5.203 | 850 | 48.98 | -48.98
2187 | 0 | 0 | 0 | 0 | 0.296 | 0.357 | 0.169 | 0.713 | 9.039 | 5.047 | 850 | 46.06 | -46.06
2188 | 0 | 0 | 0 | 0 | 0.274 | 0.395 | 0.161 | 0.745 | 8.796 | 5.071 | 850 | 43.58 | -43.58
2189 | 0 | 0 | 0 | 0 | 0.183 | 0.423 | 0.237 | 0.674 | 8.232 | 5.144 | 850 | 49.4 | -49.4
2190 | 0 | 0.022 | 0.003 | 0.003 | 0.042 | 0.379 | 0.43 | 0.622 | 7.497 | 5.178 | 850 | 52.35 | -52.35
2191 | 0.015 | 0.124 | 0.05 | 0.022 | 0.006 | 0.325 | 0.59 | 0.567 | 6.646 | 5.427 | 850 | 58.71 | -58.71
2192 | 0.027 | 0.18 | 0.095 | 0.062 | 0.025 | 0.294 | 0.693 | 0.539 | 5.292 | 6.118 | 850 | 64.49 | -64.49
2193 | 0.046 | 0.211 | 0.167 | 0.108 | 0.037 | 0.417 | 0.821 | 0.524 | 3.803 | 6.839 | 850 | 58.71 | -58.71
2194 | 0.065 | 0.22 | 0.145 | 0.214 | 0.028 | 0.47 | 0.89 | 0.63 | 3.54 | 7.548 | 850 | 60.89 | -60.89
2195 | 0.078 | 0.237 | 0.091 | 0.337 | 0.005 | 0.48 | 0.915 | 0.849 | 4.69 | 8.644 | 850 | 54.36 | -54.36
2196 | 0.103 | 0.48 | 0.125 | 0.457 | 0.041 | 0.449 | 0.896 | 0.888 | 5.577 | 9.536 | 850 | 35.39 | -35.39
2197 | 0.083 | 0.511 | 0.142 | 0.588 | 0.208 | 0.451 | 0.835 | 0.843 | 5.883 | 9.957 | 850 | 13.04 | -13.04
2198 | 0.054 | 0.394 | 0.159 | 0.313 | 0.479 | 0.556 | 0.751 | 0.804 | 6.222 | 10.112 | 850 | 0.03 | -0.03
2199 | 0.044 | 0.216 | 0.152 | 0.144 | 0.707 | 0.76 | 0.697 | 0.754 | 6.924 | 10.159 | 850 | -0.01 | 0.01
2200 | 0.026 | 0.096 | 0.109 | 0.063 | 0.77 | 0.82 | 0.671 | 0.671 | 7.531 | 10.049 | 850 | -0.01 | 0.01
2201 | 0.006 | 0.044 | 0.045 | 0.029 | 0.771 | 0.819 | 0.577 | 0.587 | 8.631 | 9.598 | 850 | -0.01 | 0.01
2202 | 0 | 0 | 0.001 | 0 | 0.766 | 0.818 | 0.5 | 0.551 | 10.095 | 8.011 | 850 | 5.79 | -5.79
2203 | 0 | 0 | 0 | 0 | 0.697 | 0.822 | 0.45 | 0.504 | 11.197 | 7.836 | 850 | 41.97 | -41.97
2204 | 0 | 0 | 0 | 0 | 0.6 | 0.807 | 0.428 | 0.44 | 11.347 | 8.573 | 850 | 48.53 | -48.53
2205 | 0 | 0 | 0 | 0 | 0.499 | 0.781 | 0.455 | 0.472 | 11.074 | 9.315 | 850 | 49.88 | -49.88
2206 | 0 | 0 | 0 | 0 | 0.493 | 0.74 | 0.483 | 0.537 | 10.894 | 11.433 | 850 | 45.69 | -45.69
2207 | 0 | 0 | 0 | 0 | 0.53 | 0.677 | 0.47 | 0.526 | 10.857 | 12.831 | 850 | 25.97 | -25.97
2208 | 0 | 0 | 0 | 0 | 0.537 | 0.65 | 0.427 | 0.494 | 11.053 | 13.315 | 850 | 7.47 | -7.47
2209 | 0 | 0 | 0 | 0 | 0.555 | 0.647 | 0.388 | 0.51 | 10.988 | 13.527 | 850 | 7.97 | -7.97
2210 | 0 | 0 | 0 | 0 | 0.599 | 0.639 | 0.431 | 0.478 | 10.906 | 13.561 | 850 | 1.28 | -1.28
2211 | 0 | 0 | 0 | 0 | 0.59 | 0.628 | 0.462 | 0.501 | 10.699 | 13.675 | 850 | 0.61 | -0.61
2212 | 0 | 0 | 0 | 0 | 0.587 | 0.609 | 0.528 | 0.513 | 10.741 | 13.935 | 850 | 0.87 | -0.87
2213 | 0 | 0 | 0 | 0 | 0.593 | 0.581 | 0.567 | 0.521 | 10.834 | 13.912 | 850 | 1.94 | -1.94
2214 | 0.011 | 0.039 | 0 | 0.017 | 0.595 | 0.582 | 0.605 | 0.517 | 11.033 | 14.186 | 850 | 7.27 | -7.27
2215 | 0.128 | 0.205 | 0.024 | 0.054 | 0.622 | 0.679 | 0.673 | 0.555 | 11.279 | 14.034 | 850 | 57.22 | -57.22
2216 | 0.284 | 0.398 | 0.081 | 0.075 | 0.725 | 0.849 | 0.776 | 0.754 | 11.793 | 14.32 | 850 | 74.36 | -74.36
2217 | 0.254 | 0.531 | 0.223 | 0.172 | 0.803 | 0.889 | 0.813 | 0.824 | 12.332 | 14.505 | 850 | 68.93 | -68.93
2218 | 0.425 | 0.612 | 0.5 | 0.502 | 0.841 | 0.896 | 0.81 | 0.851 | 12.342 | 14.835 | 850 | 46.98 | -46.98
2219 | 0.594 | 0.606 | 0.638 | 0.56 | 0.853 | 0.903 | 0.798 | 0.846 | 12.217 | 14.955 | 850 | 2.66 | -2.66
2220 | 0.635 | 0.363 | 0.658 | 0.549 | 0.837 | 0.902 | 0.788 | 0.818 | 11.895 | 14.728 | 850 | -0.06 | 0.06
2221 | 0.591 | 0.366 | 0.604 | 0.585 | 0.814 | 0.894 | 0.768 | 0.779 | 11.384 | 14.203 | 850 | -1.09 | 1.09
2222 | 0.378 | 0.39 | 0.534 | 0.549 | 0.804 | 0.882 | 0.755 | 0.755 | 10.6 | 13.232 | 850 | -0.97 | 0.97
2223 | 0.145 | 0.306 | 0.436 | 0.436 | 0.758 | 0.846 | 0.734 | 0.74 | 9.724 | 12.354 | 850 | -0.07 | 0.07
2224 | 0.091 | 0.182 | 0.304 | 0.265 | 0.692 | 0.784 | 0.691 | 0.714 | 8.888 | 11.428 | 850 | 0 | 0
2225 | 0.059 | 0.064 | 0.129 | 0.061 | 0.666 | 0.723 | 0.57 | 0.659 | 8.007 | 10.411 | 850 | 4.31 | -4.31
2226 | 0.002 | 0 | 0.005 | 0 | 0.7 | 0.709 | 0.505 | 0.63 | 7.589 | 9.445 | 850 | 41.46 | -41.46
2227 | 0 | 0 | 0 | 0 | 0.714 | 0.701 | 0.478 | 0.577 | 7.3 | 8.545 | 850 | 72.7 | -72.7
2228 | 0 | 0 | 0 | 0 | 0.671 | 0.695 | 0.409 | 0.53 | 6.895 | 8.174 | 850 | 95.39 | -95.39
2229 | 0 | 0 | 0 | 0 | 0.6 | 0.735 | 0.331 | 0.525 | 6.543 | 8.011 | 850 | 94.88 | -94.88
2230 | 0 | 0 | 0 | 0 | 0.565 | 0.757 | 0.281 | 0.522 | 6.417 | 8.033 | 850 | 78.13 | -78.13
2231 | 0 | 0 | 0 | 0 | 0.498 | 0.772 | 0.246 | 0.48 | 6.278 | 8.32 | 850 | 74.86 | -74.86
2232 | 0 | 0 | 0 | 0 | 0.489 | 0.772 | 0.217 | 0.445 | 6.061 | 8.59 | 850 | 70.88 | -70.88
2233 | 0 | 0 | 0 | 0 | 0.44 | 0.755 | 0.22 | 0.409 | 5.859 | 8.941 | 850 | 74.13 | -74.13
2234 | 0 | 0 | 0 | 0 | 0.44 | 0.702 | 0.244 | 0.359 | 5.855 | 8.988 | 850 | 71.75 | -71.75
2235 | 0 | 0 | 0 | 0 | 0.337 | 0.68 | 0.264 | 0.299 | 6.254 | 8.729 | 850 | 70.05 | -70.05
2236 | 0 | 0 | 0 | 0 | 0.233 | 0.573 | 0.298 | 0.222 | 6.844 | 8.26 | 850 | 72.51 | -72.51
2237 | 0 | 0 | 0 | 0 | 0.169 | 0.446 | 0.396 | 0.195 | 7.312 | 7.59 | 850 | 72.34 | -72.34
2238 | 0 | 0.012 | 0 | 0.017 | 0.147 | 0.334 | 0.433 | 0.187 | 7.724 | 6.575 | 850 | 78.71 | -78.71
2239 | 0.008 | 0.083 | 0.017 | 0.063 | 0.143 | 0.228 | 0.33 | 0.144 | 7.953 | 5.462 | 850 | 94.91 | -94.91
2240 | 0.023 | 0.175 | 0.053 | 0.1 | 0.161 | 0.178 | 0.192 | 0.074 | 8.07 | 4.55 | 850 | 117.93 | -117.93
2241 | 0.048 | 0.264 | 0.104 | 0.14 | 0.193 | 0.132 | 0.232 | 0.032 | 8.16 | 3.656 | 850 | 117.93 | -117.93
2242 | 0.095 | 0.184 | 0.161 | 0.167 | 0.268 | 0.101 | 0.326 | 0.028 | 8.214 | 2.875 | 850 | 100.98 | -100.98
2243 | 0.14 | 0.137 | 0.173 | 0.188 | 0.355 | 0.104 | 0.47 | 0.041 | 8.139 | 2.62 | 850 | 107.35 | -107.35
2244 | 0.147 | 0.129 | 0.126 | 0.231 | 0.393 | 0.095 | 0.605 | 0.063 | 8.037 | 3.155 | 850 | 90.81 | -90.81
2245 | 0.103 | 0.097 | 0.085 | 0.233 | 0.352 | 0.078 | 0.709 | 0.066 | 7.991 | 4.026 | 850 | 82.03 | -82.03
2246 | 0.235 | 0.092 | 0.062 | 0.222 | 0.384 | 0.076 | 0.777 | 0.067 | 8.213 | 4.812 | 850 | 76.88 | -76.88
2247 | 0.171 | 0.068 | 0.052 | 0.158 | 0.399 | 0.086 | 0.744 | 0.092 | 8.527 | 5.6 | 850 | 73.04 | -73.04
2248 | 0.096 | 0.038 | 0.07 | 0.06 | 0.338 | 0.117 | 0.709 | 0.16 | 8.896 | 6.648 | 850 | 73.07 | -73.07
2249 | 0.068 | 0.011 | 0.067 | 0.007 | 0.312 | 0.196 | 0.702 | 0.253 | 9.333 | 7.842 | 850 | 76.7 | -76.7
2250 | 0.003 | 0 | 0.005 | 0 | 0.423 | 0.287 | 0.724 | 0.33 | 9.96 | 8.985 | 850 | 92.44 | -92.44
2251 | 0 | 0 | 0 | 0 | 0.48 | 0.349 | 0.729 | 0.409 | 10.524 | 9.705 | 850 | 108.14 | -108.14
2252 | 0 | 0 | 0 | 0 | 0.555 | 0.376 | 0.731 | 0.537 | 10.962 | 10.047 | 850 | 123.3 | -123.3
2253 | 0 | 0 | 0 | 0 | 0.611 | 0.399 | 0.74 | 0.581 | 11.308 | 10.239 | 850 | 101.58 | -101.58
2254 | 0 | 0 | 0 | 0 | 0.649 | 0.408 | 0.754 | 0.606 | 11.868 | 9.908 | 850 | 80.97 | -80.97
2255 | 0 | 0 | 0 | 0 | 0.682 | 0.402 | 0.742 | 0.599 | 12.289 | 9.523 | 850 | 75.51 | -75.51
2256 | 0 | 0 | 0 | 0 | 0.697 | 0.383 | 0.713 | 0.622 | 12.754 | 9.171 | 850 | 63.89 | -63.89
2257 | 0 | 0 | 0 | 0 | 0.651 | 0.366 | 0.68 | 0.642 | 12.704 | 8.844 | 850 | 54.52 | -54.52
2258 | 0 | 0 | 0 | 0 | 0.682 | 0.36 | 0.665 | 0.63 | 12.331 | 8.54 | 850 | 52.01 | -52.01
2259 | 0 | 0 | 0 | 0 | 0.672 | 0.373 | 0.639 | 0.605 | 11.683 | 8.597 | 850 | 50.17 | -50.17
2260 | 0 | 0 | 0 | 0 | 0.58 | 0.393 | 0.559 | 0.587 | 11.292 | 9.03 | 850 | 51.57 | -51.57
2261 | 0 | 0 | 0 | 0 | 0.496 | 0.446 | 0.541 | 0.592 | 10.603 | 9.45 | 850 | 51.94 | -51.94
2262 | 0.013 | 0.044 | 0.009 | 0.013 | 0.484 | 0.4 | 0.556 | 0.602 | 10.293 | 9.313 | 850 | 55.1 | -55.1
2263 | 0.021 | 0.184 | 0.03 | 0.086 | 0.528 | 0.353 | 0.501 | 0.478 | 9.717 | 8.622 | 850 | 67.52 | -67.52
2264 | 0.025 | 0.365 | 0.056 | 0.227 | 0.593 | 0.39 | 0.537 | 0.527 | 9.03 | 8.755 | 850 | 79.16 | -79.16
2265 | 0.059 | 0.425 | 0.165 | 0.42 | 0.731 | 0.45 | 0.7 | 0.541 | 8.523 | 8.879 | 850 | 77.18 | -77.18
2266 | 0.056 | 0.263 | 0.15 | 0.284 | 0.757 | 0.518 | 0.784 | 0.507 | 8.797 | 8.926 | 850 | 71.94 | -71.94
2267 | 0.065 | 0.227 | 0.117 | 0.195 | 0.785 | 0.587 | 0.776 | 0.484 | 9.294 | 8.989 | 850 | 69.45 | -69.45
2268 | 0.096 | 0.14 | 0.099 | 0.251 | 0.817 | 0.666 | 0.748 | 0.508 | 10.369 | 9.12 | 850 | 63.06 | -63.06
2269 | 0.197 | 0.089 | 0.131 | 0.136 | 0.823 | 0.724 | 0.767 | 0.605 | 11.897 | 9.387 | 850 | 58.08 | -58.08
2270 | 0.414 | 0.067 | 0.176 | 0.08 | 0.868 | 0.796 | 0.825 | 0.659 | 13.107 | 9.744 | 850 | 56.22 | -56.22
2271 | 0.261 | 0.08 | 0.165 | 0.053 | 0.883 | 0.865 | 0.84 | 0.57 | 13.316 | 10.165 | 850 | 55.49 | -55.49
2272 | 0.156 | 0.164 | 0.173 | 0.048 | 0.842 | 0.836 | 0.809 | 0.411 | 12.673 | 11.526 | 850 | 56.17 | -56.17
2273 | 0.058 | 0.074 | 0.107 | 0.017 | 0.804 | 0.766 | 0.759 | 0.45 | 11.472 | 12.62 | 850 | 57.08 | -57.08
2274 | 0.005 | 0 | 0.007 | 0 | 0.789 | 0.74 | 0.745 | 0.584 | 10.828 | 12.738 | 850 | 69.08 | -69.08
2275 | 0 | 0 | 0 | 0 | 0.763 | 0.737 | 0.723 | 0.659 | 10.416 | 12.217 | 850 | 75.36 | -75.36
2276 | 0 | 0 | 0 | 0 | 0.676 | 0.695 | 0.634 | 0.659 | 10.205 | 11.583 | 850 | 90.66 | -90.66
2277 | 0 | 0 | 0 | 0 | 0.599 | 0.593 | 0.502 | 0.63 | 10.298 | 11.244 | 850 | 80.58 | -80.58
2278 | 0 | 0 | 0 | 0 | 0.64 | 0.593 | 0.482 | 0.46 | 10.243 | 10.628 | 850 | 73.29 | -73.29
2279 | 0 | 0 | 0 | 0 | 0.659 | 0.656 | 0.449 | 0.377 | 9.993 | 10.432 | 850 | 71.47 | -71.47
2280 | 0 | 0 | 0 | 0 | 0.577 | 0.602 | 0.447 | 0.344 | 10.209 | 10.281 | 850 | 61.53 | -61.53
2281 | 0 | 0 | 0 | 0 | 0.559 | 0.538 | 0.37 | 0.322 | 9.787 | 10.832 | 850 | 62.72 | -62.72
2282 | 0 | 0 | 0 | 0 | 0.541 | 0.489 | 0.295 | 0.334 | 9.221 | 10.6 | 850 | 59.08 | -59.08
2283 | 0 | 0 | 0 | 0 | 0.534 | 0.443 | 0.296 | 0.327 | 8.776 | 10.181 | 850 | 55.96 | -55.96
2284 | 0 | 0 | 0 | 0 | 0.528 | 0.412 | 0.328 | 0.294 | 9.377 | 9.688 | 850 | 56.59 | -56.59
2285 | 0 | 0 | 0 | 0 | 0.573 | 0.419 | 0.289 | 0.277 | 9.702 | 9.087 | 850 | 53.9 | -53.9
2286 | 0.007 | 0.028 | 0.004 | 0.004 | 0.565 | 0.388 | 0.221 | 0.253 | 10.042 | 9.3 | 850 | 62.5 | -62.5
2287 | 0.065 | 0.059 | 0.108 | 0.042 | 0.417 | 0.344 | 0.161 | 0.193 | 10.676 | 9.391 | 850 | 76.29 | -76.29
2288 | 0.156 | 0.144 | 0.242 | 0.16 | 0.36 | 0.297 | 0.135 | 0.108 | 11.337 | 9.61 | 850 | 84.24 | -84.24
2289 | 0.182 | 0.269 | 0.41 | 0.411 | 0.55 | 0.357 | 0.187 | 0.078 | 12.376 | 9.672 | 850 | 81 | -81
2290 | 0.123 | 0.396 | 0.469 | 0.524 | 0.493 | 0.467 | 0.279 | 0.066 | 13.173 | 9.866 | 850 | 67.59 | -67.59
2291 | 0.125 | 0.602 | 0.434 | 0.565 | 0.559 | 0.484 | 0.424 | 0.055 | 13.639 | 10.288 | 850 | 50.5 | -50.5
2292 | 0.103 | 0.55 | 0.504 | 0.421 | 0.661 | 0.492 | 0.593 | 0.055 | 15.734 | 10.94 | 850 | 25.97 | -25.97
2293 | 0.101 | 0.333 | 0.396 | 0.299 | 0.837 | 0.472 | 0.662 | 0.058 | 16.824 | 10.416 | 850 | 9.16 | -9.16
2294 | 0.14 | 0.184 | 0.165 | 0.302 | 0.901 | 0.454 | 0.602 | 0.065 | 17.098 | 10.692 | 850 | 0 | 0
2295 | 0.054 | 0.137 | 0.208 | 0.168 | 0.907 | 0.504 | 0.542 | 0.079 | 16.868 | 12.611 | 850 | -0.1 | 0.1
2296 | 0.028 | 0.037 | 0.221 | 0.073 | 0.867 | 0.604 | 0.492 | 0.096 | 16.011 | 13.951 | 850 | 0.05 | -0.05
2297 | 0.074 | 0 | 0.075 | 0.06 | 0.832 | 0.706 | 0.473 | 0.179 | 14.955 | 14.84 | 850 | 8.09 | -8.09
2298 | 0.014 | 0 | 0.005 | 0 | 0.814 | 0.781 | 0.507 | 0.439 | 14.475 | 15.238 | 850 | 37.46 | -37.46
2299 | 0 | 0 | 0 | 0 | 0.744 | 0.831 | 0.497 | 0.554 | 13.893 | 14.486 | 850 | 49.65 | -49.65
2300 | 0 | 0 | 0 | 0 | 0.587 | 0.765 | 0.454 | 0.52 | 13.044 | 14.059 | 850 | 55.94 | -55.94
2301 | 0 | 0 | 0 | 0 | 0.548 | 0.683 | 0.424 | 0.507 | 12.937 | 13.396 | 850 | 55.64 | -55.64
2302 | 0 | 0 | 0 | 0 | 0.593 | 0.612 | 0.412 | 0.44 | 12.548 | 12.606 | 850 | 54.71 | -54.71
2303 | 0 | 0 | 0 | 0 | 0.556 | 0.506 | 0.413 | 0.328 | 12.147 | 12.013 | 850 | 56.13 | -56.13
2304 | 0 | 0 | 0 | 0 | 0.507 | 0.45 | 0.409 | 0.245 | 11.863 | 11.175 | 850 | 55.07 | -55.07
2305 | 0 | 0 | 0 | 0 | 0.504 | 0.421 | 0.393 | 0.217 | 11.284 | 10.874 | 850 | 43.08 | -43.08
2306 | 0 | 0 | 0 | 0 | 0.481 | 0.41 | 0.361 | 0.239 | 10.727 | 10.566 | 850 | 45.01 | -45.01
2307 | 0 | 0 | 0 | 0 | 0.492 | 0.409 | 0.332 | 0.217 | 10.098 | 10.226 | 850 | 46.89 | -46.89
2308 | 0 | 0 | 0 | 0 | 0.501 | 0.403 | 0.312 | 0.231 | 9.678 | 10.01 | 850 | 47.56 | -47.56
2309 | 0 | 0 | 0 | 0 | 0.498 | 0.384 | 0.288 | 0.271 | 9.539 | 9.905 | 850 | 50.65 | -50.65
2310 | 0.022 | 0.04 | 0.02 | 0.037 | 0.447 | 0.315 | 0.298 | 0.277 | 9.403 | 9.575 | 850 | 54.88 | -54.88
2311 | 0.142 | 0.129 | 0.18 | 0.188 | 0.271 | 0.183 | 0.228 | 0.146 | 9.015 | 8.754 | 850 | 58.73 | -58.73
2312 | 0.24 | 0.26 | 0.38 | 0.389 | 0.159 | 0.133 | 0.111 | 0.046 | 8.782 | 7.948 | 850 | 59.87 | -59.87
2313 | 0.365 | 0.468 | 0.534 | 0.543 | 0.242 | 0.188 | 0.097 | 0.038 | 9.416 | 7.803 | 850 | 59.24 | -59.24
2314 | 0.568 | 0.596 | 0.64 | 0.646 | 0.361 | 0.187 | 0.131 | 0.052 | 10.807 | 7.212 | 850 | 48.94 | -48.94
2315 | 0.631 | 0.645 | 0.697 | 0.698 | 0.42 | 0.174 | 0.147 | 0.04 | 12.056 | 6.754 | 850 | 29.42 | -29.42
2316 | 0.644 | 0.628 | 0.709 | 0.705 | 0.497 | 0.148 | 0.175 | 0.029 | 12.974 | 6.593 | 850 | -0.73 | 0.73
2317 | 0.627 | 0.493 | 0.679 | 0.663 | 0.594 | 0.117 | 0.201 | 0.025 | 13.832 | 6.531 | 850 | -16.4 | 16.4
2318 | 0.571 | 0.434 | 0.604 | 0.584 | 0.659 | 0.108 | 0.225 | 0.023 | 14.253 | 6.828 | 850 | -59.92 | 59.92
2319 | 0.444 | 0.344 | 0.485 | 0.466 | 0.685 | 0.123 | 0.254 | 0.017 | 14.398 | 7.457 | 850 | -57.59 | 57.59
2320 | 0.234 | 0.24 | 0.322 | 0.306 | 0.709 | 0.159 | 0.28 | 0.018 | 14.307 | 8.333 | 850 | -34.61 | 34.61
2321 | 0.063 | 0.102 | 0.139 | 0.121 | 0.727 | 0.271 | 0.345 | 0.023 | 13.902 | 9.887 | 850 | -4.66 | 4.66
2322 | 0.004 | 0 | 0.008 | 0 | 0.702 | 0.482 | 0.46 | 0.089 | 13.633 | 11.5 | 850 | 15.81 | -15.81
2323 | 0 | 0 | 0 | 0 | 0.7 | 0.632 | 0.524 | 0.232 | 13.689 | 12.286 | 850 | 67.56 | -67.56
2324 | 0 | 0 | 0 | 0 | 0.687 | 0.675 | 0.563 | 0.362 | 13.204 | 12.397 | 850 | 73.99 | -73.99
2325 | 0 | 0 | 0 | 0 | 0.682 | 0.667 | 0.579 | 0.382 | 12.862 | 12.255 | 850 | 68.65 | -68.65
2326 | 0 | 0 | 0 | 0 | 0.694 | 0.649 | 0.58 | 0.328 | 12.542 | 12.028 | 850 | 46.46 | -46.46
2327 | 0 | 0 | 0 | 0 | 0.627 | 0.626 | 0.554 | 0.26 | 12.222 | 11.747 | 850 | 45.07 | -45.07
2328 | 0 | 0 | 0 | 0 | 0.577 | 0.6 | 0.534 | 0.228 | 11.735 | 11.326 | 850 | 25.88 | -25.88
2329 | 0 | 0 | 0 | 0 | 0.595 | 0.577 | 0.518 | 0.21 | 10.952 | 10.733 | 850 | 10.97 | -10.97
2330 | 0 | 0 | 0 | 0 | 0.612 | 0.568 | 0.503 | 0.192 | 10.531 | 10.259 | 850 | 0.09 | -0.09
2331 | 0 | 0 | 0 | 0 | 0.611 | 0.584 | 0.504 | 0.175 | 11.561 | 10.208 | 850 | 0 | 0
2332 | 0 | 0 | 0 | 0 | 0.583 | 0.58 | 0.541 | 0.191 | 13.218 | 10.343 | 850 | 0 | 0
2333 | 0 | 0 | 0 | 0 | 0.534 | 0.561 | 0.602 | 0.218 | 13.042 | 10.377 | 850 | 0 | 0
2334 | 0.001 | 0.016 | 0.011 | 0.026 | 0.442 | 0.497 | 0.636 | 0.243 | 12.745 | 10.333 | 850 | 0 | 0
2335 | 0.038 | 0.072 | 0.081 | 0.117 | 0.293 | 0.367 | 0.497 | 0.162 | 13.333 | 10.54 | 850 | 0 | 0
2336 | 0.09 | 0.182 | 0.198 | 0.252 | 0.245 | 0.245 | 0.277 | 0.069 | 13.357 | 10.822 | 850 | 0 | 0
2337 | 0.221 | 0.377 | 0.329 | 0.425 | 0.355 | 0.29 | 0.289 | 0.095 | 13.327 | 9.854 | 850 | 0 | 0
2338 | 0.47 | 0.5 | 0.438 | 0.541 | 0.602 | 0.449 | 0.242 | 0.162 | 13.606 | 8.91 | 850 | -0.01 | 0.01
2339 | 0.579 | 0.538 | 0.465 | 0.559 | 0.7 | 0.366 | 0.147 | 0.189 | 13.419 | 8.966 | 850 | -0.16 | 0.16
2340 | 0.585 | 0.543 | 0.463 | 0.527 | 0.691 | 0.188 | 0.099 | 0.169 | 13.116 | 9.611 | 850 | -3.25 | 3.25
2341 | 0.559 | 0.514 | 0.464 | 0.429 | 0.677 | 0.091 | 0.072 | 0.118 | 12.906 | 10.044 | 850 | -9.94 | 9.94
2342 | 0.438 | 0.424 | 0.462 | 0.343 | 0.636 | 0.078 | 0.058 | 0.054 | 12.339 | 9.331 | 850 | -26.79 | 26.79
2343 | 0.392 | 0.296 | 0.392 | 0.272 | 0.533 | 0.099 | 0.08 | 0.014 | 11.424 | 8.176 | 850 | -20.06 | 20.06
2344 | 0.246 | 0.16 | 0.249 | 0.169 | 0.528 | 0.104 | 0.138 | 0.008 | 11.009 | 6.727 | 850 | -5.04 | 5.04
2345 | 0.048 | 0.058 | 0.092 | 0.059 | 0.491 | 0.149 | 0.169 | 0.047 | 10.328 | 5.832 | 850 | -0.16 | 0.16
2346 | 0 | 0 | 0.004 | 0 | 0.503 | 0.177 | 0.229 | 0.206 | 9.651 | 5.13 | 850 | 6.92 | -6.92
2347 | 0 | 0 | 0 | 0 | 0.549 | 0.209 | 0.32 | 0.43 | 9.987 | 5.052 | 850 | 91.46 | -91.46
2348 | 0 | 0 | 0 | 0 | 0.46 | 0.28 | 0.351 | 0.587 | 10.243 | 6.398 | 850 | 108.39 | -108.39
2349 | 0 | 0 | 0 | 0 | 0.248 | 0.267 | 0.292 | 0.668 | 10.185 | 8.316 | 850 | 106.4 | -106.4
2350 | 0 | 0 | 0 | 0 | 0.087 | 0.203 | 0.242 | 0.708 | 9.951 | 9.63 | 850 | 89.95 | -89.95
2351 | 0 | 0 | 0 | 0 | 0.04 | 0.146 | 0.393 | 0.703 | 9.637 | 9.991 | 850 | 77.46 | -77.46
2352 | 0 | 0 | 0 | 0 | 0.02 | 0.104 | 0.573 | 0.704 | 8.87 | 9.517 | 850 | 72.06 | -72.06
2353 | 0 | 0 | 0 | 0 | 0.021 | 0.063 | 0.56 | 0.691 | 7.935 | 8.889 | 850 | 70.77 | -70.77
2354 | 0 | 0 | 0 | 0 | 0.063 | 0.021 | 0.477 | 0.6 | 7.561 | 8.475 | 850 | 70.71 | -70.71
2355 | 0 | 0 | 0 | 0 | 0.064 | 0.058 | 0.409 | 0.473 | 7.261 | 7.724 | 850 | 68.12 | -68.12
2356 | 0 | 0 | 0 | 0 | 0.06 | 0.104 | 0.373 | 0.439 | 7.175 | 5.818 | 850 | 70.71 | -70.71
2357 | 0 | 0 | 0 | 0 | 0.092 | 0.135 | 0.347 | 0.44 | 6.917 | 5.088 | 850 | 71.57 | -71.57
2358 | 0.019 | 0.018 | 0.018 | 0.032 | 0.078 | 0.125 | 0.319 | 0.323 | 6.427 | 5.33 | 850 | 77.44 | -77.44
2359 | 0.112 | 0.037 | 0.111 | 0.179 | 0.028 | 0.067 | 0.203 | 0.154 | 5.685 | 5.388 | 850 | 101.99 | -101.99
2360 | 0.182 | 0.16 | 0.249 | 0.331 | 0.014 | 0.031 | 0.08 | 0.077 | 5.083 | 4.899 | 850 | 149.78 | -149.78
2361 | 0.245 | 0.399 | 0.419 | 0.494 | 0.015 | 0.025 | 0.082 | 0.046 | 4.832 | 4.149 | 850 | 128.52 | -128.52
2362 | 0.338 | 0.554 | 0.559 | 0.564 | 0.013 | 0.03 | 0.174 | 0.028 | 4.398 | 3.48 | 850 | 85.51 | -85.51
2363 | 0.397 | 0.614 | 0.593 | 0.614 | 0.011 | 0.042 | 0.271 | 0.008 | 3.662 | 3.272 | 850 | 80.6 | -80.6
2364 | 0.385 | 0.632 | 0.558 | 0.616 | 0.013 | 0.062 | 0.283 | 0.002 | 3.322 | 3.639 | 850 | 71.23 | -71.23
2365 | 0.39 | 0.581 | 0.478 | 0.558 | 0.024 | 0.09 | 0.257 | 0.017 | 3.473 | 3.976 | 850 | 64.7 | -64.7
2366 | 0.33 | 0.496 | 0.412 | 0.447 | 0.039 | 0.133 | 0.305 | 0.047 | 4.057 | 4.307 | 850 | 60 | -60
2367 | 0.131 | 0.354 | 0.361 | 0.277 | 0.045 | 0.165 | 0.315 | 0.084 | 4.855 | 4.959 | 850 | 57.89 | -57.89
2368 | 0.156 | 0.189 | 0.11 | 0.148 | 0.041 | 0.158 | 0.157 | 0.098 | 5.55 | 6.512 | 850 | 63.4 | -63.4
2369 | 0.056 | 0.072 | 0.034 | 0.056 | 0.034 | 0.128 | 0.028 | 0.123 | 6.171 | 7.609 | 850 | 70 | -70
2370 | 0.008 | 0.001 | 0 | 0 | 0.032 | 0.159 | 0.138 | 0.215 | 7.002 | 7.784 | 850 | 75.01 | -75.01
2371 | 0 | 0 | 0 | 0 | 0.071 | 0.257 | 0.45 | 0.342 | 7.797 | 7.137 | 850 | 104.9 | -104.9
2372 | 0 | 0 | 0 | 0 | 0.126 | 0.26 | 0.59 | 0.421 | 8.451 | 6.402 | 850 | 137.3 | -137.3
2373 | 0 | 0 | 0 | 0 | 0.187 | 0.187 | 0.587 | 0.451 | 8.986 | 5.756 | 850 | 124.8 | -124.8
2374 | 0 | 0 | 0 | 0 | 0.293 | 0.134 | 0.729 | 0.487 | 9.369 | 5.033 | 850 | 84.85 | -84.85
2375 | 0 | 0 | 0 | 0 | 0.466 | 0.112 | 0.723 | 0.522 | 9.802 | 4.978 | 850 | 77 | -77
2376 | 0 | 0 | 0 | 0 | 0.485 | 0.15 | 0.618 | 0.518 | 10.242 | 5.812 | 850 | 70.19 | -70.19
2377 | 0 | 0 | 0 | 0 | 0.406 | 0.208 | 0.551 | 0.439 | 10.311 | 6.65 | 850 | 78.21 | -78.21
2378 | 0 | 0 | 0 | 0 | 0.554 | 0.222 | 0.606 | 0.307 | 9.798 | 7.242 | 850 | 69.39 | -69.39
2379 | 0 | 0 | 0 | 0 | 0.564 | 0.208 | 0.819 | 0.216 | 10.66 | 8.219 | 850 | 64.73 | -64.73
2380 | 0 | 0 | 0 | 0 | 0.452 | 0.169 | 0.836 | 0.213 | 12.651 | 9.399 | 850 | 59.95 | -59.95
2381 | 0 | 0 | 0 | 0 | 0.156 | 0.212 | 0.758 | 0.181 | 12.482 | 9.675 | 850 | 62.48 | -62.48
2382 | 0.001 | 0.031 | 0 | 0.033 | 0.066 | 0.322 | 0.731 | 0.168 | 11.929 | 8.34 | 850 | 68.34 | -68.34
2383 | 0.069 | 0.111 | 0.056 | 0.132 | 0.132 | 0.264 | 0.719 | 0.161 | 10.769 | 6.086 | 850 | 86.69 | -86.69
2384 | 0.075 | 0.226 | 0.157 | 0.239 | 0.37 | 0.202 | 0.673 | 0.192 | 11.449 | 3.607 | 850 | 90.9 | -90.9
2385 | 0.097 | 0.374 | 0.198 | 0.363 | 0.702 | 0.239 | 0.602 | 0.318 | 13.049 | 3.963 | 850 | 79.78 | -79.78
2386 | 0.197 | 0.49 | 0.192 | 0.456 | 0.826 | 0.279 | 0.57 | 0.589 | 12.957 | 5.927 | 850 | 68.3 | -68.3
2387 | 0.26 | 0.493 | 0.172 | 0.5 | 0.763 | 0.335 | 0.544 | 0.612 | 12.637 | 5.23 | 850 | 51.6 | -51.6
2388 | 0.284 | 0.451 | 0.22 | 0.572 | 0.694 | 0.555 | 0.515 | 0.658 | 12.092 | 5.115 | 850 | 43.98 | -43.98
2389 | 0.342 | 0.285 | 0.276 | 0.472 | 0.712 | 0.785 | 0.473 | 0.752 | 12.378 | 7.383 | 850 | 36.05 | -36.05
2390 | 0.434 | 0.157 | 0.306 | 0.27 | 0.754 | 0.845 | 0.449 | 0.798 | 13.435 | 10.747 | 850 | 10.09 | -10.09
2391 | 0.251 | 0.146 | 0.176 | 0.052 | 0.771 | 0.834 | 0.41 | 0.751 | 13.982 | 12.476 | 850 | 10.5 | -10.5
2392 | 0.113 | 0.097 | 0.094 | 0.024 | 0.78 | 0.796 | 0.36 | 0.681 | 14.743 | 11.468 | 850 | 29.04 | -29.04
2393 | 0.085 | 0.019 | 0.058 | 0.01 | 0.796 | 0.708 | 0.296 | 0.59 | 15.331 | 9.62 | 850 | 38.27 | -38.27
2394 | 0.016 | 0 | 0.007 | 0 | 0.802 | 0.526 | 0.234 | 0.482 | 15.678 | 8.662 | 850 | 50.15 | -50.15
2395 | 0 | 0 | 0 | 0 | 0.81 | 0.335 | 0.245 | 0.396 | 15.785 | 8.383 | 850 | 65.9 | -65.9
2396 | 0 | 0 | 0 | 0 | 0.81 | 0.282 | 0.262 | 0.347 | 15.968 | 9.367 | 850 | 81.75 | -81.75
2397 | 0 | 0 | 0 | 0 | 0.801 | 0.328 | 0.245 | 0.325 | 16.256 | 10.042 | 850 | 81.74 | -81.74
2398 | 0 | 0 | 0 | 0 | 0.78 | 0.415 | 0.232 | 0.322 | 16.323 | 10.34 | 850 | 67.98 | -67.98
2399 | 0 | 0 | 0 | 0 | 0.711 | 0.478 | 0.239 | 0.286 | 16.029 | 10.756 | 850 | 60.51 | -60.51
2400 | 0 | 0 | 0 | 0 | 0.68 | 0.558 | 0.249 | 0.251 | 15.785 | 11.12 | 850 | 35.49 | -35.49
2401 | 0 | 0 | 0 | 0 | 0.666 | 0.534 | 0.221 | 0.231 | 15.513 | 11.375 | 850 | 22.89 | -22.89
2402 | 0 | 0 | 0 | 0 | 0.619 | 0.491 | 0.191 | 0.205 | 15.497 | 11.727 | 850 | 5.95 | -5.95
2403 | 0 | 0 | 0 | 0 | 0.539 | 0.462 | 0.161 | 0.196 | 15.424 | 12.041 | 850 | 6.19 | -6.19
2404 | 0 | 0 | 0 | 0 | 0.489 | 0.459 | 0.156 | 0.189 | 15.137 | 12.325 | 850 | 8.99 | -8.99
2405 | 0 | 0 | 0 | 0 | 0.458 | 0.424 | 0.162 | 0.17 | 14.365 | 13.133 | 850 | 26.3 | -26.3
2406 | 0.024 | 0.013 | 0.018 | 0.006 | 0.394 | 0.393 | 0.128 | 0.144 | 13.207 | 13.565 | 850 | 50.03 | -50.03
2407 | 0.135 | 0.076 | 0.087 | 0.039 | 0.386 | 0.396 | 0.11 | 0.125 | 11.533 | 13.69 | 850 | 75.91 | -75.91
2408 | 0.335 | 0.151 | 0.295 | 0.097 | 0.403 | 0.56 | 0.086 | 0.124 | 10.368 | 13.593 | 850 | 99.63 | -99.63
2409 | 0.49 | 0.192 | 0.5 | 0.204 | 0.344 | 0.55 | 0.087 | 0.111 | 9.666 | 13.166 | 850 | 106.02 | -106.02
2410 | 0.588 | 0.26 | 0.592 | 0.342 | 0.322 | 0.485 | 0.071 | 0.078 | 9.414 | 12.695 | 850 | 80.46 | -80.46
2411 | 0.623 | 0.348 | 0.616 | 0.417 | 0.322 | 0.43 | 0.053 | 0.049 | 9.361 | 12.149 | 850 | 67.66 | -67.66
2412 | 0.623 | 0.466 | 0.626 | 0.49 | 0.329 | 0.376 | 0.064 | 0.033 | 9.54 | 11.629 | 850 | 56.05 | -56.05
2413 | 0.6 | 0.545 | 0.629 | 0.472 | 0.319 | 0.338 | 0.079 | 0.032 | 9.71 | 11.173 | 850 | 55.62 | -55.62
2414 | 0.547 | 0.522 | 0.577 | 0.434 | 0.294 | 0.312 | 0.092 | 0.04 | 9.563 | 10.842 | 850 | 30.32 | -30.32
2415 | 0.447 | 0.406 | 0.472 | 0.334 | 0.262 | 0.284 | 0.1 | 0.048 | 9.347 | 10.508 | 850 | 31.29 | -31.29
2416 | 0.299 | 0.235 | 0.328 | 0.193 | 0.244 | 0.249 | 0.112 | 0.046 | 9.075 | 9.843 | 850 | 55.35 | -55.35
2417 | 0.141 | 0.086 | 0.15 | 0.072 | 0.24 | 0.222 | 0.12 | 0.041 | 8.398 | 8.753 | 850 | 62.91 | -62.91
2418 | 0.02 | 0.005 | 0.016 | 0.005 | 0.274 | 0.243 | 0.157 | 0.03 | 7.686 | 8.142 | 850 | 75.32 | -75.32
2419 | 0 | 0 | 0 | 0 | 0.328 | 0.242 | 0.17 | 0.021 | 7.59 | 7.674 | 850 | 100.83 | -100.83
2420 | 0 | 0 | 0 | 0 | 0.392 | 0.22 | 0.181 | 0.016 | 8.288 | 7.054 | 850 | 191.15 | -191.15
2421 | 0 | 0 | 0 | 0 | 0.476 | 0.199 | 0.197 | 0.013 | 9.415 | 6.971 | 850 | 191.19 | -191.19
2422 | 0 | 0 | 0 | 0 | 0.551 | 0.186 | 0.188 | 0.013 | 10.716 | 7.539 | 850 | 115.59 | -115.59
2423 | 0 | 0 | 0 | 0 | 0.609 | 0.192 | 0.182 | 0.017 | 11.951 | 8.528 | 850 | 86.1 | -86.1
2424 | 0 | 0 | 0 | 0 | 0.628 | 0.214 | 0.193 | 0.023 | 12.7 | 9.518 | 850 | 76.1 | -76.1
2425 | 0 | 0 | 0 | 0 | 0.624 | 0.302 | 0.214 | 0.033 | 13.441 | 10.208 | 850 | 72.58 | -72.58
2426 | 0 | 0 | 0 | 0 | 0.591 | 0.395 | 0.219 | 0.045 | 15.042 | 10.876 | 850 | 67.36 | -67.36
2427 | 0 | 0 | 0 | 0 | 0.593 | 0.468 | 0.186 | 0.07 | 15.347 | 11.485 | 850 | 62.24 | -62.24
2428 | 0 | 0 | 0 | 0 | 0.586 | 0.489 | 0.123 | 0.092 | 15.322 | 11.488 | 850 | 58.81 | -58.81
2429 | 0 | 0 | 0 | 0 | 0.596 | 0.491 | 0.081 | 0.086 | 15.49 | 11.276 | 850 | 59.08 | -59.08
2430 | 0 | 0.063 | 0.035 | 0.056 | 0.57 | 0.385 | 0.074 | 0.061 | 14.985 | 11.362 | 850 | 55.57 | -55.57
2431 | 0.027 | 0.208 | 0.204 | 0.232 | 0.65 | 0.28 | 0.045 | 0.028 | 14.039 | 12.042 | 850 | 74.63 | -74.63
2432 | 0.062 | 0.353 | 0.394 | 0.416 | 0.627 | 0.328 | 0.087 | 0.064 | 13.28 | 12.228 | 850 | 68.8 | -68.8
2433 | 0.086 | 0.433 | 0.546 | 0.564 | 0.59 | 0.544 | 0.095 | 0.064 | 12.657 | 12.428 | 850 | 52.2 | -52.2
2434 | 0.106 | 0.432 | 0.651 | 0.667 | 0.547 | 0.547 | 0.084 | 0.051 | 12.009 | 12.322 | 850 | 30 | -30
2435 | 0.138 | 0.359 | 0.702 | 0.718 | 0.522 | 0.493 | 0.07 | 0.036 | 11.658 | 12.308 | 850 | 10.05 | -10.05
2436 | 0.188 | 0.239 | 0.697 | 0.724 | 0.513 | 0.46 | 0.051 | 0.023 | 11.183 | 12.171 | 850 | 0.86 | -0.86
2437 | 0.199 | 0.151 | 0.64 | 0.685 | 0.498 | 0.433 | 0.045 | 0.013 | 10.594 | 11.864 | 850 | 0.91 | -0.91
2438 | 0.161 | 0.114 | 0.465 | 0.602 | 0.463 | 0.376 | 0.048 | 0.01 | 10.204 | 11.507 | 850 | 1.1 | -1.1
2439 | 0.112 | 0.084 | 0.285 | 0.475 | 0.405 | 0.323 | 0.047 | 0.013 | 9.978 | 11.05 | 850 | 0.57 | -0.57
2440 | 0.071 | 0.055 | 0.158 | 0.307 | 0.344 | 0.295 | 0.043 | 0.014 | 9.822 | 10.514 | 850 | 29.57 | -29.57
2441 | 0.03 | 0.031 | 0.087 | 0.116 | 0.299 | 0.262 | 0.042 | 0.015 | 9.466 | 10.345 | 850 | 59.74 | -59.74
2442 | 0.003 | 0.001 | 0.015 | 0.004 | 0.311 | 0.294 | 0.049 | 0.019 | 9.409 | 10.391 | 850 | 76.74 | -76.74
2443 | 0 | 0 | 0 | 0 | 0.35 | 0.346 | 0.07 | 0.028 | 9.514 | 10.601 | 850 | 100.7 | -100.7
2444 | 0 | 0 | 0 | 0 | 0.357 | 0.377 | 0.1 | 0.042 | 9.456 | 10.691 | 850 | 134.36 | -134.36
2445 | 0 | 0 | 0 | 0 | 0.359 | 0.396 | 0.113 | 0.062 | 9.58 | 10.607 | 850 | 137.82 | -137.82
2446 | 0 | 0 | 0 | 0 | 0.358 | 0.399 | 0.114 | 0.065 | 9.733 | 10.627 | 850 | 98.79 | -98.79
2447 | 0 | 0 | 0 | 0 | 0.352 | 0.368 | 0.109 | 0.047 | 9.66 | 10.669 | 850 | 82.42 | -82.42
2448 | 0 | 0 | 0 | 0 | 0.356 | 0.331 | 0.095 | 0.028 | 9.747 | 10.526 | 850 | 76.51 | -76.51
2449 | 0 | 0 | 0 | 0 | 0.363 | 0.315 | 0.073 | 0.016 | 10.116 | 10.132 | 850 | 75.71 | -75.71
2450 | 0 | 0 | 0 | 0 | 0.37 | 0.31 | 0.054 | 0.01 | 10.599 | 9.729 | 850 | 71.74 | -71.74
2451 | 0 | 0 | 0 | 0 | 0.387 | 0.28 | 0.046 | 0.007 | 11.499 | 9.46 | 850 | 68.89 | -68.89
2452 | 0 | 0 | 0 | 0 | 0.446 | 0.242 | 0.043 | 0.008 | 11.999 | 9.23 | 850 | 69.26 | -69.26
2453 | 0 | 0 | 0 | 0 | 0.47 | 0.229 | 0.046 | 0.015 | 12.358 | 9.07 | 850 | 69.52 | -69.52
2454 | 0.017 | 0.016 | 0.03 | 0.039 | 0.447 | 0.194 | 0.061 | 0.028 | 12.665 | 8.943 | 850 | 77.53 | -77.53
2455 | 0.056 | 0.067 | 0.196 | 0.123 | 0.427 | 0.15 | 0.045 | 0.02 | 12.83 | 9.204 | 850 | 91.23 | -91.23
2456 | 0.131 | 0.153 | 0.383 | 0.26 | 0.489 | 0.142 | 0.017 | 0.009 | 13.183 | 9.905 | 850 | 97 | -97
2457 | 0.23 | 0.226 | 0.513 | 0.529 | 0.594 | 0.264 | 0.012 | 0.006 | 13.204 | 10.692 | 850 | 86.83 | -86.83
2458 | 0.282 | 0.267 | 0.549 | 0.656 | 0.646 | 0.363 | 0.012 | 0.006 | 13.01 | 11.714 | 850 | 70.98 | -70.98
2459 | 0.269 | 0.315 | 0.634 | 0.701 | 0.665 | 0.384 | 0.018 | 0.01 | 12.986 | 12.119 | 850 | 42.86 | -42.86
2460 | 0.357 | 0.415 | 0.708 | 0.625 | 0.674 | 0.404 | 0.02 | 0.013 | 12.929 | 12.042 | 850 | 18.86 | -18.86
2461 | 0.407 | 0.372 | 0.683 | 0.583 | 0.678 | 0.423 | 0.02 | 0.017 | 12.567 | 12.232 | 850 | 0 | 0
2462 | 0.317 | 0.246 | 0.594 | 0.593 | 0.664 | 0.408 | 0.019 | 0.023 | 11.933 | 12.471 | 850 | -0.07 | 0.07
2463 | 0.209 | 0.15 | 0.478 | 0.47 | 0.597 | 0.361 | 0.017 | 0.035 | 11.338 | 12.411 | 850 | 0.01 | -0.01
2464 | 0.118 | 0.096 | 0.333 | 0.299 | 0.528 | 0.34 | 0.019 | 0.035 | 10.684 | 12.183 | 850 | 0.18 | -0.18
2465 | 0.055 | 0.042 | 0.157 | 0.127 | 0.513 | 0.372 | 0.031 | 0.041 | 9.929 | 11.431 | 850 | 0.22 | -0.22
2466 | 0.016 | 0.001 | 0.017 | 0.006 | 0.503 | 0.433 | 0.063 | 0.043 | 9.57 | 10.8 | 850 | 57.37 | -57.37
2467 | 0 | 0 | 0 | 0 | 0.507 | 0.474 | 0.091 | 0.029 | 9.233 | 10.453 | 850 | 81.93 | -81.93
2468 | 0 | 0 | 0 | 0 | 0.457 | 0.502 | 0.098 | 0.023 | 8.992 | 10.097 | 850 | 125.95 | -125.95
2469 | 0 | 0 | 0 | 0 | 0.422 | 0.5 | 0.083 | 0.029 | 9.168 | 9.635 | 850 | 124.13 | -124.13
2470 | 0 | 0 | 0 | 0 | 0.446 | 0.497 | 0.054 | 0.047 | 9.512 | 9.426 | 850 | 86.6 | -86.6
2471 | 0 | 0 | 0 | 0 | 0.496 | 0.48 | 0.035 | 0.069 | 10.021 | 9.208 | 850 | 77.99 | -77.99
2472 | 0 | 0 | 0 | 0 | 0.547 | 0.446 | 0.034 | 0.086 | 10.702 | 8.937 | 850 | 68.1 | -68.1
2473 | 0 | 0 | 0 | 0 | 0.58 | 0.423 | 0.025 | 0.1 | 11.336 | 8.705 | 850 | 60.22 | -60.22
2474 | 0 | 0 | 0 | 0 | 0.58 | 0.449 | 0.014 | 0.098 | 11.911 | 8.953 | 850 | 49.07 | -49.07
2475 | 0 | 0 | 0 | 0 | 0.552 | 0.457 | 0.011 | 0.09 | 11.967 | 9.215 | 850 | 24.41 | -24.41
2476 | 0 | 0 | 0 | 0 | 0.541 | 0.474 | 0.014 | 0.067 | 11.591 | 9.275 | 850 | 19.41 | -19.41
2477 | 0 | 0 | 0 | 0 | 0.545 | 0.491 | 0.016 | 0.046 | 11.185 | 9.303 | 850 | 19.95 | -19.95
2478 | 0.026 | 0.057 | 0.025 | 0.048 | 0.487 | 0.379 | 0.024 | 0.039 | 10.7 | 9.037 | 850 | 25.32 | -25.32
2479 | 0.168 | 0.172 | 0.172 | 0.188 | 0.38 | 0.28 | 0.027 | 0.024 | 10.328 | 9.177 | 850 | 30.18 | -30.18
2480 | 0.336 | 0.329 | 0.349 | 0.407 | 0.498 | 0.419 | 0.016 | 0.014 | 10.207 | 9.649 | 850 | 35.26 | -35.26
2481 | 0.444 | 0.521 | 0.498 | 0.553 | 0.537 | 0.567 | 0.019 | 0.021 | 10.2 | 10.063 | 850 | 22.6 | -22.6
2482 | 0.501 | 0.618 | 0.569 | 0.648 | 0.555 | 0.619 | 0.023 | 0.032 | 10.018 | 10.443 | 850 | 8.8 | -8.8
2483 | 0.447 | 0.639 | 0.621 | 0.7 | 0.564 | 0.651 | 0.024 | 0.043 | 9.983 | 10.777 | 850 | -0.02 | 0.02
2484 | 0.395 | 0.575 | 0.65 | 0.69 | 0.566 | 0.657 | 0.025 | 0.049 | 10.057 | 10.958 | 850 | -9.97 | 9.97
2485 | 0.418 | 0.507 | 0.582 | 0.632 | 0.564 | 0.631 | 0.028 | 0.047 | 10.18 | 10.967 | 850 | -25.96 | 25.96
2486 | 0.399 | 0.333 | 0.482 | 0.56 | 0.58 | 0.576 | 0.036 | 0.045 | 10.466 | 10.717 | 850 | -50 | 50
2487 | 0.295 | 0.186 | 0.41 | 0.308 | 0.587 | 0.468 | 0.05 | 0.039 | 10.824 | 10.31 | 850 | -55.01 | 55.01
2488 | 0.169 | 0.119 | 0.307 | 0.137 | 0.584 | 0.396 | 0.071 | 0.029 | 11.663 | 9.821 | 850 | -49.91 | 49.91
2489 | 0.082 | 0.056 | 0.149 | 0.067 | 0.625 | 0.396 | 0.099 | 0.018 | 12.423 | 9.294 | 850 | -19.16 | 19.16
2490 | 0.017 | 0.003 | 0.019 | 0.006 | 0.689 | 0.452 | 0.134 | 0.009 | 12.706 | 9.177 | 850 | -0.16 | 0.16
2491 | 0 | 0 | 0 | 0 | 0.711 | 0.547 | 0.187 | 0.034 | 12.429 | 9.882 | 850 | 39.91 | -39.91
2492 | 0 | 0 | 0 | 0 | 0.722 | 0.63 | 0.271 | 0.096 | 12.079 | 11.062 | 850 | 73.44 | -73.44
2493 | 0 | 0 | 0 | 0 | 0.706 | 0.635 | 0.371 | 0.188 | 11.862 | 11.881 | 850 | 65.78 | -65.78
2494 | 0 | 0 | 0 | 0 | 0.704 | 0.661 | 0.447 | 0.285 | 11.697 | 12.251 | 850 | 39.35 | -39.35
2495 | 0 | 0 | 0 | 0 | 0.615 | 0.68 | 0.449 | 0.382 | 11.817 | 11.814 | 850 | 21.11 | -21.11
2496 | 0 | 0 | 0 | 0 | 0.557 | 0.678 | 0.413 | 0.491 | 13.016 | 11.456 | 850 | 7.05 | -7.05
2497 | 0 | 0 | 0 | 0 | 0.53 | 0.7 | 0.4 | 0.577 | 12.624 | 12.179 | 850 | 0.43 | -0.43
2498 | 0 | 0 | 0 | 0 | 0.593 | 0.682 | 0.447 | 0.613 | 11.922 | 12.2 | 850 | 0.83 | -0.83
2499 | 0 | 0 | 0 | 0 | 0.557 | 0.541 | 0.521 | 0.593 | 11.54 | 12.565 | 850 | 0.93 | -0.93
2500 | 0 | 0 | 0 | 0 | 0.506 | 0.51 | 0.54 | 0.38 | 11.69 | 12.604 | 850 | 1.13 | -1.13
2501 | 0 | 0 | 0 | 0 | 0.456 | 0.544 | 0.516 | 0.282 | 12.005 | 12.22 | 850 | 2.34 | -2.34
2502 | 0.023 | 0.033 | 0.033 | 0.04 | 0.338 | 0.492 | 0.44 | 0.312 | 11.631 | 11.748 | 850 | 5.95 | -5.95
2503 | 0.108 | 0.08 | 0.163 | 0.146 | 0.345 | 0.551 | 0.235 | 0.2 | 11.421 | 12.162 | 850 | 12.86 | -12.86
2504 | 0.174 | 0.14 | 0.323 | 0.331 | 0.39 | 0.612 | 0.189 | 0.149 | 11.804 | 12.883 | 850 | 13 | -13
2505 | 0.291 | 0.223 | 0.46 | 0.454 | 0.425 | 0.602 | 0.254 | 0.21 | 12.129 | 13.534 | 850 | 7.41 | -7.41
2506 | 0.485 | 0.279 | 0.562 | 0.522 | 0.482 | 0.612 | 0.274 | 0.294 | 12.437 | 13.967 | 850 | 0 | 0
2507 | 0.652 | 0.345 | 0.611 | 0.556 | 0.537 | 0.642 | 0.284 | 0.342 | 12.73 | 14.199 | 850 | -2.37 | 2.37
2508 | 0.705 | 0.474 | 0.605 | 0.577 | 0.574 | 0.67 | 0.289 | 0.377 | 12.82 | 14.415 | 850 | -12.17 | 12.17
2509 | 0.673 | 0.507 | 0.56 | 0.53 | 0.58 | 0.686 | 0.285 | 0.396 | 12.573 | 14.523 | 850 | -42.27 | 42.27
2510 | 0.615 | 0.456 | 0.478 | 0.421 | 0.551 | 0.692 | 0.274 | 0.39 | 12.238 | 14.446 | 850 | -60.05 | 60.05
2511 | 0.518 | 0.382 | 0.362 | 0.298 | 0.531 | 0.674 | 0.254 | 0.345 | 12.136 | 14.057 | 850 | -60.07 | 60.07
2512 | 0.34 | 0.276 | 0.233 | 0.175 | 0.52 | 0.614 | 0.223 | 0.255 | 11.405 | 13.61 | 850 | -40.05 | 40.05
2513 | 0.119 | 0.121 | 0.104 | 0.077 | 0.445 | 0.539 | 0.188 | 0.222 | 10.796 | 12.986 | 850 | -6.25 | 6.25
2514 | 0.019 | 0.01 | 0.015 | 0.007 | 0.382 | 0.513 | 0.173 | 0.181 | 10.24 | 11.781 | 850 | 1.57 | -1.57
2515 | 0 | 0 | 0 | 0 | 0.349 | 0.482 | 0.153 | 0.119 | 9.653 | 10.979 | 850 | 67.23 | -67.23
2516 | 0 | 0 | 0 | 0 | 0.289 | 0.423 | 0.126 | 0.067 | 9.082 | 10.279 | 850 | 87.8 | -87.8
2517 | 0 | 0 | 0 | 0 | 0.205 | 0.363 | 0.093 | 0.044 | 8.54 | 9.584 | 850 | 119.91 | -119.91
2518 | 0 | 0 | 0 | 0 | 0.122 | 0.306 | 0.079 | 0.027 | 7.876 | 8.929 | 850 | 112.61 | -112.61
2519 | 0 | 0 | 0 | 0 | 0.044 | 0.21 | 0.143 | 0.019 | 7.121 | 8.45 | 850 | 103.95 | -103.95
2520 | 0 | 0 | 0 | 0 | 0.005 | 0.122 | 0.262 | 0.026 | 6.381 | 8.02 | 850 | 87.24 | -87.24
2521 | 0 | 0 | 0 | 0 | 0.038 | 0.069 | 0.396 | 0.044 | 5.951 | 7.571 | 850 | 81.96 | -81.96
2522 | 0 | 0 | 0 | 0 | 0.114 | 0.027 | 0.445 | 0.088 | 6.236 | 6.978 | 850 | 81.26 | -81.26
2523 | 0 | 0 | 0 | 0 | 0.22 | 0.006 | 0.43 | 0.277 | 7.033 | 6.346 | 850 | 77.54 | -77.54
2524 | 0 | 0 | 0 | 0 | 0.376 | 0.04 | 0.349 | 0.634 | 8.151 | 5.965 | 850 | 78.18 | -78.18
2525 | 0 | 0 | 0 | 0 | 0.44 | 0.095 | 0.31 | 0.639 | 9.204 | 5.927 | 850 | 75.23 | -75.23
2526 | 0.029 | 0.076 | 0.011 | 0.043 | 0.365 | 0.089 | 0.231 | 0.42 | 9.49 | 5.715 | 850 | 86.74 | -86.74
2527 | 0.115 | 0.243 | 0.053 | 0.177 | 0.296 | 0.089 | 0.298 | 0.182 | 9.165 | 5.66 | 850 | 115.73 | -115.73
2528 | 0.232 | 0.412 | 0.143 | 0.33 | 0.37 | 0.105 | 0.387 | 0.322 | 9.078 | 5.915 | 850 | 169.15 | -169.15
2529 | 0.411 | 0.521 | 0.364 | 0.408 | 0.464 | 0.103 | 0.427 | 0.319 | 9.689 | 5.907 | 850 | 153.24 | -153.24
2530 | 0.53 | 0.566 | 0.574 | 0.365 | 0.528 | 0.123 | 0.537 | 0.335 | 10.526 | 5.859 | 850 | 91.56 | -91.56
2531 | 0.513 | 0.509 | 0.66 | 0.226 | 0.581 | 0.174 | 0.695 | 0.346 | 11.758 | 6.203 | 850 | 80.55 | -80.55
2532 | 0.472 | 0.434 | 0.711 | 0.258 | 0.646 | 0.241 | 0.803 | 0.317 | 13.146 | 6.851 | 850 | 63.15 | -63.15
2533 | 0.4 | 0.472 | 0.696 | 0.406 | 0.723 | 0.294 | 0.848 | 0.265 | 14.131 | 7.334 | 850 | 44.15 | -44.15
2534 | 0.257 | 0.446 | 0.615 | 0.491 | 0.794 | 0.325 | 0.896 | 0.28 | 14.703 | 7.63 | 850 | 31.74 | -31.74
2535 | 0.153 | 0.236 | 0.365 | 0.429 | 0.82 | 0.335 | 0.931 | 0.254 | 13.971 | 7.753 | 850 | 12.96 | -12.96
2536 | 0.101 | 0.092 | 0.25 | 0.231 | 0.826 | 0.234 | 0.942 | 0.208 | 12.967 | 7.575 | 850 | 7.8 | -7.8
2537 | 0.023 | 0.043 | 0.14 | 0.061 | 0.819 | 0.17 | 0.946 | 0.31 | 13.233 | 7.559 | 850 | 7.99 | -7.99
2538 | 0.002 | 0.003 | 0.019 | 0.009 | 0.843 | 0.252 | 0.944 | 0.621 | 13.236 | 8.144 | 850 | 46.3 | -46.3
2539 | 0 | 0 | 0 | 0 | 0.824 | 0.403 | 0.941 | 0.832 | 13.208 | 9.131 | 850 | 69.2 | -69.2
2540 | 0 | 0 | 0 | 0 | 0.751 | 0.551 | 0.926 | 0.886 | 12.953 | 9.422 | 850 | 78.92 | -78.92
2541 | 0 | 0 | 0 | 0 | 0.737 | 0.674 | 0.9 | 0.896 | 12.579 | 8.677 | 850 | 77.02 | -77.02
2542 | 0 | 0 | 0 | 0 | 0.765 | 0.781 | 0.839 | 0.903 | 12.344 | 8.229 | 850 | 66.31 | -66.31
2543 | 0 | 0 | 0 | 0 | 0.783 | 0.868 | 0.709 | 0.897 | 11.898 | 8.627 | 850 | 53.77 | -53.77
2544 | 0 | 0 | 0 | 0 | 0.79 | 0.819 | 0.567 | 0.841 | 11.45 | 9.798 | 850 | 34.17 | -34.17
2545 | 0 | 0 | 0 | 0 | 0.795 | 0.795 | 0.531 | 0.663 | 11.037 | 10.808 | 850 | 2.02 | -2.02
2546 | 0 | 0 | 0 | 0 | 0.793 | 0.789 | 0.518 | 0.423 | 10.635 | 11.233 | 850 | 0.04 | -0.04
2547 | 0 | 0 | 0 | 0 | 0.784 | 0.744 | 0.515 | 0.306 | 10.057 | 11.091 | 850 | 0.14 | -0.14
2548 | 0 | 0 | 0 | 0 | 0.754 | 0.714 | 0.554 | 0.293 | 9.093 | 10.772 | 850 | 0.73 | -0.73
2549 | 0 | 0 | 0 | 0 | 0.721 | 0.714 | 0.584 | 0.32 | 7.597 | 10.485 | 850 | 17.47 | -17.47
2550 | 0.005 | 0.033 | 0.047 | 0.053 | 0.683 | 0.727 | 0.642 | 0.396 | 5.803 | 10.191 | 850 | 36.22 | -36.22
2551 | 0.025 | 0.096 | 0.179 | 0.214 | 0.622 | 0.757 | 0.763 | 0.579 | 4.255 | 9.807 | 850 | 63.14 | -63.14
2552 | 0.055 | 0.157 | 0.218 | 0.405 | 0.547 | 0.814 | 0.84 | 0.731 | 3.849 | 9.038 | 850 | 74.26 | -74.26
2553 | 0.077 | 0.251 | 0.259 | 0.53 | 0.417 | 0.788 | 0.879 | 0.809 | 4.844 | 8.254 | 850 | 74.26 | -74.26
2554 | 0.074 | 0.352 | 0.274 | 0.476 | 0.215 | 0.714 | 0.889 | 0.841 | 6.684 | 7.661 | 850 | 64.81 | -64.81
2555 | 0.153 | 0.374 | 0.475 | 0.366 | 0.084 | 0.616 | 0.888 | 0.862 | 8.478 | 7.244 | 850 | 51.03 | -51.03
2556 | 0.305 | 0.39 | 0.435 | 0.338 | 0.081 | 0.515 | 0.879 | 0.881 | 9.61 | 7.335 | 850 | 42.64 | -42.64
2557 | 0.443 | 0.34 | 0.352 | 0.372 | 0.126 | 0.394 | 0.872 | 0.889 | 9.926 | 7.893 | 850 | 40 | -40
2558 | 0.434 | 0.272 | 0.333 | 0.349 | 0.169 | 0.268 | 0.866 | 0.884 | 9.757 | 8.295 | 850 | 40.22 | -40.22
2559 | 0.317 | 0.197 | 0.288 | 0.234 | 0.199 | 0.172 | 0.852 | 0.883 | 9.779 | 8.166 | 850 | 42.08 | -42.08
2560 | 0.21 | 0.106 | 0.164 | 0.124 | 0.216 | 0.148 | 0.826 | 0.877 | 9.781 | 7.674 | 850 | 48.53 | -48.53
2561 | 0.092 | 0.041 | 0.065 | 0.046 | 0.217 | 0.187 | 0.713 | 0.844 | 9.891 | 6.796 | 850 | 62.84 | -62.84
2562 | 0.019 | 0.003 | 0.009 | 0.001 | 0.23 | 0.26 | 0.622 | 0.807 | 10.151 | 5.746 | 850 | 79.67 | -79.67
2563 | 0 | 0 | 0 | 0 | 0.301 | 0.34 | 0.612 | 0.801 | 10.488 | 4.91 | 850 | 92.92 | -92.92
2564 | 0 | 0 | 0 | 0 | 0.322 | 0.366 | 0.6 | 0.809 | 10.598 | 3.987 | 850 | 113.99 | -113.99
2565 | 0 | 0 | 0 | 0 | 0.313 | 0.347 | 0.554 | 0.804 | 10.34 | 3.187 | 850 | 124.52 | -124.52
2566 | 0 | 0 | 0 | 0 | 0.326 | 0.33 | 0.519 | 0.729 | 10.106 | 2.826 | 850 | 104.46 | -104.46
2567 | 0 | 0 | 0 | 0 | 0.335 | 0.249 | 0.483 | 0.612 | 9.941 | 3.613 | 850 | 90.1 | -90.1
2568 | 0 | 0 | 0 | 0 | 0.317 | 0.199 | 0.417 | 0.486 | 9.724 | 4.879 | 850 | 84.1 | -84.1
2569 | 0 | 0 | 0 | 0 | 0.298 | 0.164 | 0.387 | 0.37 | 9.548 | 5.807 | 850 | 83.84 | -83.84
2570 | 0 | 0 | 0 | 0 | 0.325 | 0.134 | 0.346 | 0.285 | 9.223 | 6.291 | 850 | 83.84 | -83.84
2571 | 0 | 0 | 0 | 0 | 0.347 | 0.111 | 0.289 | 0.225 | 8.669 | 6.461 | 850 | 81.35 | -81.35
2572 | 0 | 0 | 0 | 0 | 0.313 | 0.082 | 0.231 | 0.172 | 7.976 | 6.438 | 850 | 82.4 | -82.4
2573 | 0 | 0 | 0 | 0 | 0.231 | 0.051 | 0.215 | 0.135 | 7.361 | 6.342 | 850 | 82.96 | -82.96
2574 | 0.023 | 0.057 | 0.005 | 0.01 | 0.154 | 0.028 | 0.221 | 0.104 | 6.897 | 5.946 | 850 | 83.73 | -83.73
2575 | 0.083 | 0.165 | 0.042 | 0.047 | 0.119 | 0.023 | 0.271 | 0.079 | 6.419 | 5.484 | 850 | 109.39 | -109.39
2576 | 0.127 | 0.26 | 0.104 | 0.162 | 0.114 | 0.025 | 0.346 | 0.072 | 6.047 | 5.474 | 850 | 169.97 | -169.97
2577 | 0.135 | 0.337 | 0.211 | 0.281 | 0.108 | 0.033 | 0.395 | 0.078 | 5.698 | 5.237 | 850 | 155.17 | -155.17
2578 | 0.165 | 0.358 | 0.288 | 0.34 | 0.097 | 0.046 | 0.399 | 0.087 | 5.461 | 5.019 | 850 | 104.62 | -104.62
2579 | 0.192 | 0.36 | 0.357 | 0.332 | 0.082 | 0.06 | 0.376 | 0.095 | 5.453 | 4.878 | 850 | 83.9 | -83.9
2580 | 0.177 | 0.363 | 0.317 | 0.281 | 0.077 | 0.067 | 0.363 | 0.098 | 5.535 | 4.884 | 850 | 79.9 | -79.9
2581 | 0.168 | 0.366 | 0.241 | 0.166 | 0.079 | 0.07 | 0.366 | 0.107 | 5.633 | 5.052 | 850 | 82.98 | -82.98
2582 | 0.141 | 0.312 | 0.173 | 0.139 | 0.078 | 0.077 | 0.36 | 0.123 | 5.71 | 5.255 | 850 | 80.82 | -80.82
2583 | 0.113 | 0.226 | 0.107 | 0.095 | 0.073 | 0.088 | 0.329 | 0.133 | 5.74 | 5.4 | 850 | 77.71 | -77.71
2584 | 0.078 | 0.134 | 0.065 | 0.064 | 0.074 | 0.102 | 0.255 | 0.135 | 5.885 | 5.465 | 850 | 77.03 | -77.03
2585 | 0.043 | 0.064 | 0.032 | 0.027 | 0.071 | 0.116 | 0.164 | 0.123 | 6.195 | 5.51 | 850 | 80 | -80
2586 | 0.009 | 0.007 | 0.003 | 0 | 0.074 | 0.142 | 0.105 | 0.116 | 6.617 | 5.653 | 850 | 86.9 | -86.9
2587 | 0 | 0 | 0 | 0 | 0.092 | 0.19 | 0.105 | 0.129 | 7.088 | 5.786 | 850 | 114.97 | -114.97
2588 | 0 | 0 | 0 | 0 | 0.118 | 0.245 | 0.125 | 0.147 | 7.476 | 5.605 | 850 | 159.92 | -159.92
2589 | 0 | 0 | 0 | 0 | 0.148 | 0.277 | 0.158 | 0.151 | 7.788 | 5.164 | 850 | 169.9 | -169.9
2590 | 0 | 0 | 0 | 0 | 0.162 | 0.28 | 0.187 | 0.148 | 7.821 | 4.53 | 850 | 130.06 | -130.06
2591 | 0 | 0 | 0 | 0 | 0.161 | 0.263 | 0.181 | 0.132 | 7.628 | 3.785 | 850 | 99.04 | -99.04
2592 | 0 | 0 | 0 | 0 | 0.157 | 0.243 | 0.157 | 0.127 | 7.33 | 3.039 | 850 | 87.81 | -87.81
2593 | 0 | 0 | 0 | 0 | 0.147 | 0.211 | 0.146 | 0.126 | 6.949 | 2.661 | 850 | 91.83 | -91.83
2594 | 0 | 0 | 0 | 0 | 0.133 | 0.176 | 0.121 | 0.117 | 6.629 | 2.462 | 850 | 87.42 | -87.42
2595 | 0 | 0 | 0 | 0 | 0.12 | 0.141 | 0.101 | 0.11 | 6.45 | 3.021 | 850 | 88.53 | -88.53
2596 | 0 | 0 | 0 | 0 | 0.107 | 0.11 | 0.087 | 0.098 | 6.431 | 3.808 | 850 | 87.76 | -87.76
2597 | 0 | 0.001 | 0 | 0 | 0.088 | 0.079 | 0.078 | 0.084 | 6.529 | 4.704 | 850 | 89.61 | -89.61
2598 | 0.04 | 0.068 | 0.021 | 0.015 | 0.055 | 0.05 | 0.072 | 0.086 | 6.707 | 5.554 | 850 | 93.47 | -93.47
2599 | 0.159 | 0.271 | 0.088 | 0.081 | 0.049 | 0.058 | 0.074 | 0.094 | 6.738 | 5.804 | 850 | 121.88 | -121.88
2600 | 0.396 | 0.436 | 0.235 | 0.188 | 0.062 | 0.064 | 0.078 | 0.111 | 6.832 | 6.139 | 850 | 155.8 | -155.8
2601 | 0.514 | 0.451 | 0.35 | 0.25 | 0.068 | 0.068 | 0.084 | 0.125 | 7.061 | 6.554 | 850 | 131.19 | -131.19
2602 | 0.598 | 0.513 | 0.357 | 0.282 | 0.087 | 0.069 | 0.089 | 0.128 | 7.541 | 6.843 | 850 | 101.12 | -101.12
2603 | 0.637 | 0.542 | 0.391 | 0.322 | 0.125 | 0.081 | 0.101 | 0.133 | 8.095 | 7.145 | 850 | 90.21 | -90.21
2604 | 0.629 | 0.491 | 0.41 | 0.335 | 0.187 | 0.104 | 0.126 | 0.164 | 8.473 | 7.489 | 850 | 83.87 | -83.87
2605 | 0.593 | 0.423 | 0.404 | 0.358 | 0.249 | 0.121 | 0.149 | 0.204 | 8.884 | 7.783 | 850 | 80.64 | -80.64
2606 | 0.515 | 0.368 | 0.373 | 0.346 | 0.305 | 0.121 | 0.166 | 0.236 | 9.484 | 8.099 | 850 | 77.2 | -77.2
2607 | 0.417 | 0.295 | 0.29 | 0.314 | 0.358 | 0.117 | 0.187 | 0.258 | 10.078 | 8.485 | 850 | 73.01 | -73.01
2608 | 0.265 | 0.206 | 0.199 | 0.227 | 0.405 | 0.129 | 0.198 | 0.236 | 10.418 | 9.006 | 850 | 70.7 | -70.7
2609 | 0.104 | 0.103 | 0.119 | 0.104 | 0.389 | 0.153 | 0.175 | 0.166 | 10.36 | 9.199 | 850 | 70.88 | -70.88
2610 | 0.015 | 0.015 | 0.028 | 0.019 | 0.37 | 0.225 | 0.134 | 0.165 | 10.025 | 9.353 | 850 | 81.33 | -81.33
2611 | 0 | 0 | 0 | 0 | 0.36 | 0.351 | 0.148 | 0.214 | 9.812 | 9.616 | 850 | 94.03 | -94.03
2612 | 0 | 0 | 0 | 0 | 0.315 | 0.44 | 0.155 | 0.249 | 10.004 | 9.512 | 850 | 125.24 | -125.24
2613 | 0 | 0 | 0 | 0 | 0.284 | 0.435 | 0.179 | 0.29 | 10.487 | 9.282 | 850 | 128.83 | -128.83
2614 | 0 | 0 | 0 | 0 | 0.295 | 0.388 | 0.212 | 0.323 | 10.901 | 9.07 | 850 | 105.92 | -105.92
2615 | 0 | 0 | 0 | 0 | 0.327 | 0.331 | 0.232 | 0.345 | 11.206 | 8.748 | 850 | 89.89 | -89.89
2616 | 0 | 0 | 0 | 0 | 0.372 | 0.301 | 0.255 | 0.353 | 11.844 | 8.486 | 850 | 79.37 | -79.37
2617 | 0 | 0 | 0 | 0 | 0.44 | 0.289 | 0.295 | 0.357 | 12.862 | 8.251 | 850 | 77.21 | -77.21
2618 | 0 | 0 | 0 | 0 | 0.564 | 0.306 | 0.329 | 0.34 | 13.475 | 8.232 | 850 | 60.83 | -60.83
2619 | 0 | 0 | 0 | 0 | 0.707 | 0.335 | 0.325 | 0.28 | 13.194 | 8.692 | 850 | 50.53 | -50.53
2620 | 0 | 0 | 0 | 0 | 0.818 | 0.327 | 0.328 | 0.231 | 12.199 | 9.336 | 850 | 49.47 | -49.47
2621 | 0 | 0 | 0 | 0 | 0.868 | 0.328 | 0.369 | 0.213 | 12.137 | 9.992 | 850 | 47.97 | -47.97
2622 | 0 | 0.011 | 0.01 | 0.016 | 0.834 | 0.349 | 0.386 | 0.233 | 13.309 | 10.841 | 850 | 49.08 | -49.08
2623 | 0.011 | 0.036 | 0.044 | 0.06 | 0.712 | 0.457 | 0.426 | 0.347 | 13.814 | 11.188 | 850 | 60.12 | -60.12
2624 | 0.091 | 0.056 | 0.08 | 0.117 | 0.57 | 0.669 | 0.646 | 0.48 | 13.866 | 10.725 | 850 | 69.04 | -69.04
2625 | 0.215 | 0.08 | 0.103 | 0.164 | 0.596 | 0.778 | 0.789 | 0.657 | 13.976 | 9.335 | 850 | 76 | -76
2626 | 0.291 | 0.085 | 0.113 | 0.189 | 0.678 | 0.758 | 0.86 | 0.756 | 14.338 | 7.873 | 850 | 68.3 | -68.3
2627 | 0.303 | 0.087 | 0.134 | 0.191 | 0.732 | 0.674 | 0.898 | 0.82 | 14.852 | 6.778 | 850 | 60.2 | -60.2
2628 | 0.293 | 0.095 | 0.154 | 0.145 | 0.785 | 0.563 | 0.923 | 0.859 | 15.203 | 6.026 | 850 | 56.08 | -56.08
2629 | 0.323 | 0.126 | 0.152 | 0.128 | 0.807 | 0.451 | 0.93 | 0.884 | 15.266 | 5.384 | 850 | 50.91 | -50.91
2630 | 0.333 | 0.121 | 0.132 | 0.095 | 0.832 | 0.381 | 0.923 | 0.875 | 15.165 | 5.412 | 850 | 47 | -47
2631 | 0.291 | 0.094 | 0.096 | 0.064 | 0.854 | 0.347 | 0.897 | 0.826 | 15.089 | 5.597 | 850 | 44.94 | -44.94
2632 | 0.241 | 0.061 | 0.06 | 0.039 | 0.869 | 0.314 | 0.868 | 0.806 | 15.477 | 5.718 | 850 | 44.56 | -44.56
2633 | 0.121 | 0.044 | 0.023 | 0.011 | 0.843 | 0.306 | 0.854 | 0.83 | 15.92 | 6.955 | 850 | 50.91 | -50.91
2634 | 0.022 | 0.006 | 0.005 | 0 | 0.824 | 0.347 | 0.807 | 0.839 | 15.839 | 9.361 | 850 | 58.77 | -58.77
2635 | 0 | 0 | 0 | 0 | 0.832 | 0.366 | 0.71 | 0.857 | 15.264 | 11.508 | 850 | 63.49 | -63.49
2636 | 0 | 0 | 0 | 0 | 0.826 | 0.338 | 0.578 | 0.852 | 14.382 | 12.508 | 850 | 65.32 | -65.32
2637 | 0 | 0 | 0 | 0 | 0.847 | 0.308 | 0.562 | 0.814 | 13.635 | 12.758 | 850 | 66.28 | -66.28
2638 | 0 | 0 | 0 | 0 | 0.838 | 0.274 | 0.567 | 0.763 | 12.918 | 12.23 | 850 | 66.2 | -66.2
2639 | 0 | 0 | 0 | 0 | 0.763 | 0.233 | 0.537 | 0.716 | 12.085 | 11.273 | 850 | 65.27 | -65.27
2640 | 0 | 0 | 0 | 0 | 0.639 | 0.226 | 0.512 | 0.691 | 11.423 | 10.473 | 850 | 63.15 | -63.15
2641 | 0 | 0 | 0 | 0 | 0.547 | 0.352 | 0.459 | 0.653 | 10.951 | 9.696 | 850 | 60.24 | -60.24
2642 | 0 | 0 | 0 | 0 | 0.457 | 0.6 | 0.415 | 0.633 | 10.635 | 9.157 | 850 | 57.97 | -57.97
2643 | 0 | 0 | 0 | 0 | 0.411 | 0.754 | 0.376 | 0.66 | 10.323 | 8.701 | 850 | 57.33 | -57.33
2644 | 0 | 0 | 0 | 0 | 0.414 | 0.761 | 0.349 | 0.68 | 9.77 | 8.235 | 850 | 57.75 | -57.75
2645 | 0 | 0 | 0 | 0 | 0.354 | 0.706 | 0.296 | 0.689 | 8.983 | 7.732 | 850 | 61.04 | -61.04
2646 | 0.054 | 0.061 | 0.017 | 0.016 | 0.233 | 0.632 | 0.247 | 0.689 | 8.096 | 6.894 | 850 | 62.83 | -62.83
2647 | 0.161 | 0.245 | 0.086 | 0.099 | 0.182 | 0.636 | 0.34 | 0.711 | 7.146 | 6.211 | 850 | 63.92 | -63.92
2648 | 0.225 | 0.427 | 0.274 | 0.23 | 0.22 | 0.537 | 0.384 | 0.738 | 6.374 | 5.638 | 850 | 67.98 | -67.98
2649 | 0.252 | 0.549 | 0.405 | 0.354 | 0.214 | 0.409 | 0.346 | 0.729 | 5.666 | 5.231 | 850 | 65.04 | -65.04
2650 | 0.258 | 0.584 | 0.417 | 0.435 | 0.188 | 0.325 | 0.295 | 0.706 | 5.19 | 4.838 | 850 | 59.9 | -59.9
2651 | 0.281 | 0.556 | 0.377 | 0.464 | 0.172 | 0.283 | 0.276 | 0.666 | 5.081 | 4.636 | 850 | 50.05 | -50.05
2652 | 0.251 | 0.466 | 0.385 | 0.405 | 0.166 | 0.261 | 0.266 | 0.607 | 5.458 | 4.743 | 850 | 38.43 | -38.43
2653 | 0.238 | 0.377 | 0.359 | 0.382 | 0.157 | 0.235 | 0.258 | 0.546 | 6.156 | 4.886 | 850 | 28.97 | -28.97
2654 | 0.231 | 0.296 | 0.281 | 0.31 | 0.146 | 0.207 | 0.254 | 0.486 | 7.028 | 4.91 | 850 | 12.33 | -12.33
2655 | 0.207 | 0.201 | 0.179 | 0.22 | 0.124 | 0.174 | 0.254 | 0.403 | 8.054 | 4.707 | 850 | 10.55 | -10.55
2656 | 0.163 | 0.122 | 0.114 | 0.123 | 0.111 | 0.132 | 0.247 | 0.305 | 9.17 | 4.249 | 850 | 18.33 | -18.33
2657 | 0.098 | 0.06 | 0.06 | 0.061 | 0.102 | 0.094 | 0.201 | 0.178 | 10.1 | 3.618 | 850 | 37.41 | -37.41
2658 | 0.029 | 0.011 | 0.012 | 0.008 | 0.117 | 0.076 | 0.135 | 0.142 | 10.627 | 3.062 | 850 | 62.83 | -62.83
2659 | 0 | 0 | 0 | 0 | 0.158 | 0.082 | 0.125 | 0.154 | 10.813 | 2.755 | 850 | 78.9 | -78.9
2660 | 0 | 0 | 0 | 0 | 0.203 | 0.12 | 0.135 | 0.16 | 10.539 | 3.149 | 850 | 89.61 | -89.61
2661 | 0 | 0 | 0 | 0 | 0.255 | 0.18 | 0.147 | 0.161 | 9.787 | 4.01 | 850 | 97.04 | -97.04
2662 | 0 | 0 | 0 | 0 | 0.273 | 0.222 | 0.173 | 0.18 | 8.361 | 4.709 | 850 | 90.31 | -90.31
2663 | 0 | 0 | 0 | 0 | 0.232 | 0.242 | 0.199 | 0.196 | 6.72 | 5.11 | 850 | 86.07 | -86.07
2664 | 0 | 0 | 0 | 0 | 0.192 | 0.254 | 0.214 | 0.192 | 5.755 | 5.284 | 850 | 82.9 | -82.9
2665 | 0 | 0 | 0 | 0 | 0.162 | 0.261 | 0.197 | 0.174 | 5.796 | 5.279 | 850 | 81.85 | -81.85
2666 | 0 | 0 | 0 | 0 | 0.132 | 0.277 | 0.191 | 0.163 | 6.438 | 5.237 | 850 | 70.59 | -70.59
2667 | 0 | 0 | 0 | 0 | 0.124 | 0.31 | 0.198 | 0.163 | 7.04 | 5.294 | 850 | 69.53 | -69.53
2668 | 0 | 0 | 0 | 0 | 0.148 | 0.352 | 0.2 | 0.165 | 7.496 | 5.399 | 850 | 64.4 | -64.4
2669 | 0 | 0.005 | 0 | 0 | 0.207 | 0.347 | 0.187 | 0.172 | 7.976 | 5.374 | 850 | 63.88 | -63.88
2670 | 0.046 | 0.093 | 0.006 | 0.006 | 0.226 | 0.215 | 0.187 | 0.13 | 8.243 | 5.171 | 850 | 63.62 | -63.62
2671 | 0.177 | 0.271 | 0.073 | 0.038 | 0.313 | 0.254 | 0.286 | 0.101 | 8.117 | 5.08 | 850 | 64.43 | -64.43
2672 | 0.361 | 0.451 | 0.187 | 0.134 | 0.43 | 0.357 | 0.37 | 0.065 | 7.793 | 5.079 | 850 | 60.53 | -60.53
2673 | 0.517 | 0.538 | 0.297 | 0.232 | 0.462 | 0.344 | 0.365 | 0.028 | 7.224 | 4.991 | 850 | 60.88 | -60.88
2674 | 0.643 | 0.59 | 0.342 | 0.268 | 0.47 | 0.338 | 0.306 | 0.013 | 6.534 | 4.991 | 850 | 55.38 | -55.38
2675 | 0.635 | 0.589 | 0.37 | 0.293 | 0.471 | 0.345 | 0.254 | 0.007 | 6.267 | 5.167 | 850 | 32.99 | -32.99
2676 | 0.602 | 0.557 | 0.388 | 0.371 | 0.442 | 0.357 | 0.211 | 0.005 | 6.524 | 5.442 | 850 | 36.96 | -36.96
2677 | 0.57 | 0.447 | 0.32 | 0.294 | 0.402 | 0.373 | 0.162 | 0.003 | 6.899 | 5.738 | 850 | 6.06 | -6.06
2678 | 0.488 | 0.37 | 0.291 | 0.23 | 0.373 | 0.385 | 0.114 | 0.007 | 7.166 | 6.003 | 850 | 0.28 | -0.28
2679 | 0.354 | 0.273 | 0.226 | 0.149 | 0.347 | 0.398 | 0.079 | 0.017 | 7.233 | 6.205 | 850 | -0.9 | 0.9
2680 | 0.218 | 0.164 | 0.141 | 0.096 | 0.328 | 0.401 | 0.064 | 0.03 | 7.252 | 6.476 | 850 | 0.75 | -0.75
2681 | 0.097 | 0.085 | 0.07 | 0.057 | 0.303 | 0.377 | 0.063 | 0.049 | 7.265 | 6.802 | 850 | 6.01 | -6.01
2682 | 0.028 | 0.016 | 0.015 | 0.01 | 0.289 | 0.376 | 0.077 | 0.085 | 7.33 | 7.009 | 850 | 58.22 | -58.22
2683 | 0 | 0 | 0 | 0 | 0.328 | 0.454 | 0.114 | 0.162 | 7.547 | 7.168 | 850 | 74.6 | -74.6
2684 | 0 | 0 | 0 | 0 | 0.325 | 0.454 | 0.148 | 0.245 | 7.602 | 6.981 | 850 | 89.36 | -89.36
2685 | 0 | 0 | 0 | 0 | 0.295 | 0.412 | 0.159 | 0.278 | 7.494 | 6.477 | 850 | 95.26 | -95.26
2686 | 0 | 0 | 0 | 0 | 0.26 | 0.385 | 0.162 | 0.289 | 7.253 | 5.822 | 850 | 91.07 | -91.07
2687 | 0 | 0 | 0 | 0 | 0.221 | 0.366 | 0.165 | 0.313 | 6.758 | 5.204 | 850 | 89.41 | -89.41
2688 | 0 | 0 | 0 | 0 | 0.18 | 0.343 | 0.172 | 0.332 | 6.319 | 4.622 | 850 | 88.46 | -88.46
2689 | 0 | 0 | 0 | 0 | 0.15 | 0.317 | 0.195 | 0.328 | 6.079 | 4.094 | 850 | 78.97 | -78.97
2690 | 0 | 0 | 0 | 0 | 0.127 | 0.294 | 0.23 | 0.302 | 5.999 | 3.682 | 850 | 78.05 | -78.05
2691 | 0 | 0 | 0 | 0 | 0.102 | 0.262 | 0.238 | 0.263 | 6.229 | 3.395 | 850 | 78.44 | -78.44
2692 | 0 | 0 | 0 | 0 | 0.09 | 0.23 | 0.261 | 0.233 | 6.642 | 3.229 | 850 | 79.92 | -79.92
2693 | 0 | 0.006 | 0 | 0.002 | 0.088 | 0.181 | 0.306 | 0.201 | 7.012 | 3.177 | 850 | 79.79 | -79.79
2694 | 0.034 | 0.085 | 0.056 | 0.085 | 0.061 | 0.084 | 0.36 | 0.136 | 7.342 | 3.161 | 850 | 87.5 | -87.5
2695 | 0.115 | 0.179 | 0.238 | 0.267 | 0.035 | 0.067 | 0.433 | 0.182 | 7.557 | 3.082 | 850 | 105.9 | -105.9
2696 | 0.229 | 0.27 | 0.426 | 0.416 | 0.019 | 0.066 | 0.515 | 0.182 | 7.762 | 3.159 | 850 | 130.79 | -130.79
2697 | 0.328 | 0.375 | 0.534 | 0.478 | 0.015 | 0.06 | 0.547 | 0.164 | 7.793 | 3.181 | 850 | 117.46 | -117.46
2698 | 0.314 | 0.428 | 0.519 | 0.506 | 0.013 | 0.059 | 0.515 | 0.154 | 7.821 | 3.308 | 850 | 97.05 | -97.05
2699 | 0.317 | 0.43 | 0.553 | 0.536 | 0.011 | 0.058 | 0.467 | 0.148 | 7.886 | 3.504 | 850 | 81.86 | -81.86
2700 | 0.345 | 0.439 | 0.536 | 0.569 | 0.009 | 0.06 | 0.443 | 0.148 | 7.861 | 3.804 | 850 | 81.24 | -81.24
2701 | 0.361 | 0.45 | 0.461 | 0.538 | 0.009 | 0.058 | 0.436 | 0.151 | 7.792 | 4.191 | 850 | 77.05 | -77.05
2702 | 0.354 | 0.397 | 0.412 | 0.444 | 0.01 | 0.049 | 0.43 | 0.162 | 7.694 | 4.494 | 850 | 73.67 | -73.67
2703 | 0.273 | 0.304 | 0.334 | 0.352 | 0.013 | 0.039 | 0.44 | 0.183 | 7.536 | 4.722 | 850 | 74.17 | -74.17
2704 | 0.185 | 0.197 | 0.228 | 0.244 | 0.016 | 0.031 | 0.412 | 0.221 | 7.359 | 4.936 | 850 | 78.48 | -78.48
2705 | 0.103 | 0.102 | 0.11 | 0.12 | 0.02 | 0.021 | 0.357 | 0.27 | 7.195 | 5.211 | 850 | 81.57 | -81.57
2706 | 0.038 | 0.022 | 0.031 | 0.023 | 0.033 | 0.013 | 0.345 | 0.387 | 7.005 | 5.447 | 850 | 96.79 | -96.79
2707 | 0 | 0 | 0 | 0 | 0.06 | 0.008 | 0.358 | 0.541 | 6.974 | 5.52 | 850 | 118.2 | -118.2
2708 | 0 | 0 | 0 | 0 | 0.097 | 0.005 | 0.366 | 0.612 | 6.843 | 5.093 | 850 | 164.05 | -164.05
2709 | 0 | 0 | 0 | 0 | 0.13 | 0.008 | 0.356 | 0.605 | 6.329 | 4.559 | 850 | 170.96 | -170.96
2710 | 0 | 0 | 0 | 0 | 0.129 | 0.022 | 0.349 | 0.58 | 5.299 | 4.076 | 850 | 130.05 | -130.05
2711 | 0 | 0 | 0 | 0 | 0.107 | 0.046 | 0.335 | 0.482 | 4.085 | 3.873 | 850 | 105.77 | -105.77
2712 | 0 | 0 | 0 | 0 | 0.08 | 0.085 | 0.307 | 0.433 | 3.272 | 4.219 | 850 | 96.99 | -96.99
2713 | 0 | 0 | 0 | 0 | 0.053 | 0.134 | 0.31 | 0.405 | 3.221 | 4.881 | 850 | 88.32 | -88.32
2714 | 0 | 0 | 0 | 0 | 0.034 | 0.17 | 0.314 | 0.406 | 3.453 | 5.455 | 850 | 86.69 | -86.69
2715 | 0 | 0 | 0 | 0 | 0.022 | 0.181 | 0.338 | 0.4 | 3.904 | 5.931 | 850 | 85.95 | -85.95
2716 | 0 | 0 | 0 | 0 | 0.014 | 0.162 | 0.371 | 0.363 | 4.437 | 6.076 | 850 | 85.42 | -85.42
2717 | 0 | 0.009 | 0 | 0.002 | 0.013 | 0.127 | 0.411 | 0.321 | 4.831 | 5.967 | 850 | 86.35 | -86.35
2718 | 0.06 | 0.102 | 0.056 | 0.085 | 0.019 | 0.057 | 0.339 | 0.294 | 5.244 | 5.799 | 850 | 97.69 | -97.69
2719 | 0.222 | 0.281 | 0.239 | 0.272 | 0.016 | 0.043 | 0.404 | 0.367 | 5.513 | 5.67 | 850 | 121.4 | -121.4
2720 | 0.374 | 0.424 | 0.436 | 0.453 | 0.01 | 0.049 | 0.501 | 0.394 | 5.855 | 5.982 | 850 | 181.26 | -181.26
2721 | 0.482 | 0.49 | 0.566 | 0.605 | 0.016 | 0.056 | 0.534 | 0.403 | 6.424 | 6.492 | 850 | 136.28 | -136.28
2722 | 0.531 | 0.53 | 0.661 | 0.697 | 0.029 | 0.063 | 0.507 | 0.376 | 7.151 | 6.666 | 850 | 98.38 | -98.38
2723 | 0.523 | 0.526 | 0.731 | 0.73 | 0.053 | 0.062 | 0.462 | 0.318 | 7.974 | 6.731 | 850 | 82.87 | -82.87
2724 | 0.543 | 0.483 | 0.734 | 0.634 | 0.084 | 0.055 | 0.413 | 0.251 | 8.759 | 6.942 | 850 | 77.26 | -77.26
2725 | 0.516 | 0.422 | 0.704 | 0.542 | 0.113 | 0.047 | 0.366 | 0.187 | 9.575 | 7.118 | 850 | 77.46 | -77.46
2726 | 0.467 | 0.386 | 0.63 | 0.428 | 0.137 | 0.04 | 0.316 | 0.137 | 10.521 | 7.215 | 850 | 79.38 | -79.38
2727 | 0.422 | 0.298 | 0.504 | 0.336 | 0.156 | 0.032 | 0.278 | 0.103 | 11.453 | 7.161 | 850 | 78.62 | -78.62
2728 | 0.291 | 0.195 | 0.357 | 0.236 | 0.172 | 0.025 | 0.243 | 0.077 | 11.797 | 7.168 | 850 | 80.02 | -80.02
2729 | 0.133 | 0.093 | 0.171 | 0.096 | 0.186 | 0.019 | 0.198 | 0.049 | 11.155 | 7.295 | 850 | 83.02 | -83.02
2730 | 0.031 | 0.022 | 0.033 | 0.019 | 0.229 | 0.019 | 0.151 | 0.047 | 10.524 | 7.749 | 850 | 89.97 | -89.97
2731 | 0 | 0 | 0 | 0 | 0.342 | 0.04 | 0.154 | 0.091 | 10.509 | 8.517 | 850 | 102.4 | -102.4
2732 | 0 | 0 | 0 | 0 | 0.394 | 0.094 | 0.13 | 0.132 | 10.589 | 9.109 | 850 | 123.01 | -123.01
2733 | 0 | 0 | 0 | 0 | 0.377 | 0.166 | 0.108 | 0.134 | 10.431 | 9.465 | 850 | 125.07 | -125.07
2734 | 0 | 0 | 0 | 0 | 0.364 | 0.223 | 0.119 | 0.116 | 10.279 | 9.56 | 850 | 105.1 | -105.1
2735 | 0 | 0 | 0 | 0 | 0.363 | 0.254 | 0.158 | 0.1 | 10.259 | 9.543 | 850 | 92.73 | -92.73
2736 | 0 | 0 | 0 | 0 | 0.366 | 0.281 | 0.216 | 0.105 | 10.325 | 9.277 | 850 | 81.55 | -81.55
2737 | 0 | 0 | 0 | 0 | 0.332 | 0.31 | 0.267 | 0.134 | 10.247 | 8.973 | 850 | 81.8 | -81.8
2738 | 0 | 0 | 0 | 0 | 0.323 | 0.325 | 0.287 | 0.176 | 10.106 | 8.528 | 850 | 77.97 | -77.97
2739 | 0 | 0 | 0 | 0 | 0.33 | 0.318 | 0.3 | 0.196 | 9.871 | 8.358 | 850 | 77.16 | -77.16
2740 | 0 | 0 | 0 | 0 | 0.38 | 0.305 | 0.292 | 0.199 | 9.537 | 8.287 | 850 | 74.86 | -74.86
2741 | 0 | 0.003 | 0 | 0.004 | 0.392 | 0.257 | 0.277 | 0.185 | 8.964 | 8.102 | 850 | 77.37 | -77.37
2742 | 0.023 | 0.049 | 0.055 | 0.094 | 0.426 | 0.153 | 0.182 | 0.126 | 8.246 | 7.804 | 850 | 81.83 | -81.83
2743 | 0.054 | 0.111 | 0.137 | 0.282 | 0.47 | 0.117 | 0.172 | 0.12 | 7.635 | 7.588 | 850 | 101.66 | -101.66
2744 | 0.081 | 0.189 | 0.2 | 0.446 | 0.479 | 0.137 | 0.277 | 0.143 | 7.5 | 7.396 | 850 | 128.17 | -128.17
2745 | 0.118 | 0.281 | 0.222 | 0.472 | 0.451 | 0.156 | 0.353 | 0.161 | 7.616 | 7.4 | 850 | 107.07 | -107.07
2746 | 0.142 | 0.314 | 0.288 | 0.44 | 0.397 | 0.15 | 0.443 | 0.18 | 7.663 | 7.267 | 850 | 91.81 | -91.81
2747 | 0.16 | 0.361 | 0.397 | 0.41 | 0.346 | 0.136 | 0.515 | 0.216 | 7.792 | 7.022 | 850 | 90.74 | -90.74
2748 | 0.205 | 0.329 | 0.389 | 0.36 | 0.304 | 0.118 | 0.547 | 0.271 | 7.985 | 6.82 | 850 | 88.35 | -88.35
2749 | 0.197 | 0.351 | 0.313 | 0.301 | 0.251 | 0.096 | 0.543 | 0.325 | 8.205 | 6.626 | 850 | 82.6 | -82.6
2750 | 0.21 | 0.299 | 0.227 | 0.275 | 0.187 | 0.078 | 0.521 | 0.367 | 8.448 | 6.398 | 850 | 80.09 | -80.09
2751 | 0.198 | 0.229 | 0.197 | 0.195 | 0.153 | 0.065 | 0.489 | 0.411 | 8.554 | 6.217 | 850 | 76.53 | -76.53
2752 | 0.147 | 0.144 | 0.134 | 0.127 | 0.151 | 0.063 | 0.443 | 0.423 | 8.547 | 6.155 | 850 | 80.71 | -80.71
2753 | 0.092 | 0.08 | 0.069 | 0.062 | 0.153 | 0.062 | 0.352 | 0.343 | 8.293 | 6.2 | 850 | 81.12 | -81.12
2754 | 0.035 | 0.019 | 0.014 | 0.013 | 0.185 | 0.065 | 0.245 | 0.299 | 7.825 | 6.418 | 850 | 86.6 | -86.6
2755 | 0 | 0 | 0 | 0 | 0.265 | 0.063 | 0.306 | 0.347 | 7.411 | 6.977 | 850 | 101.54 | -101.54
2756 | 0 | 0 | 0 | 0 | 0.297 | 0.069 | 0.338 | 0.319 | 6.881 | 7.314 | 850 | 135.2 | -135.2
2757 | 0 | 0 | 0 | 0 | 0.308 | 0.086 | 0.373 | 0.294 | 6.183 | 7.307 | 850 | 143.44 | -143.44
2758 | 0 | 0 | 0 | 0 | 0.286 | 0.108 | 0.389 | 0.354 | 5.428 | 6.993 | 850 | 121.16 | -121.16
2759 | 0 | 0 | 0 | 0 | 0.274 | 0.134 | 0.369 | 0.327 | 4.685 | 6.508 | 850 | 105.31 | -105.31
2760 | 0 | 0 | 0 | 0 | 0.26 | 0.148 | 0.318 | 0.306 | 4.137 | 5.982 | 850 | 90.21 | -90.21
2761 | 0 | 0 | 0 | 0 | 0.257 | 0.147 | 0.314 | 0.294 | 3.876 | 5.47 | 850 | 83.5 | -83.5
2762 | 0 | 0 | 0 | 0 | 0.264 | 0.137 | 0.282 | 0.32 | 4.078 | 5.063 | 850 | 80 | -80
2763 | 0 | 0 | 0 | 0 | 0.263 | 0.126 | 0.245 | 0.382 | 4.334 | 4.76 | 850 | 77.37 | -77.37
2764 | 0 | 0 | 0 | 0 | 0.254 | 0.108 | 0.237 | 0.32 | 4.555 | 4.518 | 850 | 76.05 | -76.05
2765 | 0 | 0 | 0 | 0 | 0.232 | 0.087 | 0.228 | 0.312 | 4.845 | 4.337 | 850 | 75.24 | -75.24
2766 | 0.018 | 0.019 | 0.015 | 0.018 | 0.234 | 0.05 | 0.184 | 0.271 | 5.157 | 4.16 | 850 | 84.02 | -84.02
2767 | 0.061 | 0.049 | 0.059 | 0.093 | 0.246 | 0.034 | 0.224 | 0.279 | 5.339 | 4.042 | 850 | 102.44 | -102.44
2768 | 0.115 | 0.085 | 0.165 | 0.212 | 0.307 | 0.035 | 0.276 | 0.31 | 5.426 | 4.243 | 850 | 129.05 | -129.05
2769 | 0.176 | 0.127 | 0.335 | 0.333 | 0.376 | 0.042 | 0.286 | 0.319 | 5.531 | 4.375 | 850 | 112.71 | -112.71
2770 | 0.208 | 0.21 | 0.475 | 0.453 | 0.383 | 0.056 | 0.292 | 0.315 | 5.757 | 4.388 | 850 | 92.1 | -92.1
2771 | 0.198 | 0.305 | 0.553 | 0.448 | 0.37 | 0.086 | 0.298 | 0.277 | 6.014 | 4.394 | 850 | 80.01 | -80.01
2772 | 0.18 | 0.339 | 0.566 | 0.513 | 0.359 | 0.14 | 0.309 | 0.232 | 6.47 | 4.378 | 850 | 78.2 | -78.2
2773 | 0.19 | 0.304 | 0.521 | 0.553 | 0.326 | 0.201 | 0.306 | 0.206 | 7.02 | 4.282 | 850 | 73.92 | -73.92
2774 | 0.189 | 0.229 | 0.512 | 0.472 | 0.297 | 0.245 | 0.285 | 0.192 | 7.285 | 4.217 | 850 | 68.67 | -68.67
2775 | 0.158 | 0.187 | 0.385 | 0.357 | 0.278 | 0.252 | 0.252 | 0.178 | 7.195 | 4.24 | 850 | 66.41 | -66.41
2776 | 0.11 | 0.118 | 0.277 | 0.227 | 0.226 | 0.227 | 0.214 | 0.149 | 6.654 | 4.417 | 850 | 69.32 | -69.32
2777 | 0.065 | 0.042 | 0.143 | 0.096 | 0.147 | 0.187 | 0.17 | 0.099 | 5.917 | 4.805 | 850 | 72.81 | -72.81
2778 | 0.021 | 0.003 | 0.04 | 0.022 | 0.152 | 0.18 | 0.118 | 0.043 | 5.565 | 5.374 | 850 | 79.88 | -79.88
2779 | 0 | 0 | 0 | 0 | 0.26 | 0.19 | 0.067 | 0.009 | 6.234 | 5.904 | 850 | 95.17 | -95.17
2780 | 0 | 0 | 0 | 0 | 0.386 | 0.205 | 0.035 | 0.046 | 7.685 | 6.204 | 850 | 141.09 | -141.09
2781 | 0 | 0 | 0 | 0 | 0.463 | 0.244 | 0.033 | 0.181 | 9.135 | 6.325 | 850 | 152.29 | -152.29
2782 | 0 | 0 | 0 | 0 | 0.491 | 0.292 | 0.05 | 0.342 | 10.164 | 6.47 | 850 | 113.71 | -113.71
2783 | 0 | 0 | 0 | 0 | 0.476 | 0.331 | 0.074 | 0.399 | 10.456 | 6.617 | 850 | 91.35 | -91.35
2784 | 0 | 0 | 0 | 0 | 0.455 | 0.359 | 0.101 | 0.35 | 10.053 | 6.764 | 850 | 79.74 | -79.74
2785 | 0 | 0 | 0 | 0 | 0.44 | 0.363 | 0.129 | 0.263 | 9.282 | 6.897 | 850 | 79.87 | -79.87
2786 | 0 | 0 | 0 | 0 | 0.428 | 0.352 | 0.161 | 0.213 | 8.462 | 6.848 | 850 | 74 | -74
2787 | 0 | 0 | 0 | 0 | 0.431 | 0.347 | 0.173 | 0.19 | 7.711 | 6.927 | 850 | 74.7 | -74.7
2788 | 0 | 0 | 0 | 0 | 0.43 | 0.349 | 0.161 | 0.186 | 7.275 | 7.262 | 850 | 74.07 | -74.07
2789 | 0 | 0.007 | 0 | 0.005 | 0.391 | 0.316 | 0.163 | 0.198 | 6.996 | 7.61 | 850 | 77.1 | -77.1
2790 | 0.02 | 0.071 | 0.059 | 0.095 | 0.323 | 0.225 | 0.161 | 0.131 | 6.811 | 7.961 | 850 | 83.69 | -83.69
2791 | 0.066 | 0.178 | 0.164 | 0.277 | 0.276 | 0.179 | 0.099 | 0.059 | 6.661 | 8.37 | 850 | 93.5 | -93.5
2792 | 0.127 | 0.305 | 0.261 | 0.439 | 0.318 | 0.282 | 0.134 | 0.07 | 6.651 | 8.89 | 850 | 104.06 | -104.06
2793 | 0.187 | 0.445 | 0.331 | 0.56 | 0.371 | 0.35 | 0.202 | 0.062 | 6.766 | 9.534 | 850 | 96.06 | -96.06
2794 | 0.251 | 0.584 | 0.371 | 0.628 | 0.409 | 0.396 | 0.238 | 0.058 | 6.732 | 10.082 | 850 | 81.08 | -81.08
2795 | 0.395 | 0.666 | 0.397 | 0.644 | 0.446 | 0.404 | 0.249 | 0.057 | 6.559 | 10.407 | 850 | 77.81 | -77.81
2796 | 0.461 | 0.675 | 0.335 | 0.585 | 0.464 | 0.396 | 0.242 | 0.053 | 6.333 | 10.471 | 850 | 72.95 | -72.95
2797 | 0.435 | 0.631 | 0.277 | 0.483 | 0.437 | 0.383 | 0.228 | 0.046 | 6.049 | 10.136 | 850 | 70.35 | -70.35
2798 | 0.457 | 0.556 | 0.269 | 0.37 | 0.384 | 0.375 | 0.204 | 0.032 | 5.7 | 9.564 | 850 | 68.74 | -68.74
2799 | 0.396 | 0.428 | 0.294 | 0.254 | 0.326 | 0.371 | 0.173 | 0.016 | 5.294 | 8.751 | 850 | 65.37 | -65.37
2800 | 0.275 | 0.272 | 0.243 | 0.166 | 0.263 | 0.351 | 0.144 | 0.005 | 4.977 | 7.977 | 850 | 69.92 | -69.92
2801 | 0.117 | 0.125 | 0.126 | 0.1 | 0.175 | 0.265 | 0.102 | 0.01 | 4.678 | 7.124 | 850 | 71.7 | -71.7
2802 | 0.035 | 0.027 | 0.034 | 0.021 | 0.115 | 0.233 | 0.077 | 0.059 | 4.344 | 6.381 | 850 | 80.46 | -80.46
2803 | 0 | 0 | 0 | 0 | 0.09 | 0.219 | 0.054 | 0.163 | 4.012 | 5.807 | 850 | 94.78 | -94.78
2804 | 0 | 0 | 0 | 0 | 0.063 | 0.214 | 0.038 | 0.289 | 3.582 | 5.471 | 850 | 131.9 | -131.9
2805 | 0 | 0 | 0 | 0 | 0.049 | 0.22 | 0.025 | 0.389 | 3.285 | 5.357 | 850 | 141.58 | -141.58
2806 | 0 | 0 | 0 | 0 | 0.051 | 0.223 | 0.026 | 0.431 | 3.223 | 5.465 | 850 | 110 | -110
2807 | 0 | 0 | 0 | 0 | 0.072 | 0.206 | 0.038 | 0.383 | 3.315 | 5.685 | 850 | 92.71 | -92.71
2808 | 0 | 0 | 0 | 0 | 0.115 | 0.182 | 0.05 | 0.325 | 3.589 | 5.877 | 850 | 88.26 | -88.26
2809 | 0 | 0 | 0 | 0 | 0.173 | 0.161 | 0.058 | 0.354 | 4.04 | 5.95 | 850 | 90.29 | -90.29
2810 | 0 | 0 | 0 | 0 | 0.233 | 0.141 | 0.066 | 0.383 | 4.45 | 5.841 | 850 | 88.9 | -88.9
2811 | 0 | 0 | 0 | 0 | 0.296 | 0.127 | 0.073 | 0.385 | 4.681 | 5.663 | 850 | 86.59 | -86.59
2812 | 0 | 0 | 0 | 0 | 0.366 | 0.119 | 0.065 | 0.345 | 4.743 | 5.494 | 850 | 89.03 | -89.03
2813 | 0.002 | 0.012 | 0 | 0.005 | 0.399 | 0.125 | 0.057 | 0.289 | 4.951 | 5.436 | 850 | 87.69 | -87.69
2814 | 0.061 | 0.096 | 0.051 | 0.076 | 0.251 | 0.09 | 0.063 | 0.138 | 5.221 | 5.399 | 850 | 85.68 | -85.68
2815 | 0.207 | 0.251 | 0.147 | 0.225 | 0.157 | 0.055 | 0.037 | 0.059 | 5.456 | 5.457 | 850 | 86.08 | -86.08
2816 | 0.348 | 0.403 | 0.295 | 0.432 | 0.231 | 0.131 | 0.025 | 0.059 | 6.156 | 5.931 | 850 | 79.04 | -79.04
2817 | 0.401 | 0.529 | 0.5 | 0.578 | 0.383 | 0.183 | 0.051 | 0.064 | 6.999 | 6.585 | 850 | 68.65 | -68.65
2818 | 0.404 | 0.62 | 0.59 | 0.677 | 0.428 | 0.202 | 0.116 | 0.087 | 7.885 | 7.023 | 850 | 59.07 | -59.07
2819 | 0.335 | 0.661 | 0.61 | 0.728 | 0.433 | 0.203 | 0.193 | 0.107 | 8.437 | 7.163 | 850 | 36.02 | -36.02
2820 | 0.277 | 0.666 | 0.606 | 0.73 | 0.413 | 0.202 | 0.26 | 0.119 | 8.521 | 7.329 | 850 | 8.43 | -8.43
2821 | 0.313 | 0.601 | 0.605 | 0.686 | 0.417 | 0.2 | 0.32 | 0.126 | 8.524 | 7.581 | 850 | 0.03 | -0.03
2822 | 0.341 | 0.48 | 0.577 | 0.609 | 0.461 | 0.194 | 0.377 | 0.131 | 8.877 | 7.824 | 850 | -0.06 | 0.06
2823 | 0.284 | 0.376 | 0.497 | 0.494 | 0.47 | 0.186 | 0.432 | 0.135 | 9.19 | 7.861 | 850 | 0 | 0
2824 | 0.179 | 0.265 | 0.361 | 0.339 | 0.41 | 0.161 | 0.468 | 0.138 | 8.943 | 8.08 | 850 | 0 | 0
2825 | 0.051 | 0.13 | 0.188 | 0.158 | 0.406 | 0.145 | 0.454 | 0.147 | 8.894 | 8.811 | 850 | 19.95 | -19.95
2826 | 0.01 | 0.027 | 0.036 | 0.02 | 0.365 | 0.173 | 0.494 | 0.195 | 9.232 | 9.694 | 850 | 62.18 | -62.18
2827 | 0 | 0 | 0 | 0 | 0.244 | 0.304 | 0.519 | 0.31 | 9.614 | 10.491 | 850 | 86.18 | -86.18
2828 | 0 | 0 | 0 | 0 | 0.156 | 0.494 | 0.515 | 0.573 | 9.689 | 10.985 | 850 | 119.9 | -119.9
2829 | 0 | 0 | 0 | 0 | 0.188 | 0.624 | 0.534 | 0.754 | 9.288 | 11.041 | 850 | 112.27 | -112.27
2830 | 0 | 0 | 0 | 0 | 0.315 | 0.69 | 0.528 | 0.729 | 8.223 | 10.846 | 850 | 85 | -85
2831 | 0 | 0 | 0 | 0 | 0.451 | 0.715 | 0.491 | 0.646 | 7.991 | 10.619 | 850 | 75.9 | -75.9
2832 | 0 | 0 | 0 | 0 | 0.542 | 0.686 | 0.478 | 0.564 | 9.506 | 10.448 | 850 | 65.23 | -65.23
2833 | 0 | 0 | 0 | 0 | 0.596 | 0.63 | 0.488 | 0.489 | 10.874 | 10.496 | 850 | 56.39 | -56.39
2834 | 0 | 0 | 0 | 0 | 0.642 | 0.575 | 0.507 | 0.433 | 11.216 | 10.68 | 850 | 46.14 | -46.14
2835 | 0 | 0 | 0 | 0 | 0.658 | 0.523 | 0.412 | 0.414 | 10.992 | 10.953 | 850 | 39.6 | -39.6
2836 | 0 | 0 | 0 | 0 | 0.627 | 0.486 | 0.352 | 0.383 | 10.711 | 11.218 | 850 | 31.55 | -31.55
2837 | 0 | 0.008 | 0 | 0.006 | 0.568 | 0.416 | 0.423 | 0.383 | 10.487 | 11.3 | 850 | 27.6 | -27.6
2838 | 0.021 | 0.057 | 0.03 | 0.077 | 0.518 | 0.322 | 0.446 | 0.267 | 10.299 | 11.092 | 850 | 26.05 | -26.05
2839 | 0.07 | 0.16 | 0.04 | 0.206 | 0.392 | 0.284 | 0.26 | 0.14 | 10.298 | 11.069 | 850 | 9.92 | -9.92
2840 | 0.18 | 0.344 | 0.08 | 0.357 | 0.25 | 0.31 | 0.124 | 0.148 | 10.596 | 11.126 | 850 | 0.1 | -0.1
2841 | 0.311 | 0.523 | 0.15 | 0.542 | 0.241 | 0.349 | 0.121 | 0.129 | 11.181 | 11.109 | 850 | -0.07 | 0.07
2842 | 0.484 | 0.635 | 0.27 | 0.661 | 0.521 | 0.43 | 0.288 | 0.092 | 11.904 | 11.406 | 850 | -1.02 | 1.02
2843 | 0.44 | 0.678 | 0.42 | 0.708 | 0.708 | 0.449 | 0.423 | 0.065 | 12.727 | 11.497 | 850 | -16.63 | 16.63
2844 | 0.271 | 0.664 | 0.482 | 0.71 | 0.722 | 0.417 | 0.433 | 0.046 | 12.845 | 11.832 | 850 | -36.72 | 36.72
2845 | 0.365 | 0.546 | 0.406 | 0.673 | 0.756 | 0.352 | 0.362 | 0.03 | 12.897 | 11.961 | 850 | -60.05 | 60.05
2846 | 0.481 | 0.358 | 0.238 | 0.592 | 0.818 | 0.297 | 0.266 | 0.027 | 13.666 | 11.266 | 850 | -60.09 | 60.09
2847 | 0.443 | 0.216 | 0.177 | 0.47 | 0.841 | 0.262 | 0.175 | 0.026 | 13.844 | 10.291 | 850 | -65.06 | 65.06
2848 | 0.322 | 0.132 | 0.162 | 0.306 | 0.822 | 0.256 | 0.119 | 0.034 | 13.797 | 9.622 | 850 | -52.43 | 52.43
2849 | 0.178 | 0.062 | 0.073 | 0.144 | 0.781 | 0.316 | 0.089 | 0.043 | 13.497 | 9.425 | 850 | -23.45 | 23.45
2850 | 0.051 | 0.013 | 0.013 | 0.027 | 0.713 | 0.361 | 0.078 | 0.047 | 13.087 | 9.77 | 850 | -0.02 | 0.02
2851 | 0 | 0 | 0 | 0 | 0.643 | 0.376 | 0.079 | 0.073 | 13.387 | 10.108 | 850 | 25.38 | -25.38
2852 | 0 | 0 | 0 | 0 | 0.57 | 0.398 | 0.069 | 0.14 | 13.312 | 10.202 | 850 | 69.36 | -69.36
2853 | 0 | 0 | 0 | 0 | 0.504 | 0.48 | 0.05 | 0.249 | 13.58 | 10.411 | 850 | 77.45 | -77.45
2854 | 0 | 0 | 0 | 0 | 0.449 | 0.573 | 0.031 | 0.345 | 12.47 | 11.051 | 850 | 78.56 | -78.56
2855 | 0 | 0 | 0 | 0 | 0.366 | 0.577 | 0.024 | 0.411 | 11.36 | 11.381 | 850 | 72.21 | -72.21
2856 | 0 | 0 | 0 | 0 | 0.26 | 0.522 | 0.031 | 0.424 | 10.393 | 10.894 | 850 | 66.94 | -66.94
2857 | 0 | 0 | 0 | 0 | 0.208 | 0.443 | 0.063 | 0.38 | 9.533 | 9.857 | 850 | 63.15 | -63.15
2858 | 0 | 0 | 0 | 0 | 0.222 | 0.38 | 0.121 | 0.313 | 9.016 | 8.923 | 850 | 60.05 | -60.05
2859 | 0 | 0 | 0 | 0 | 0.268 | 0.313 | 0.172 | 0.245 | 8.943 | 8.068 | 850 | 58.93 | -58.93
2860 | 0 | 0 | 0 | 0 | 0.315 | 0.213 | 0.187 | 0.186 | 9.026 | 7.097 | 850 | 62.46 | -62.46
2861 | 0.004 | 0.001 | 0 | 0.007 | 0.344 | 0.136 | 0.173 | 0.113 | 9.152 | 6.145 | 850 | 76.82 | -76.82
2862 | 0.07 | 0.04 | 0.062 | 0.084 | 0.251 | 0.093 | 0.126 | 0.046 | 8.83 | 5.262 | 850 | 85.18 | -85.18
2863 | 0.231 | 0.111 | 0.194 | 0.228 | 0.14 | 0.053 | 0.116 | 0.028 | 8.402 | 4.83 | 850 | 102.38 | -102.38
2864 | 0.399 | 0.222 | 0.363 | 0.387 | 0.217 | 0.047 | 0.173 | 0.018 | 8.675 | 5.009 | 850 | 117.95 | -117.95
2865 | 0.533 | 0.331 | 0.431 | 0.529 | 0.236 | 0.026 | 0.148 | 0.012 | 9.142 | 5.532 | 850 | 100.69 | -100.69
2866 | 0.637 | 0.452 | 0.446 | 0.633 | 0.222 | 0.013 | 0.11 | 0.007 | 9.354 | 5.762 | 850 | 75.17 | -75.17
2867 | 0.677 | 0.557 | 0.444 | 0.683 | 0.188 | 0.013 | 0.089 | 0.009 | 9.186 | 5.767 | 850 | 59.21 | -59.21
2868 | 0.676 | 0.598 | 0.414 | 0.687 | 0.161 | 0.015 | 0.078 | 0.014 | 8.68 | 5.641 | 850 | 36.46 | -36.46
2869 | 0.584 | 0.545 | 0.457 | 0.65 | 0.136 | 0.018 | 0.073 | 0.024 | 8.209 | 5.355 | 850 | 36.18 | -36.18
2870 | 0.479 | 0.406 | 0.502 | 0.568 | 0.124 | 0.022 | 0.07 | 0.037 | 7.631 | 5.115 | 850 | 35.59 | -35.59
2871 | 0.35 | 0.196 | 0.389 | 0.447 | 0.121 | 0.03 | 0.082 | 0.057 | 7.07 | 4.977 | 850 | 33.63 | -33.63
2872 | 0.214 | 0.123 | 0.262 | 0.299 | 0.133 | 0.051 | 0.118 | 0.095 | 6.686 | 5.186 | 850 | 35.57 | -35.57
2873 | 0.104 | 0.107 | 0.143 | 0.141 | 0.159 | 0.106 | 0.173 | 0.139 | 6.335 | 6.171 | 850 | 47.68 | -47.68
2874 | 0.037 | 0.034 | 0.041 | 0.028 | 0.193 | 0.238 | 0.268 | 0.179 | 6.802 | 7.669 | 850 | 85.75 | -85.75
2875 | 0 | 0 | 0 | 0 | 0.244 | 0.428 | 0.396 | 0.214 | 8.05 | 9.218 | 850 | 104.73 | -104.73
2876 | 0 | 0 | 0 | 0 | 0.296 | 0.51 | 0.452 | 0.254 | 9.32 | 10.274 | 850 | 180.04 | -180.04
2877 | 0 | 0 | 0 | 0 | 0.33 | 0.486 | 0.463 | 0.335 | 10.347 | 10.552 | 850 | 204.57 | -204.57
2878 | 0 | 0 | 0 | 0 | 0.35 | 0.436 | 0.44 | 0.404 | 11.092 | 10.315 | 850 | 108.55 | -108.55
2879 | 0 | 0 | 0 | 0 | 0.383 | 0.398 | 0.38 | 0.447 | 11.469 | 9.864 | 850 | 87.29 | -87.29
2880 | 0 | 0 | 0 | 0 | 0.416 | 0.38 | 0.271 | 0.463 | 11.38 | 9.624 | 850 | 81.15 | -81.15
2881 | 0 | 0 | 0 | 0 | 0.409 | 0.376 | 0.182 | 0.42 | 10.925 | 9.565 | 850 | 73.76 | -73.76
2882 | 0 | 0 | 0 | 0 | 0.374 | 0.372 | 0.137 | 0.389 | 10.55 | 9.412 | 850 | 66.77 | -66.77
2883 | 0 | 0 | 0 | 0 | 0.335 | 0.373 | 0.115 | 0.402 | 10.077 | 9.28 | 850 | 70.41 | -70.41
2884 | 0 | 0 | 0 | 0 | 0.289 | 0.378 | 0.101 | 0.439 | 9.834 | 9.189 | 850 | 70 | -70
2885 | 0.002 | 0.015 | 0.001 | 0.008 | 0.233 | 0.335 | 0.091 | 0.443 | 9.753 | 9.095 | 850 | 70 | -70
2886 | 0.053 | 0.098 | 0.063 | 0.086 | 0.128 | 0.237 | 0.094 | 0.277 | 9.435 | 8.898 | 850 | 78.77 | -78.77
2887 | 0.132 | 0.245 | 0.213 | 0.259 | 0.06 | 0.164 | 0.05 | 0.111 | 8.618 | 8.912 | 850 | 94.95 | -94.95
2888 | 0.218 | 0.399 | 0.383 | 0.427 | 0.051 | 0.203 | 0.032 | 0.088 | 8.021 | 9.551 | 850 | 101.95 | -101.95
2889 | 0.3 | 0.541 | 0.525 | 0.56 | 0.043 | 0.249 | 0.035 | 0.146 | 7.682 | 9.78 | 850 | 88.46 | -88.46
2890 | 0.381 | 0.632 | 0.636 | 0.655 | 0.041 | 0.304 | 0.043 | 0.147 | 7.196 | 10.151 | 850 | 77 | -77
2891 | 0.462 | 0.674 | 0.687 | 0.698 | 0.048 | 0.375 | 0.051 | 0.137 | 7.146 | 10.473 | 850 | 62.06 | -62.06
2892 | 0.533 | 0.677 | 0.698 | 0.702 | 0.07 | 0.437 | 0.054 | 0.171 | 7.39 | 10.585 | 850 | 47.1 | -47.1
2893 | 0.568 | 0.64 | 0.668 | 0.663 | 0.093 | 0.46 | 0.058 | 0.218 | 7.727 | 10.575 | 850 | 28.05 | -28.05
2894 | 0.499 | 0.564 | 0.6 | 0.587 | 0.097 | 0.453 | 0.062 | 0.26 | 7.937 | 10.343 | 850 | 11.3 | -11.3
2895 | 0.394 | 0.45 | 0.489 | 0.469 | 0.084 | 0.412 | 0.057 | 0.292 | 8.115 | 10.078 | 850 | 10 | -10
2896 | 0.278 | 0.304 | 0.341 | 0.316 | 0.066 | 0.346 | 0.054 | 0.306 | 8.214 | 10.015 | 850 | 19.14 | -19.14
2897 | 0.148 | 0.143 | 0.173 | 0.147 | 0.062 | 0.357 | 0.065 | 0.353 | 8.577 | 10.396 | 850 | 45.84 | -45.84
2898 | 0.045 | 0.028 | 0.038 | 0.027 | 0.075 | 0.483 | 0.041 | 0.501 | 9.271 | 10.711 | 850 | 66.95 | -66.95
2899 | 0 | 0 | 0 | 0 | 0.119 | 0.625 | 0.025 | 0.622 | 9.739 | 10.901 | 850 | 86.2 | -86.2
2900 | 0 | 0 | 0 | 0 | 0.199 | 0.708 | 0.03 | 0.669 | 9.846 | 10.786 | 850 | 122.01 | -122.01
2901 | 0 | 0 | 0 | 0 | 0.301 | 0.723 | 0.038 | 0.663 | 9.698 | 10.516 | 850 | 132.41 | -132.41
2902 | 0 | 0 | 0 | 0 | 0.383 | 0.708 | 0.048 | 0.637 | 9.534 | 10.26 | 850 | 88.37 | -88.37
2903 | 0 | 0 | 0 | 0 | 0.424 | 0.674 | 0.053 | 0.534 | 9.361 | 10.168 | 850 | 77.97 | -77.97
2904 | 0 | 0 | 0 | 0 | 0.427 | 0.611 | 0.061 | 0.471 | 9.178 | 9.989 | 850 | 75.69 | -75.69
2905 | 0 | 0 | 0 | 0 | 0.389 | 0.559 | 0.067 | 0.46 | 9.007 | 9.743 | 850 | 66.81 | -66.81
2906 | 0 | 0 | 0 | 0 | 0.335 | 0.534 | 0.073 | 0.467 | 8.915 | 9.536 | 850 | 55.09 | -55.09
2907 | 0 | 0 | 0 | 0 | 0.281 | 0.537 | 0.076 | 0.47 | 8.937 | 9.416 | 850 | 50.31 | -50.31
2908 | 0 | 0 | 0 | 0 | 0.245 | 0.539 | 0.073 | 0.457 | 8.99 | 9.398 | 850 | 43.99 | -43.99
2909 | 0.005 | 0.015 | 0.001 | 0.011 | 0.221 | 0.51 | 0.07 | 0.436 | 9.037 | 9.398 | 850 | 47.81 | -47.81
2910 | 0.062 | 0.109 | 0.065 | 0.095 | 0.151 | 0.401 | 0.074 | 0.281 | 8.795 | 8.867 | 850 | 44.69 | -44.69
2911 | 0.167 | 0.28 | 0.214 | 0.261 | 0.08 | 0.403 | 0.045 | 0.202 | 8.678 | 8.671 | 850 | 42.48 | -42.48
2912 | 0.289 | 0.442 | 0.372 | 0.417 | 0.087 | 0.542 | 0.022 | 0.233 | 9.17 | 9.358 | 850 | 28.08 | -28.08
2913 | 0.425 | 0.567 | 0.491 | 0.532 | 0.188 | 0.664 | 0.043 | 0.272 | 10.201 | 10.224 | 850 | 8.45 | -8.45
2914 | 0.558 | 0.651 | 0.541 | 0.591 | 0.294 | 0.744 | 0.067 | 0.28 | 11.032 | 11.028 | 850 | 0.01 | -0.01
2915 | 0.653 | 0.691 | 0.552 | 0.6 | 0.357 | 0.768 | 0.093 | 0.304 | 11.702 | 11.64 | 850 | -0.97 | 0.97
2916 | 0.679 | 0.693 | 0.601 | 0.586 | 0.399 | 0.772 | 0.133 | 0.332 | 12.007 | 12.081 | 850 | -40.05 | 40.05
2917 | 0.656 | 0.653 | 0.585 | 0.51 | 0.436 | 0.767 | 0.179 | 0.33 | 11.997 | 12.368 | 850 | -91.9 | 91.9
2918 | 0.592 | 0.576 | 0.494 | 0.436 | 0.457 | 0.764 | 0.201 | 0.338 | 11.955 | 12.358 | 850 | -120 | 120
2919 | 0.484 | 0.459 | 0.397 | 0.37 | 0.46 | 0.754 | 0.189 | 0.37 | 11.97 | 12.315 | 850 | -120.07 | 120.07
2920 | 0.338 | 0.301 | 0.295 | 0.265 | 0.423 | 0.716 | 0.151 | 0.381 | 12.217 | 12.383 | 850 | -79.98 | 79.98
2921 | 0.18 | 0.143 | 0.161 | 0.127 | 0.44 | 0.684 | 0.103 | 0.467 | 12.807 | 12.688 | 850 | -30.01 | 30.01
2922 | 0.051 | 0.028 | 0.042 | 0.03 | 0.58 | 0.663 | 0.055 | 0.648 | 14.024 | 12.854 | 850 | -1.14 | 1.14
2923 | 0.001 | 0 | 0 | 0 | 0.716 | 0.666 | 0.063 | 0.684 | 14.454 | 13.046 | 850 | 15.32 | -15.32
2924 | 0 | 0 | 0 | 0 | 0.754 | 0.684 | 0.074 | 0.677 | 14.43 | 12.984 | 850 | 50.4 | -50.4
2925 | 0 | 0 | 0 | 0 | 0.737 | 0.662 | 0.062 | 0.685 | 14.002 | 12.607 | 850 | 50 | -50
2926 | 0 | 0 | 0 | 0 | 0.682 | 0.64 | 0.05 | 0.665 | 13.556 | 12.07 | 850 | 34.01 | -34.01
2927 | 0 | 0 | 0 | 0 | 0.646 | 0.622 | 0.067 | 0.63 | 13.224 | 11.621 | 850 | 29.92 | -29.92
2928 | 0 | 0 | 0 | 0 | 0.629 | 0.626 | 0.095 | 0.608 | 12.963 | 11.283 | 850 | 22 | -22
2929 | 0 | 0 | 0 | 0 | 0.595 | 0.636 | 0.111 | 0.602 | 12.726 | 11.148 | 850 | 14.56 | -14.56
2930 | 0 | 0 | 0 | 0 | 0.564 | 0.636 | 0.12 | 0.594 | 12.608 | 11.003 | 850 | 10.94 | -10.94
2931 | 0 | 0 | 0 | 0 | 0.537 | 0.624 | 0.129 | 0.595 | 12.531 | 10.962 | 850 | 10 | -10
2932 | 0 | 0 | 0 | 0 | 0.525 | 0.611 | 0.138 | 0.598 | 12.234 | 10.916 | 850 | 7.8 | -7.8
2933 | 0.006 | 0.017 | 0 | 0.011 | 0.497 | 0.557 | 0.145 | 0.564 | 11.615 | 10.656 | 850 | 10.63 | -10.63
2934 | 0.07 | 0.109 | 0.053 | 0.091 | 0.394 | 0.446 | 0.132 | 0.494 | 11.187 | 10.12 | 850 | 32.06 | -32.06
2935 | 0.207 | 0.273 | 0.163 | 0.245 | 0.363 | 0.417 | 0.073 | 0.504 | 10.984 | 9.773 | 850 | 72.72 | -72.72
2936 | 0.367 | 0.428 | 0.314 | 0.412 | 0.389 | 0.627 | 0.054 | 0.566 | 11.249 | 10.163 | 850 | 78.28 | -78.28
2937 | 0.502 | 0.55 | 0.463 | 0.551 | 0.408 | 0.751 | 0.045 | 0.518 | 11.727 | 11.139 | 850 | 62.9 | -62.9
2938 | 0.607 | 0.636 | 0.531 | 0.653 | 0.42 | 0.776 | 0.047 | 0.48 | 11.987 | 11.609 | 850 | 31.45 | -31.45
2939 | 0.665 | 0.677 | 0.548 | 0.699 | 0.458 | 0.779 | 0.06 | 0.467 | 12.078 | 11.921 | 850 | 5.1 | -5.1
2940 | 0.679 | 0.679 | 0.478 | 0.702 | 0.507 | 0.777 | 0.097 | 0.457 | 12.117 | 12.177 | 850 | -0.08 | 0.08
2941 | 0.65 | 0.641 | 0.391 | 0.649 | 0.554 | 0.776 | 0.194 | 0.449 | 12.199 | 12.264 | 850 | -1.73 | 1.73
2942 | 0.544 | 0.557 | 0.238 | 0.536 | 0.59 | 0.772 | 0.386 | 0.457 | 12.329 | 12.278 | 850 | -4.19 | 4.19
2943 | 0.408 | 0.443 | 0.118 | 0.422 | 0.602 | 0.755 | 0.567 | 0.419 | 12.384 | 12.153 | 850 | -0.05 | 0.05
2944 | 0.289 | 0.295 | 0.059 | 0.218 | 0.524 | 0.719 | 0.644 | 0.309 | 12.325 | 11.97 | 850 | -1.39 | 1.39
2945 | 0.166 | 0.143 | 0.023 | 0.096 | 0.387 | 0.7 | 0.63 | 0.194 | 12.596 | 12.119 | 850 | 4.04 | -4.04
2946 | 0.052 | 0.031 | 0.002 | 0.021 | 0.424 | 0.658 | 0.567 | 0.173 | 13.062 | 12.384 | 850 | 55.16 | -55.16
2947 | 0.001 | 0 | 0 | 0 | 0.548 | 0.63 | 0.572 | 0.274 | 13.347 | 12.535 | 850 | 81.22 | -81.22
2948 | 0 | 0 | 0 | 0 | 0.602 | 0.617 | 0.593 | 0.507 | 13.245 | 12.63 | 850 | 87.96 | -87.96
2949 | 0 | 0 | 0 | 0 | 0.547 | 0.6 | 0.577 | 0.603 | 12.912 | 12.263 | 850 | 85.14 | -85.14
2950 | 0 | 0 | 0 | 0 | 0.491 | 0.592 | 0.587 | 0.576 | 12.528 | 11.955 | 850 | 82.31 | -82.31
2951 | 0 | 0 | 0 | 0 | 0.45 | 0.587 | 0.573 | 0.586 | 12.025 | 11.361 | 850 | 78.21 | -78.21
2952 | 0 | 0 | 0 | 0 | 0.413 | 0.573 | 0.595 | 0.605 | 11.916 | 10.83 | 850 | 71.02 | -71.02
2953 | 0 | 0 | 0 | 0 | 0.367 | 0.555 | 0.634 | 0.559 | 11.707 | 10.483 | 850 | 61.9 | -61.9
2954 | 0 | 0 | 0 | 0 | 0.316 | 0.537 | 0.619 | 0.46 | 11.436 | 10.334 | 850 | 59.14 | -59.14
2955 | 0 | 0 | 0 | 0 | 0.251 | 0.518 | 0.593 | 0.405 | 11.27 | 10.296 | 850 | 57.95 | -57.95
2956 | 0 | 0 | 0 | 0 | 0.188 | 0.478 | 0.6 | 0.367 | 10.88 | 10.247 | 850 | 58.5 | -58.5
2957 | 0.007 | 0.02 | 0 | 0.01 | 0.115 | 0.357 | 0.542 | 0.326 | 10.165 | 9.951 | 850 | 59.14 | -59.14
2958 | 0.075 | 0.111 | 0.05 | 0.081 | 0.061 | 0.195 | 0.507 | 0.284 | 9.277 | 9.232 | 850 | 69.17 | -69.17
2959 | 0.19 | 0.269 | 0.134 | 0.207 | 0.062 | 0.152 | 0.587 | 0.41 | 8.62 | 8.867 | 850 | 83.76 | -83.76
2960 | 0.274 | 0.424 | 0.222 | 0.295 | 0.073 | 0.125 | 0.598 | 0.483 | 8.468 | 8.974 | 850 | 85.47 | -85.47
2961 | 0.319 | 0.542 | 0.323 | 0.278 | 0.145 | 0.142 | 0.491 | 0.457 | 8.387 | 9.281 | 850 | 92.31 | -92.31
2962 | 0.299 | 0.615 | 0.392 | 0.209 | 0.31 | 0.155 | 0.367 | 0.441 | 8.22 | 9.532 | 850 | 88.25 | -88.25
2963 | 0.241 | 0.653 | 0.451 | 0.187 | 0.48 | 0.163 | 0.268 | 0.441 | 7.751 | 9.444 | 850 | 77.95 | -77.95
2964 | 0.227 | 0.616 | 0.502 | 0.172 | 0.573 | 0.164 | 0.198 | 0.444 | 7.15 | 9.048 | 850 | 72.58 | -72.58
2965 | 0.204 | 0.524 | 0.526 | 0.137 | 0.602 | 0.161 | 0.149 | 0.423 | 6.964 | 8.617 | 850 | 64.11 | -64.11
2966 | 0.175 | 0.402 | 0.502 | 0.139 | 0.612 | 0.151 | 0.116 | 0.383 | 7.949 | 8.15 | 850 | 59.33 | -59.33
2967 | 0.155 | 0.264 | 0.379 | 0.115 | 0.602 | 0.149 | 0.096 | 0.34 | 9.695 | 7.56 | 850 | 60.05 | -60.05
2968 | 0.107 | 0.166 | 0.217 | 0.075 | 0.551 | 0.164 | 0.085 | 0.257 | 10.838 | 6.93 | 850 | 64.69 | -64.69
2969 | 0.085 | 0.083 | 0.086 | 0.039 | 0.467 | 0.199 | 0.073 | 0.163 | 10.914 | 6.458 | 850 | 72.29 | -72.29
2970 | 0.037 | 0.019 | 0.022 | 0.009 | 0.34 | 0.256 | 0.062 | 0.136 | 10.303 | 6.303 | 850 | 79.55 | -79.55
2971 | 0.001 | 0 | 0 | 0 | 0.283 | 0.323 | 0.049 | 0.132 | 9.885 | 6.159 | 850 | 88.89 | -88.89
2972 | 0 | 0 | 0 | 0 | 0.254 | 0.329 | 0.034 | 0.114 | 9.687 | 6.3 | 850 | 105.49 | -105.49
2973 | 0 | 0 | 0 | 0 | 0.225 | 0.294 | 0.019 | 0.089 | 9.323 | 6.809 | 850 | 119.94 | -119.94
2974 | 0 | 0 | 0 | 0 | 0.218 | 0.295 | 0.012 | 0.077 | 9.01 | 7.355 | 850 | 107.95 | -107.95
2975 | 0 | 0 | 0 | 0 | 0.211 | 0.286 | 0.012 | 0.079 | 8.704 | 7.614 | 850 | 93.46 | -93.46
2976 | 0 | 0 | 0 | 0 | 0.203 | 0.271 | 0.011 | 0.084 | 8.232 | 7.505 | 850 | 85.56 | -85.56
2977 | 0 | 0 | 0 | 0 | 0.205 | 0.275 | 0.032 | 0.079 | 7.76 | 7.288 | 850 | 90.8 | -90.8
2978 | 0 | 0 | 0 | 0 | 0.222 | 0.26 | 0.028 | 0.047 | 7.563 | 6.883 | 850 | 87.79 | -87.79
2979 | 0 | 0 | 0 | 0 | 0.251 | 0.235 | 0.026 | 0.015 | 7.604 | 6.456 | 850 | 86.26 | -86.26
2980 | 0 | 0 | 0 | 0 | 0.277 | 0.214 | 0.013 | 0.003 | 7.673 | 6.412 | 850 | 87.72 | -87.72
2981 | 0.011 | 0.02 | 0.005 | 0.008 | 0.292 | 0.163 | 0.016 | 0.005 | 7.726 | 6.445 | 850 | 90.64 | -90.64
2982 | 0.081 | 0.104 | 0.07 | 0.062 | 0.191 | 0.09 | 0.028 | 0.011 | 7.418 | 6.156 | 850 | 98.34 | -98.34
2983 | 0.232 | 0.246 | 0.171 | 0.165 | 0.097 | 0.061 | 0.064 | 0.017 | 6.852 | 5.857 | 850 | 94.19 | -94.19
2984 | 0.39 | 0.392 | 0.246 | 0.259 | 0.105 | 0.037 | 0.105 | 0.023 | 6.698 | 5.625 | 850 | 90.02 | -90.02
2985 | 0.519 | 0.516 | 0.276 | 0.28 | 0.099 | 0.028 | 0.141 | 0.033 | 6.834 | 5.614 | 850 | 78.48 | -78.48
2986 | 0.59 | 0.606 | 0.394 | 0.313 | 0.095 | 0.023 | 0.159 | 0.056 | 6.694 | 5.43 | 850 | 62.38 | -62.38
2987 | 0.574 | 0.648 | 0.532 | 0.285 | 0.103 | 0.019 | 0.127 | 0.078 | 6.169 | 4.974 | 850 | 41.17 | -41.17
2988 | 0.404 | 0.645 | 0.538 | 0.433 | 0.128 | 0.017 | 0.089 | 0.085 | 5.467 | 4.389 | 850 | 31.18 | -31.18
2989 | 0.248 | 0.576 | 0.532 | 0.539 | 0.155 | 0.019 | 0.077 | 0.093 | 4.763 | 3.786 | 850 | 24.93 | -24.93
2990 | 0.151 | 0.51 | 0.476 | 0.586 | 0.147 | 0.026 | 0.078 | 0.11 | 4.193 | 3.211 | 850 | 14.53 | -14.53
2991 | 0.107 | 0.357 | 0.435 | 0.461 | 0.094 | 0.034 | 0.074 | 0.116 | 4.212 | 2.634 | 850 | 13.34 | -13.34
2992 | 0.104 | 0.179 | 0.313 | 0.31 | 0.06 | 0.037 | 0.07 | 0.102 | 4.623 | 2.798 | 850 | 26.03 | -26.03
2993 | 0.13 | 0.098 | 0.174 | 0.141 | 0.058 | 0.034 | 0.079 | 0.083 | 4.953 | 3.504 | 850 | 63.62 | -63.62
2994 | 0.059 | 0.03 | 0.049 | 0.038 | 0.078 | 0.03 | 0.117 | 0.083 | 4.946 | 4.486 | 850 | 79.36 | -79.36
2995 | 0.002 | 0 | 0 | 0 | 0.128 | 0.019 | 0.147 | 0.098 | 4.267 | 5.583 | 850 | 98.01 | -98.01
2996 | 0 | 0 | 0 | 0 | 0.202 | 0.032 | 0.141 | 0.115 | 3.358 | 6.282 | 850 | 121.92 | -121.92
2997 | 0 | 0 | 0 | 0 | 0.289 | 0.076 | 0.183 | 0.117 | 3.629 | 6.624 | 850 | 135.4 | -135.4
2998 | 0 | 0 | 0 | 0 | 0.398 | 0.153 | 0.238 | 0.126 | 5.002 | 6.88 | 850 | 113.56 | -113.56
2999 | 0 | 0 | 0 | 0 | 0.481 | 0.257 | 0.294 | 0.126 | 6.368 | 7.083 | 850 | 90.26 | -90.26
3000 | 0 | 0 | 0 | 0 | 0.531 | 0.34 | 0.363 | 0.088 | 7.523 | 7.293 | 850 | 83.6 | -83.6
3001 | 0 | 0 | 0 | 0 | 0.551 | 0.388 | 0.407 | 0.045 | 8.405 | 7.571 | 850 | 90.58 | -90.58
3002 | 0 | 0 | 0 | 0 | 0.484 | 0.387 | 0.423 | 0.04 | 8.882 | 7.884 | 850 | 84.82 | -84.82
3003 | 0 | 0 | 0 | 0 | 0.53 | 0.393 | 0.417 | 0.068 | 9.039 | 8.283 | 850 | 83.52 | -83.52
3004 | 0 | 0 | 0 | 0 | 0.602 | 0.383 | 0.404 | 0.108 | 8.861 | 8.718 | 850 | 80.49 | -80.49
3005 | 0.011 | 0.02 | 0 | 0 | 0.675 | 0.338 | 0.38 | 0.147 | 8.37 | 9.148 | 850 | 74.74 | -74.74
3006 | 0.078 | 0.072 | 0.018 | 0.029 | 0.709 | 0.251 | 0.339 | 0.128 | 7.554 | 8.826 | 850 | 71.13 | -71.13
3007 | 0.176 | 0.098 | 0.067 | 0.068 | 0.763 | 0.214 | 0.37 | 0.107 | 6.682 | 8.703 | 850 | 62.16 | -62.16
3008 | 0.222 | 0.162 | 0.131 | 0.097 | 0.803 | 0.29 | 0.435 | 0.147 | 6.247 | 8.809 | 850 | 55.08 | -55.08
3009 | 0.249 | 0.208 | 0.236 | 0.137 | 0.847 | 0.281 | 0.521 | 0.218 | 5.992 | 9.018 | 850 | 41.33 | -41.33
3010 | 0.231 | 0.277 | 0.514 | 0.239 | 0.848 | 0.267 | 0.616 | 0.198 | 6.244 | 9.33 | 850 | 26.12 | -26.12
3011 | 0.344 | 0.46 | 0.371 | 0.458 | 0.831 | 0.328 | 0.627 | 0.146 | 6.775 | 9.544 | 850 | 8.85 | -8.85
3012 | 0.447 | 0.507 | 0.325 | 0.289 | 0.821 | 0.413 | 0.59 | 0.18 | 8.628 | 9.792 | 850 | 0.44 | -0.44
3013 | 0.467 | 0.56 | 0.479 | 0.323 | 0.791 | 0.459 | 0.549 | 0.242 | 10.465 | 10.217 | 850 | 0 | 0
3014 | 0.461 | 0.543 | 0.401 | 0.411 | 0.751 | 0.461 | 0.503 | 0.258 | 11.743 | 10.528 | 850 | -0.04 | 0.04
3015 | 0.367 | 0.456 | 0.385 | 0.358 | 0.689 | 0.431 | 0.438 | 0.274 | 12.355 | 10.401 | 850 | -0.97 | 0.97
3016 | 0.247 | 0.319 | 0.294 | 0.265 | 0.601 | 0.411 | 0.321 | 0.25 | 12.013 | 10.215 | 850 | -0.1 | 0.1
3017 | 0.133 | 0.155 | 0.14 | 0.119 | 0.436 | 0.363 | 0.178 | 0.163 | 10.989 | 9.873 | 850 | 0 | 0
3018 | 0.06 | 0.039 | 0.051 | 0.043 | 0.26 | 0.295 | 0.089 | 0.104 | 9.768 | 9.787 | 850 | 32 | -32
3019 | 0.007 | 0 | 0 | 0 | 0.198 | 0.321 | 0.036 | 0.055 | 8.724 | 10.177 | 850 | 86.5 | -86.5
3020 | 0 | 0 | 0 | 0 | 0.143 | 0.353 | 0.013 | 0.029 | 8.055 | 10.359 | 850 | 96.24 | -96.24
3021 | 0 | 0 | 0 | 0 | 0.091 | 0.374 | 0.032 | 0.027 | 7.733 | 10.457 | 850 | 111.92 | -111.92
3022 | 0 | 0 | 0 | 0 | 0.061 | 0.39 | 0.092 | 0.044 | 7.467 | 10.492 | 850 | 107.53 | -107.53
3023 | 0 | 0 | 0 | 0 | 0.033 | 0.373 | 0.132 | 0.087 | 7.082 | 10.653 | 850 | 98.74 | -98.74
3024 | 0 | 0 | 0 | 0 | 0.019 | 0.338 | 0.164 | 0.162 | 6.729 | 10.529 | 850 | 88.67 | -88.67
3025 | 0 | 0 | 0 | 0 | 0.018 | 0.284 | 0.197 | 0.214 | 6.275 | 10.43 | 850 | 82.86 | -82.86
3026 | 0 | 0 | 0 | 0 | 0.025 | 0.213 | 0.178 | 0.233 | 5.777 | 10.058 | 850 | 79.59 | -79.59
3027 | 0 | 0 | 0 | 0 | 0.034 | 0.177 | 0.172 | 0.245 | 5.268 | 9.709 | 850 | 80.41 | -80.41
3028 | 0 | 0 | 0 | 0 | 0.049 | 0.149 | 0.15 | 0.246 | 4.751 | 9.351 | 850 | 79.95 | -79.95
3029 | 0.01 | 0.013 | 0.002 | 0.006 | 0.068 | 0.126 | 0.099 | 0.203 | 4.37 | 8.945 | 850 | 81.69 | -81.69
3030 | 0.087 | 0.063 | 0.04 | 0.045 | 0.059 | 0.089 | 0.066 | 0.081 | 4.165 | 8.494 | 850 | 88.78 | -88.78
3031 | 0.236 | 0.185 | 0.104 | 0.091 | 0.047 | 0.097 | 0.071 | 0.026 | 3.566 | 8.384 | 850 | 107.09 | -107.09
3032 | 0.371 | 0.363 | 0.181 | 0.18 | 0.055 | 0.104 | 0.163 | 0.016 | 3.505 | 8.332 | 850 | 130.26 | -130.26
3033 | 0.475 | 0.534 | 0.253 | 0.277 | 0.048 | 0.099 | 0.245 | 0.004 | 3.497 | 8.189 | 850 | 101.35 | -101.35
3034 | 0.554 | 0.618 | 0.24 | 0.387 | 0.041 | 0.087 | 0.311 | 0.005 | 3.568 | 7.95 | 850 | 89 | -89
3035 | 0.571 | 0.622 | 0.232 | 0.445 | 0.035 | 0.078 | 0.427 | 0.003 | 3.814 | 7.556 | 850 | 81.11 | -81.11
3036 | 0.534 | 0.551 | 0.341 | 0.556 | 0.031 | 0.069 | 0.55 | 0.012 | 4.351 | 7.184 | 850 | 76.23 | -76.23
3037 | 0.468 | 0.488 | 0.356 | 0.479 | 0.03 | 0.065 | 0.597 | 0.032 | 4.978 | 6.8 | 850 | 76.26 | -76.26
3038 | 0.385 | 0.43 | 0.216 | 0.301 | 0.034 | 0.063 | 0.57 | 0.073 | 5.493 | 6.409 | 850 | 74.71 | -74.71
3039 | 0.313 | 0.327 | 0.113 | 0.167 | 0.041 | 0.066 | 0.499 | 0.142 | 5.911 | 6.1 | 850 | 74.89 | -74.89
3040 | 0.205 | 0.201 | 0.079 | 0.08 | 0.056 | 0.077 | 0.43 | 0.338 | 6.325 | 5.923 | 850 | 81.11 | -81.11
3041 | 0.088 | 0.091 | 0.068 | 0.033 | 0.092 | 0.098 | 0.382 | 0.706 | 6.752 | 5.727 | 850 | 81.62 | -81.62
3042 | 0.026 | 0.024 | 0.036 | 0.005 | 0.154 | 0.15 | 0.297 | 0.797 | 6.921 | 5.459 | 850 | 93.36 | -93.36
3043 | 0 | 0 | 0 | 0 | 0.239 | 0.245 | 0.292 | 0.573 | 6.925 | 5.56 | 850 | 108.37 | -108.37
3044 | 0 | 0 | 0 | 0 | 0.34 | 0.346 | 0.302 | 0.331 | 6.829 | 5.995 | 850 | 136.65 | -136.65
3045 | 0 | 0 | 0 | 0 | 0.39 | 0.399 | 0.343 | 0.261 | 6.535 | 6.617 | 850 | 143.99 | -143.99
3046 | 0 | 0 | 0 | 0 | 0.382 | 0.403 | 0.338 | 0.261 | 6.297 | 7.369 | 850 | 107.98 | -107.98
3047 | 0 | 0 | 0 | 0 | 0.337 | 0.36 | 0.263 | 0.256 | 6.176 | 7.896 | 850 | 94.58 | -94.58
3048 | 0 | 0 | 0 | 0 | 0.284 | 0.315 | 0.208 | 0.226 | 6.043 | 8.218 | 850 | 84.42 | -84.42
3049 | 0 | 0 | 0 | 0 | 0.233 | 0.301 | 0.179 | 0.206 | 5.82 | 8.42 | 850 | 81.73 | -81.73
3050 | 0 | 0 | 0 | 0 | 0.182 | 0.28 | 0.156 | 0.236 | 5.596 | 8.391 | 850 | 79.17 | -79.17
3051 | 0 | 0 | 0 | 0 | 0.141 | 0.237 | 0.14 | 0.199 | 5.39 | 8.299 | 850 | 77.23 | -77.23
3052 | 0 | 0 | 0 | 0 | 0.109 | 0.214 | 0.133 | 0.198 | 5.181 | 8.19 | 850 | 79.99 | -79.99
3053 | 0.001 | 0.011 | 0 | 0.003 | 0.085 | 0.17 | 0.12 | 0.151 | 5.037 | 8.034 | 850 | 80.08 | -80.08
3054 | 0.039 | 0.048 | 0.04 | 0.037 | 0.056 | 0.188 | 0.081 | 0.112 | 4.825 | 8.011 | 850 | 82.06 | -82.06
3055 | 0.112 | 0.082 | 0.113 | 0.066 | 0.033 | 0.239 | 0.069 | 0.101 | 4.502 | 7.965 | 850 | 98.84 | -98.84
3056 | 0.204 | 0.108 | 0.202 | 0.106 | 0.038 | 0.257 | 0.059 | 0.082 | 4.361 | 8.035 | 850 | 121.7 | -121.7
3057 | 0.279 | 0.112 | 0.279 | 0.171 | 0.066 | 0.257 | 0.054 | 0.07 | 4.528 | 8.206 | 850 | 112.66 | -112.66
3058 | 0.33 | 0.134 | 0.363 | 0.264 | 0.094 | 0.243 | 0.068 | 0.069 | 4.845 | 8.405 | 850 | 91.75 | -91.75
3059 | 0.362 | 0.156 | 0.308 | 0.235 | 0.115 | 0.223 | 0.093 | 0.073 | 5.141 | 8.569 | 850 | 85.21 | -85.21
3060 | 0.378 | 0.164 | 0.263 | 0.304 | 0.129 | 0.204 | 0.121 | 0.073 | 5.275 | 8.6 | 850 | 81.08 | -81.08
3061 | 0.39 | 0.169 | 0.243 | 0.255 | 0.132 | 0.189 | 0.154 | 0.076 | 5.194 | 8.478 | 850 | 74.73 | -74.73
3062 | 0.351 | 0.151 | 0.266 | 0.219 | 0.125 | 0.175 | 0.185 | 0.078 | 4.964 | 8.278 | 850 | 70.43 | -70.43
3063 | 0.261 | 0.131 | 0.215 | 0.107 | 0.117 | 0.163 | 0.207 | 0.09 | 4.516 | 8.047 | 850 | 65.53 | -65.53
3064 | 0.181 | 0.085 | 0.143 | 0.098 | 0.114 | 0.128 | 0.22 | 0.122 | 4.092 | 7.835 | 850 | 74.05 | -74.05
3065 | 0.09 | 0.052 | 0.116 | 0.074 | 0.11 | 0.094 | 0.208 | 0.174 | 4.002 | 7.639 | 850 | 83.12 | -83.12
3066 | 0.039 | 0.019 | 0.051 | 0.022 | 0.111 | 0.123 | 0.245 | 0.26 | 4.295 | 7.452 | 850 | 90.82 | -90.82
3067 | 0.001 | 0 | 0.001 | 0 | 0.114 | 0.218 | 0.366 | 0.324 | 4.821 | 7.573 | 850 | 105.86 | -105.86
3068 | 0 | 0 | 0 | 0 | 0.113 | 0.328 | 0.434 | 0.337 | 5.328 | 7.615 | 850 | 133.85 | -133.85
3069 | 0 | 0 | 0 | 0 | 0.103 | 0.357 | 0.443 | 0.384 | 5.639 | 7.259 | 850 | 151.05 | -151.05
3070 | 0 | 0 | 0 | 0 | 0.105 | 0.349 | 0.43 | 0.338 | 5.802 | 6.879 | 850 | 122.04 | -122.04
3071 | 0 | 0 | 0 | 0 | 0.114 | 0.318 | 0.373 | 0.282 | 5.857 | 6.58 | 850 | 101.7 | -101.7
3072 | 0 | 0 | 0 | 0 | 0.12 | 0.279 | 0.31 | 0.251 | 5.759 | 6.343 | 850 | 88.22 | -88.22
3073 | 0 | 0 | 0 | 0 | 0.125 | 0.249 | 0.256 | 0.217 | 5.343 | 6.186 | 850 | 83.97 | -83.97
3074 | 0 | 0 | 0 | 0 | 0.115 | 0.227 | 0.202 | 0.203 | 4.879 | 6.014 | 850 | 80.84 | -80.84
3075 | 0 | 0 | 0 | 0 | 0.087 | 0.213 | 0.179 | 0.185 | 4.307 | 5.739 | 850 | 80.88 | -80.88
3076 | 0 | 0 | 0 | 0 | 0.051 | 0.202 | 0.162 | 0.172 | 3.787 | 5.481 | 850 | 82.47 | -82.47
3077 | 0.013 | 0.016 | 0.005 | 0.006 | 0.028 | 0.161 | 0.147 | 0.157 | 3.766 | 5.178 | 850 | 82.48 | -82.48
3078 | 0.083 | 0.085 | 0.061 | 0.051 | 0.016 | 0.106 | 0.154 | 0.114 | 3.911 | 4.786 | 850 | 89.59 | -89.59
3079 | 0.248 | 0.204 | 0.169 | 0.118 | 0.016 | 0.096 | 0.194 | 0.093 | 3.897 | 4.745 | 850 | 107.48 | -107.48
3080 | 0.415 | 0.358 | 0.369 | 0.172 | 0.032 | 0.108 | 0.228 | 0.078 | 3.763 | 4.843 | 850 | 118.96 | -118.96
3081 | 0.552 | 0.519 | 0.48 | 0.241 | 0.039 | 0.137 | 0.191 | 0.067 | 3.506 | 4.729 | 850 | 110.12 | -110.12
3082 | 0.648 | 0.607 | 0.555 | 0.229 | 0.04 | 0.145 | 0.139 | 0.062 | 3.327 | 4.52 | 850 | 92.41 | -92.41
3083 | 0.701 | 0.66 | 0.58 | 0.237 | 0.044 | 0.123 | 0.104 | 0.056 | 3.189 | 4.413 | 850 | 85.4 | -85.4
3084 | 0.714 | 0.679 | 0.606 | 0.275 | 0.05 | 0.104 | 0.092 | 0.049 | 3.388 | 4.54 | 850 | 79.48 | -79.48
3085 | 0.685 | 0.659 | 0.546 | 0.247 | 0.061 | 0.097 | 0.098 | 0.049 | 4.019 | 4.775 | 850 | 72.93 | -72.93
3086 | 0.611 | 0.6 | 0.433 | 0.27 | 0.071 | 0.101 | 0.121 | 0.056 | 4.775 | 4.974 | 850 | 68.79 | -68.79
3087 | 0.509 | 0.487 | 0.313 | 0.238 | 0.08 | 0.109 | 0.153 | 0.065 | 5.412 | 5.09 | 850 | 66.58 | -66.58
3088 | 0.365 | 0.336 | 0.217 | 0.18 | 0.091 | 0.12 | 0.179 | 0.075 | 5.919 | 5.077 | 850 | 66.95 | -66.95
3089 | 0.203 | 0.165 | 0.102 | 0.062 | 0.107 | 0.133 | 0.19 | 0.084 | 6.36 | 5.029 | 850 | 75.72 | -75.72
3090 | 0.057 | 0.034 | 0.049 | 0.015 | 0.129 | 0.174 | 0.169 | 0.095 | 6.824 | 5.193 | 850 | 91.1 | -91.1
3091 | 0.009 | 0 | 0 | 0 | 0.167 | 0.245 | 0.184 | 0.129 | 7.21 | 5.618 | 850 | 106.5 | -106.5
3092 | 0 | 0 | 0 | 0 | 0.205 | 0.32 | 0.201 | 0.165 | 7.31 | 6.057 | 850 | 127.54 | -127.54
3093 | 0 | 0 | 0 | 0 | 0.223 | 0.363 | 0.197 | 0.213 | 7.122 | 6.265 | 850 | 134.42 | -134.42
3094 | 0 | 0 | 0 | 0 | 0.227 | 0.367 | 0.198 | 0.231 | 6.68 | 6.182 | 850 | 114.65 | -114.65
3095 | 0 | 0 | 0 | 0 | 0.207 | 0.336 | 0.196 | 0.187 | 6.085 | 5.978 | 850 | 96.54 | -96.54
3096 | 0 | 0 | 0 | 0 | 0.157 | 0.277 | 0.191 | 0.155 | 5.517 | 5.716 | 850 | 87.96 | -87.96
3097 | 0 | 0 | 0 | 0 | 0.102 | 0.212 | 0.212 | 0.123 | 5.01 | 5.497 | 850 | 87.6 | -87.6
3098 | 0 | 0 | 0 | 0 | 0.06 | 0.155 | 0.211 | 0.104 | 4.541 | 5.386 | 850 | 88.06 | -88.06
3099 | 0 | 0 | 0 | 0 | 0.032 | 0.115 | 0.212 | 0.096 | 4.133 | 5.344 | 850 | 82.97 | -82.97
3100 | 0 | 0 | 0 | 0 | 0.014 | 0.082 | 0.19 | 0.088 | 3.771 | 5.304 | 850 | 82.95 | -82.95
3101 | 0.015 | 0.022 | 0.009 | 0.017 | 0.007 | 0.05 | 0.164 | 0.07 | 3.428 | 5.247 | 850 | 88.83 | -88.83
3102 | 0.086 | 0.124 | 0.076 | 0.108 | 0.011 | 0.015 | 0.143 | 0.036 | 3.151 | 4.773 | 850 | 90.39 | -90.39
3103 | 0.243 | 0.302 | 0.24 | 0.288 | 0.016 | 0.009 | 0.181 | 0.048 | 3.154 | 4.398 | 850 | 88.13 | -88.13
3104 | 0.402 | 0.459 | 0.411 | 0.456 | 0.02 | 0.018 | 0.242 | 0.078 | 3.562 | 4.453 | 850 | 80.65 | -80.65
3105 | 0.522 | 0.568 | 0.553 | 0.589 | 0.026 | 0.014 | 0.28 | 0.085 | 4.027 | 4.707 | 850 | 65.53 | -65.53
3106 | 0.609 | 0.622 | 0.652 | 0.677 | 0.028 | 0.015 | 0.285 | 0.075 | 4.315 | 4.766 | 850 | 23.34 | -23.34
3107 | 0.639 | 0.688 | 0.71 | 0.724 | 0.031 | 0.019 | 0.274 | 0.059 | 4.499 | 4.723 | 850 | 5.07 | -5.07
3108 | 0.632 | 0.714 | 0.725 | 0.729 | 0.033 | 0.023 | 0.26 | 0.049 | 4.618 | 4.706 | 850 | -0.52 | 0.52
3109 | 0.576 | 0.683 | 0.7 | 0.693 | 0.038 | 0.026 | 0.254 | 0.047 | 4.707 | 4.817 | 850 | -0.88 | 0.88
3110 | 0.509 | 0.607 | 0.633 | 0.618 | 0.043 | 0.032 | 0.247 | 0.048 | 4.848 | 5.036 | 850 | -1.35 | 1.35
3111 | 0.412 | 0.491 | 0.524 | 0.5 | 0.052 | 0.041 | 0.242 | 0.046 | 5.025 | 5.319 | 850 | -2.03 | 2.03
3112 | 0.302 | 0.335 | 0.375 | 0.345 | 0.06 | 0.049 | 0.241 | 0.045 | 5.16 | 5.595 | 850 | -0.93 | 0.93
3113 | 0.163 | 0.154 | 0.2 | 0.168 | 0.067 | 0.057 | 0.227 | 0.043 | 5.233 | 5.775 | 850 | 0.68 | -0.68
3114 | 0.05 | 0.039 | 0.042 | 0.029 | 0.087 | 0.064 | 0.238 | 0.039 | 5.097 | 5.821 | 850 | 64.48 | -64.48
3115 | 0.005 | 0 | 0.002 | 0 | 0.135 | 0.067 | 0.296 | 0.033 | 4.77 | 5.928 | 850 | 89.72 | -89.72
3116 | 0 | 0 | 0 | 0 | 0.188 | 0.065 | 0.345 | 0.036 | 4.441 | 5.979 | 850 | 107.85 | -107.85
3117 | 0 | 0 | 0 | 0 | 0.218 | 0.062 | 0.366 | 0.042 | 4.135 | 5.983 | 850 | 132.79 | -132.79
3118 | 0 | 0 | 0 | 0 | 0.216 | 0.063 | 0.38 | 0.056 | 4.068 | 5.839 | 850 | 123.67 | -123.67
3119 | 0 | 0 | 0 | 0 | 0.18 | 0.061 | 0.379 | 0.087 | 4.331 | 5.448 | 850 | 99.94 | -99.94
3120 | 0 | 0 | 0 | 0 | 0.129 | 0.05 | 0.359 | 0.127 | 4.805 | 5.196 | 850 | 87.75 | -87.75
3121 | 0 | 0 | 0 | 0 | 0.085 | 0.037 | 0.34 | 0.169 | 5.288 | 5.601 | 850 | 92.13 | -92.13
3122 | 0 | 0 | 0 | 0 | 0.049 | 0.024 | 0.34 | 0.198 | 5.569 | 6.494 | 850 | 84.93 | -84.93
3123 | 0 | 0 | 0 | 0 | 0.028 | 0.017 | 0.357 | 0.217 | 5.667 | 7.28 | 850 | 77.07 | -77.07
3124 | 0 | 0 | 0 | 0 | 0.013 | 0.012 | 0.361 | 0.226 | 5.621 | 7.693 | 850 | 74.48 | -74.48
3125 | 0.016 | 0.015 | 0.01 | 0.018 | 0.006 | 0.006 | 0.34 | 0.215 | 5.482 | 7.54 | 850 | 74.78 | -74.78
3126 | 0.086 | 0.101 | 0.078 | 0.085 | 0.008 | 0.003 | 0.226 | 0.12 | 5.207 | 6.805 | 850 | 90.45 | -90.45
3127 | 0.244 | 0.265 | 0.247 | 0.185 | 0.012 | 0.007 | 0.126 | 0.063 | 4.876 | 6.489 | 850 | 115.2 | -115.2
3128 | 0.404 | 0.43 | 0.416 | 0.34 | 0.018 | 0.023 | 0.224 | 0.085 | 4.575 | 6.354 | 850 | 109.47 | -109.47
3129 | 0.536 | 0.561 | 0.552 | 0.529 | 0.021 | 0.029 | 0.254 | 0.087 | 4.463 | 6.248 | 850 | 95.6 | -95.6
3130 | 0.627 | 0.645 | 0.652 | 0.666 | 0.023 | 0.029 | 0.227 | 0.087 | 4.52 | 6.302 | 850 | 67.39 | -67.39
3131 | 0.68 | 0.678 | 0.706 | 0.716 | 0.024 | 0.034 | 0.201 | 0.084 | 4.777 | 6.532 | 850 | 20.84 | -20.84
3132 | 0.696 | 0.669 | 0.719 | 0.722 | 0.025 | 0.043 | 0.179 | 0.083 | 5.163 | 6.743 | 850 | 2.87 | -2.87
3133 | 0.663 | 0.622 | 0.693 | 0.688 | 0.028 | 0.053 | 0.166 | 0.08 | 5.5 | 6.826 | 850 | 0.52 | -0.52
3134 | 0.581 | 0.545 | 0.627 | 0.613 | 0.032 | 0.062 | 0.161 | 0.078 | 5.672 | 6.77 | 850 | 0.02 | -0.02
3135 | 0.466 | 0.423 | 0.52 | 0.497 | 0.038 | 0.068 | 0.162 | 0.078 | 5.714 | 6.621 | 850 | 0.02 | -0.02
3136 | 0.333 | 0.264 | 0.374 | 0.344 | 0.051 | 0.068 | 0.173 | 0.08 | 5.732 | 6.283 | 850 | 20.42 | -20.42
3137 | 0.174 | 0.123 | 0.201 | 0.169 | 0.079 | 0.064 | 0.2 | 0.088 | 5.836 | 5.78 | 850 | 65.46 | -65.46
3138 | 0.061 | 0.039 | 0.041 | 0.039 | 0.133 | 0.06 | 0.254 | 0.113 | 6.047 | 5.247 | 850 | 85.88 | -85.88
3139 | 0.008 | 0 | 0.003 | 0 | 0.244 | 0.067 | 0.368 | 0.136 | 6.262 | 4.976 | 850 | 105.91 | -105.91
3140 | 0 | 0 | 0 | 0 | 0.335 | 0.081 | 0.454 | 0.17 | 6.43 | 4.893 | 850 | 136.26 | -136.26
3141 | 0 | 0 | 0 | 0 | 0.317 | 0.095 | 0.472 | 0.196 | 6.501 | 4.916 | 850 | 170.72 | -170.72
3142 | 0 | 0 | 0 | 0 | 0.26 | 0.098 | 0.471 | 0.242 | 6.544 | 5.123 | 850 | 136.31 | -136.31
3143 | 0 | 0 | 0 | 0 | 0.227 | 0.094 | 0.465 | 0.294 | 6.513 | 5.391 | 850 | 104.87 | -104.87
3144 | 0 | 0 | 0 | 0 | 0.21 | 0.084 | 0.456 | 0.318 | 6.488 | 5.588 | 850 | 92.16 | -92.16
3145 | 0 | 0 | 0 | 0 | 0.198 | 0.077 | 0.446 | 0.325 | 6.411 | 5.707 | 850 | 96.76 | -96.76
3146 | 0 | 0 | 0 | 0 | 0.185 | 0.079 | 0.443 | 0.325 | 6.344 | 5.716 | 850 | 94.18 | -94.18
3147 | 0 | 0 | 0 | 0 | 0.166 | 0.087 | 0.443 | 0.314 | 6.364 | 5.679 | 850 | 90.03 | -90.03
3148 | 0 | 0 | 0 | 0 | 0.14 | 0.097 | 0.423 | 0.289 | 6.38 | 5.665 | 850 | 89.09 | -89.09
3149 | 0.005 | 0.009 | 0.011 | 0.021 | 0.1 | 0.085 | 0.386 | 0.245 | 6.347 | 5.524 | 850 | 89.91 | -89.91
3150 | 0.048 | 0.05 | 0.078 | 0.11 | 0.062 | 0.051 | 0.216 | 0.117 | 6.184 | 5.033 | 850 | 90.7 | -90.7
3151 | 0.141 | 0.111 | 0.244 | 0.278 | 0.054 | 0.042 | 0.105 | 0.073 | 5.997 | 4.861 | 850 | 86.72 | -86.72
3152 | 0.292 | 0.178 | 0.412 | 0.429 | 0.04 | 0.042 | 0.241 | 0.124 | 5.781 | 4.91 | 850 | 79.84 | -79.84
3153 | 0.475 | 0.247 | 0.546 | 0.504 | 0.029 | 0.043 | 0.234 | 0.139 | 5.596 | 5.021 | 850 | 56.47 | -56.47
3154 | 0.635 | 0.377 | 0.642 | 0.535 | 0.02 | 0.045 | 0.189 | 0.136 | 5.468 | 5.178 | 850 | 6.8 | -6.8
3155 | 0.702 | 0.594 | 0.694 | 0.523 | 0.017 | 0.052 | 0.148 | 0.125 | 5.544 | 5.413 | 850 | 0 | 0
3156 | 0.714 | 0.627 | 0.706 | 0.57 | 0.023 | 0.067 | 0.119 | 0.114 | 5.771 | 5.677 | 850 | -10.47 | 10.47
3157 | 0.686 | 0.572 | 0.677 | 0.613 | 0.041 | 0.084 | 0.101 | 0.111 | 6.099 | 5.979 | 850 | -21.21 | 21.21
3158 | 0.623 | 0.53 | 0.605 | 0.571 | 0.069 | 0.098 | 0.093 | 0.114 | 6.471 | 6.314 | 850 | -21.99 | 21.99
3159 | 0.52 | 0.426 | 0.495 | 0.402 | 0.107 | 0.111 | 0.09 | 0.126 | 6.907 | 6.618 | 850 | -24.23 | 24.23
3160 | 0.38 | 0.298 | 0.354 | 0.193 | 0.161 | 0.128 | 0.097 | 0.133 | 7.433 | 6.897 | 850 | -11.46 | 11.46
3161 | 0.215 | 0.154 | 0.19 | 0.125 | 0.225 | 0.163 | 0.118 | 0.148 | 7.931 | 7.131 | 850 | -0.41 | 0.41
3162 | 0.06 | 0.046 | 0.048 | 0.04 | 0.306 | 0.223 | 0.171 | 0.174 | 8.374 | 7.243 | 850 | 32.77 | -32.77
3163 | 0.012 | 0.001 | 0.003 | 0 | 0.466 | 0.346 | 0.282 | 0.213 | 9.026 | 7.454 | 850 | 81.83 | -81.83
3164 | 0 | 0 | 0 | 0 | 0.593 | 0.44 | 0.403 | 0.255 | 9.685 | 7.807 | 850 | 101.68 | -101.68
3165 | 0 | 0 | 0 | 0 | 0.6 | 0.446 | 0.482 | 0.294 | 9.981 | 7.76 | 850 | 122.5 | -122.5
3166 | 0 | 0 | 0 | 0 | 0.567 | 0.408 | 0.511 | 0.322 | 9.878 | 7.565 | 850 | 103.48 | -103.48
3167 | 0 | 0 | 0 | 0 | 0.528 | 0.369 | 0.482 | 0.332 | 9.647 | 7.427 | 850 | 86.26 | -86.26
3168 | 0 | 0 | 0 | 0 | 0.494 | 0.34 | 0.447 | 0.329 | 9.355 | 7.385 | 850 | 68.37 | -68.37
3169 | 0 | 0 | 0 | 0 | 0.464 | 0.331 | 0.417 | 0.324 | 9.125 | 7.383 | 850 | 65.49 | -65.49
3170 | 0 | 0 | 0 | 0 | 0.443 | 0.328 | 0.392 | 0.316 | 9.015 | 7.425 | 850 | 54.5 | -54.5
3171 | 0 | 0 | 0 | 0 | 0.43 | 0.337 | 0.394 | 0.31 | 9.009 | 7.537 | 850 | 44.52 | -44.52
3172 | 0 | 0 | 0 | 0 | 0.42 | 0.346 | 0.393 | 0.315 | 9.156 | 7.585 | 850 | 41.22 | -41.22
3173 | 0.017 | 0.026 | 0.011 | 0.021 | 0.328 | 0.261 | 0.374 | 0.292 | 9.183 | 7.287 | 850 | 46.33 | -46.33
3174 | 0.087 | 0.124 | 0.079 | 0.103 | 0.229 | 0.208 | 0.222 | 0.132 | 8.932 | 6.857 | 850 | 43.5 | -43.5
3175 | 0.249 | 0.292 | 0.248 | 0.268 | 0.267 | 0.222 | 0.116 | 0.086 | 9.248 | 7.216 | 850 | 17.61 | -17.61
3176 | 0.412 | 0.453 | 0.414 | 0.426 | 0.318 | 0.265 | 0.158 | 0.154 | 9.456 | 7.701 | 850 | 4.79 | -4.79
3177 | 0.545 | 0.576 | 0.546 | 0.554 | 0.339 | 0.322 | 0.113 | 0.157 | 9.548 | 8.161 | 850 | 2.35 | -2.35
3178 | 0.639 | 0.66 | 0.639 | 0.635 | 0.343 | 0.331 | 0.067 | 0.136 | 9.631 | 8.352 | 850 | -2.8 | 2.8
3179 | 0.692 | 0.705 | 0.689 | 0.679 | 0.341 | 0.308 | 0.045 | 0.126 | 9.778 | 8.357 | 850 | -25 | 25
3180 | 0.705 | 0.714 | 0.701 | 0.675 | 0.346 | 0.283 | 0.038 | 0.131 | 9.981 | 8.386 | 850 | -69.64 | 69.64
3181 | 0.681 | 0.676 | 0.675 | 0.611 | 0.355 | 0.271 | 0.035 | 0.152 | 10.229 | 8.533 | 850 | -100.06 | 100.06
3182 | 0.618 | 0.604 | 0.61 | 0.492 | 0.373 | 0.269 | 0.033 | 0.192 | 10.523 | 8.744 | 850 | -135.45 | 135.45
3183 | 0.515 | 0.489 | 0.504 | 0.442 | 0.406 | 0.281 | 0.037 | 0.241 | 10.857 | 8.961 | 850 | -132.85 | 132.85
3184 | 0.377 | 0.339 | 0.36 | 0.317 | 0.44 | 0.306 | 0.046 | 0.296 | 11.208 | 9.211 | 850 | -85.08 | 85.08
3185 | 0.212 | 0.166 | 0.193 | 0.158 | 0.459 | 0.31 | 0.066 | 0.338 | 11.36 | 9.402 | 850 | -30 | 30
3186 | 0.058 | 0.032 | 0.047 | 0.039 | 0.502 | 0.38 | 0.096 | 0.42 | 11.649 | 9.846 | 850 | -1.33 | 1.33
3187 | 0.012 | 0.001 | 0.004 | 0 | 0.602 | 0.558 | 0.163 | 0.532 | 12.174 | 10.459 | 850 | 22.5 | -22.5
3188 | 0 | 0 | 0 | 0 | 0.675 | 0.671 | 0.218 | 0.613 | 12.553 | 10.62 | 850 | 67.94 | -67.94
3189 | 0 | 0 | 0 | 0 | 0.671 | 0.689 | 0.209 | 0.624 | 12.419 | 10.27 | 850 | 75.74 | -75.74
3190 | 0 | 0 | 0 | 0 | 0.652 | 0.679 | 0.135 | 0.58 | 12.162 | 10.234 | 850 | 58.26 | -58.26
3191 | 0 | 0 | 0 | 0 | 0.631 | 0.662 | 0.066 | 0.536 | 11.992 | 10.237 | 850 | 44.6 | -44.6
3192 | 0 | 0 | 0 | 0 | 0.612 | 0.637 | 0.073 | 0.482 | 11.919 | 10.471 | 850 | 35.61 | -35.61
3193 | 0 | 0 | 0 | 0 | 0.573 | 0.605 | 0.07 | 0.433 | 11.83 | 10.381 | 850 | 26.84 | -26.84
3194 | 0 | 0 | 0 | 0 | 0.516 | 0.567 | 0.079 | 0.378 | 11.692 | 10.17 | 850 | 25.88 | -25.88
3195 | 0 | 0 | 0 | 0 | 0.473 | 0.528 | 0.079 | 0.327 | 11.587 | 10.137 | 850 | 25.71 | -25.71
3196 | 0 | 0 | 0 | 0 | 0.443 | 0.451 | 0.072 | 0.27 | 11.497 | 10.146 | 850 | 24.7 | -24.7
3197 | 0.018 | 0.023 | 0.008 | 0.019 | 0.363 | 0.314 | 0.053 | 0.175 | 10.778 | 9.583 | 850 | 27 | -27
3198 | 0.088 | 0.13 | 0.066 | 0.111 | 0.233 | 0.19 | 0.037 | 0.067 | 10.35 | 8.887 | 850 | 39.68 | -39.68
3199 | 0.248 | 0.305 | 0.141 | 0.286 | 0.188 | 0.169 | 0.029 | 0.041 | 10.045 | 8.651 | 850 | 79.97 | -79.97
3200 | 0.407 | 0.465 | 0.223 | 0.448 | 0.232 | 0.26 | 0.021 | 0.027 | 10.2 | 9.02 | 850 | 106.6 | -106.6
3201 | 0.536 | 0.59 | 0.301 | 0.575 | 0.28 | 0.347 | 0.009 | 0.022 | 10.379 | 9.786 | 850 | 78.47 | -78.47
3202 | 0.628 | 0.673 | 0.404 | 0.663 | 0.334 | 0.383 | 0.003 | 0.015 | 10.681 | 10.434 | 850 | 43.51 | -43.51
3203 | 0.677 | 0.716 | 0.479 | 0.708 | 0.386 | 0.376 | 0.01 | 0.012 | 10.991 | 10.649 | 850 | 10.38 | -10.38
3204 | 0.69 | 0.719 | 0.488 | 0.713 | 0.402 | 0.366 | 0.025 | 0.016 | 11.252 | 10.532 | 850 | -0.97 | 0.97
3205 | 0.661 | 0.682 | 0.469 | 0.678 | 0.384 | 0.36 | 0.038 | 0.022 | 11.264 | 10.324 | 850 | -2.69 | 2.69
3206 | 0.595 | 0.607 | 0.437 | 0.602 | 0.365 | 0.363 | 0.039 | 0.03 | 11.168 | 10.189 | 850 | -2.27 | 2.27
3207 | 0.493 | 0.49 | 0.385 | 0.489 | 0.356 | 0.37 | 0.036 | 0.039 | 11.138 | 10.185 | 850 | -2.46 | 2.46
3208 | 0.354 | 0.337 | 0.302 | 0.34 | 0.354 | 0.37 | 0.04 | 0.049 | 11.2 | 10.159 | 850 | -0.73 | 0.73
3209 | 0.198 | 0.167 | 0.172 | 0.168 | 0.363 | 0.351 | 0.048 | 0.069 | 11.827 | 10.095 | 850 | 0.07 | -0.07
3210 | 0.061 | 0.031 | 0.06 | 0.037 | 0.481 | 0.463 | 0.06 | 0.107 | 12.837 | 10.573 | 850 | 55.01 | -55.01
3211 | 0.013 | 0.002 | 0.005 | 0 | 0.647 | 0.63 | 0.069 | 0.18 | 13.69 | 11.238 | 850 | 83.12 | -83.12
3212 | 0 | 0 | 0 | 0 | 0.717 | 0.721 | 0.07 | 0.254 | 14.101 | 11.57 | 850 | 146.18 | -146.18
3213 | 0 | 0 | 0 | 0 | 0.718 | 0.727 | 0.067 | 0.299 | 13.918 | 11.416 | 850 | 139 | -139
3214 | 0 | 0 | 0 | 0 | 0.704 | 0.707 | 0.063 | 0.322 | 13.662 | 11.229 | 850 | 88.7 | -88.7
3215 | 0 | 0 | 0 | 0 | 0.675 | 0.663 | 0.064 | 0.315 | 13.323 | 10.973 | 850 | 69.55 | -69.55
3216 | 0 | 0 | 0 | 0 | 0.639 | 0.622 | 0.072 | 0.28 | 12.894 | 10.95 | 850 | 52.7 | -52.7
3217 | 0 | 0 | 0 | 0 | 0.612 | 0.57 | 0.082 | 0.236 | 12.493 | 10.741 | 850 | 48.58 | -48.58
3218 | 0 | 0 | 0 | 0 | 0.583 | 0.522 | 0.091 | 0.201 | 12.287 | 10.477 | 850 | 43.43 | -43.43
3219 | 0 | 0 | 0 | 0 | 0.566 | 0.491 | 0.096 | 0.181 | 12.124 | 10.249 | 850 | 35.35 | -35.35
3220 | 0 | 0 | 0 | 0 | 0.554 | 0.455 | 0.114 | 0.174 | 11.907 | 10.055 | 850 | 34.08 | -34.08
3221 | 0.017 | 0.023 | 0.013 | 0.019 | 0.495 | 0.321 | 0.146 | 0.161 | 11.802 | 9.535 | 850 | 28.89 | -28.89
3222 | 0.088 | 0.129 | 0.081 | 0.111 | 0.364 | 0.208 | 0.11 | 0.158 | 11.734 | 8.664 | 850 | 52.35 | -52.35
3223 | 0.253 | 0.301 | 0.246 | 0.288 | 0.285 | 0.189 | 0.079 | 0.181 | 11.869 | 8.433 | 850 | 71.88 | -71.88
3224 | 0.416 | 0.457 | 0.41 | 0.452 | 0.383 | 0.277 | 0.15 | 0.207 | 12.165 | 9.097 | 850 | 77.33 | -77.33
3225 | 0.547 | 0.577 | 0.543 | 0.579 | 0.587 | 0.372 | 0.189 | 0.241 | 12.572 | 9.934 | 850 | 51.5 | -51.5
3226 | 0.639 | 0.657 | 0.637 | 0.668 | 0.641 | 0.424 | 0.179 | 0.262 | 12.954 | 10.606 | 850 | 5.64 | -5.64
3227 | 0.691 | 0.698 | 0.689 | 0.712 | 0.663 | 0.44 | 0.153 | 0.304 | 13.166 | 10.899 | 850 | -2.33 | 2.33
3228 | 0.704 | 0.701 | 0.703 | 0.714 | 0.657 | 0.443 | 0.136 | 0.385 | 13.188 | 10.846 | 850 | -11.12 | 11.12
3229 | 0.68 | 0.668 | 0.679 | 0.676 | 0.647 | 0.449 | 0.137 | 0.486 | 13.065 | 10.691 | 850 | -36.33 | 36.33
3230 | 0.618 | 0.595 | 0.616 | 0.605 | 0.651 | 0.473 | 0.154 | 0.587 | 13.033 | 10.688 | 850 | -42.95 | 42.95
3231 | 0.517 | 0.483 | 0.513 | 0.493 | 0.659 | 0.504 | 0.189 | 0.675 | 13.105 | 10.791 | 850 | -39.66 | 39.66
3232 | 0.378 | 0.336 | 0.371 | 0.346 | 0.671 | 0.504 | 0.235 | 0.742 | 13.101 | 10.891 | 850 | -19.86 | 19.86
3233 | 0.214 | 0.168 | 0.202 | 0.172 | 0.677 | 0.473 | 0.289 | 0.781 | 13.163 | 10.852 | 850 | -2.93 | 2.93
3234 | 0.058 | 0.03 | 0.044 | 0.027 | 0.709 | 0.534 | 0.31 | 0.837 | 13.518 | 11.119 | 850 | -0.04 | 0.04
3235 | 0.013 | 0.002 | 0.005 | 0 | 0.755 | 0.663 | 0.33 | 0.871 | 14.093 | 11.651 | 850 | 43.74 | -43.74
3236 | 0 | 0 | 0 | 0 | 0.794 | 0.729 | 0.344 | 0.86 | 14.189 | 11.891 | 850 | 83.9 | -83.9
3237 | 0 | 0 | 0 | 0 | 0.788 | 0.709 | 0.254 | 0.799 | 14.013 | 11.76 | 850 | 93.47 | -93.47
3238 | 0 | 0 | 0 | 0 | 0.772 | 0.679 | 0.134 | 0.722 | 13.654 | 11.486 | 850 | 76.41 | -76.41
3239 | 0 | 0 | 0 | 0 | 0.757 | 0.649 | 0.08 | 0.662 | 13.313 | 11.125 | 850 | 45.35 | -45.35
3240 | 0 | 0 | 0 | 0 | 0.743 | 0.63 | 0.078 | 0.633 | 13.193 | 11.002 | 850 | 27.71 | -27.71
3241 | 0 | 0 | 0 | 0 | 0.727 | 0.583 | 0.103 | 0.57 | 13.158 | 10.964 | 850 | 30.56 | -30.56
3242 | 0 | 0 | 0 | 0 | 0.704 | 0.562 | 0.152 | 0.523 | 12.833 | 11.021 | 850 | 32.34 | -32.34
3243 | 0 | 0 | 0 | 0 | 0.699 | 0.555 | 0.166 | 0.497 | 12.697 | 10.779 | 850 | 39.38 | -39.38
3244 | 0 | 0 | 0 | 0 | 0.668 | 0.545 | 0.145 | 0.447 | 12.552 | 10.491 | 850 | 41.8 | -41.8
3245 | 0.016 | 0.022 | 0.007 | 0.021 | 0.557 | 0.462 | 0.1 | 0.367 | 12.139 | 9.853 | 850 | 37.96 | -37.96
3246 | 0.09 | 0.13 | 0.05 | 0.116 | 0.404 | 0.39 | 0.055 | 0.277 | 11.5 | 9.128 | 850 | 52.87 | -52.87
3247 | 0.263 | 0.303 | 0.114 | 0.283 | 0.34 | 0.479 | 0.028 | 0.252 | 10.857 | 8.946 | 850 | 85.01 | -85.01
3248 | 0.428 | 0.459 | 0.199 | 0.431 | 0.547 | 0.618 | 0.018 | 0.213 | 11.118 | 9.88 | 850 | 88.16 | -88.16
3249 | 0.558 | 0.58 | 0.302 | 0.546 | 0.671 | 0.714 | 0.019 | 0.17 | 12.251 | 11.076 | 850 | 84.45 | -84.45
3250 | 0.648 | 0.66 | 0.366 | 0.624 | 0.73 | 0.739 | 0.035 | 0.155 | 12.704 | 12.076 | 850 | 48.42 | -48.42
3251 | 0.697 | 0.701 | 0.381 | 0.669 | 0.773 | 0.733 | 0.05 | 0.174 | 12.937 | 12.52 | 850 | 7.36 | -7.36
3252 | 0.708 | 0.704 | 0.341 | 0.668 | 0.783 | 0.726 | 0.068 | 0.198 | 13.153 | 12.652 | 850 | -0.08 | 0.08
3253 | 0.681 | 0.667 | 0.281 | 0.628 | 0.772 | 0.721 | 0.094 | 0.199 | 13.199 | 12.71 | 850 | -9.95 | 9.95
3254 | 0.616 | 0.593 | 0.21 | 0.558 | 0.749 | 0.716 | 0.123 | 0.192 | 13.158 | 12.749 | 850 | -11.18 | 11.18
3255 | 0.512 | 0.481 | 0.162 | 0.416 | 0.714 | 0.703 | 0.161 | 0.195 | 13.281 | 12.657 | 850 | -9.91 | 9.91
3256 | 0.374 | 0.333 | 0.132 | 0.259 | 0.668 | 0.686 | 0.179 | 0.251 | 13.36 | 12.36 | 850 | -0.09 | 0.09
3257 | 0.212 | 0.167 | 0.066 | 0.107 | 0.645 | 0.698 | 0.184 | 0.352 | 13.55 | 12.325 | 850 | 1.73 | -1.73
3258 | 0.06 | 0.032 | 0.015 | 0.026 | 0.686 | 0.737 | 0.222 | 0.44 | 13.612 | 12.626 | 850 | 30.33 | -30.33
3259 | 0.014 | 0.003 | 0 | 0 | 0.743 | 0.778 | 0.265 | 0.518 | 13.879 | 12.508 | 850 | 73.66 | -73.66
3260 | 0 | 0 | 0 | 0 | 0.802 | 0.816 | 0.257 | 0.585 | 14.137 | 12.733 | 850 | 101.24 | -101.24
3261 | 0 | 0 | 0 | 0 | 0.807 | 0.828 | 0.213 | 0.647 | 13.821 | 13.312 | 850 | 110.2 | -110.2
3262 | 0 | 0 | 0 | 0 | 0.789 | 0.796 | 0.187 | 0.679 | 13.609 | 13.824 | 850 | 83.8 | -83.8
3263 | 0 | 0 | 0 | 0 | 0.767 | 0.717 | 0.257 | 0.619 | 13.393 | 13.296 | 850 | 63.64 | -63.64
3264 | 0 | 0 | 0 | 0 | 0.755 | 0.701 | 0.339 | 0.574 | 13.114 | 12.716 | 850 | 48.67 | -48.67
3265 | 0 | 0 | 0 | 0 | 0.689 | 0.719 | 0.347 | 0.483 | 12.885 | 12.48 | 850 | 51.14 | -51.14
3266 | 0 | 0 | 0 | 0 | 0.612 | 0.697 | 0.36 | 0.383 | 12.696 | 12.15 | 850 | 47.76 | -47.76
3267 | 0 | 0 | 0 | 0 | 0.612 | 0.691 | 0.347 | 0.315 | 12.624 | 11.948 | 850 | 39.62 | -39.62
3268 | 0 | 0 | 0 | 0 | 0.676 | 0.689 | 0.296 | 0.246 | 12.516 | 11.715 | 850 | 49.49 | -49.49
3269 | 0.023 | 0.026 | 0.006 | 0.019 | 0.635 | 0.647 | 0.199 | 0.203 | 12.308 | 11.48 | 850 | 44.44 | -44.44
3270 | 0.097 | 0.131 | 0.067 | 0.053 | 0.46 | 0.521 | 0.126 | 0.153 | 12.287 | 11.34 | 850 | 57.5 | -57.5
3271 | 0.243 | 0.299 | 0.18 | 0.098 | 0.52 | 0.605 | 0.073 | 0.124 | 12.213 | 11.394 | 850 | 81.35 | -81.35
3272 | 0.366 | 0.454 | 0.324 | 0.173 | 0.607 | 0.744 | 0.02 | 0.097 | 12.816 | 11.916 | 850 | 95.81 | -95.81
3273 | 0.477 | 0.574 | 0.474 | 0.273 | 0.615 | 0.82 | 0.008 | 0.07 | 13.761 | 12.674 | 850 | 82.98 | -82.98
3274 | 0.577 | 0.656 | 0.577 | 0.389 | 0.61 | 0.858 | 0.013 | 0.07 | 14.044 | 13.154 | 850 | 53.1 | -53.1
3275 | 0.606 | 0.696 | 0.599 | 0.496 | 0.567 | 0.872 | 0.021 | 0.092 | 14.234 | 13.395 | 850 | 11.5 | -11.5
3276 | 0.573 | 0.698 | 0.56 | 0.346 | 0.487 | 0.871 | 0.027 | 0.133 | 14.156 | 13.501 | 850 | 0.08 | -0.08
3277 | 0.458 | 0.661 | 0.484 | 0.255 | 0.384 | 0.859 | 0.036 | 0.2 | 13.823 | 13.551 | 850 | -0.02 | 0.02
3278 | 0.402 | 0.585 | 0.36 | 0.188 | 0.298 | 0.841 | 0.045 | 0.28 | 13.611 | 13.468 | 850 | -0.71 | 0.71
3279 | 0.262 | 0.465 | 0.266 | 0.149 | 0.221 | 0.82 | 0.051 | 0.376 | 12.955 | 13.282 | 850 | -0.16 | 0.16
3280 | 0.126 | 0.292 | 0.187 | 0.087 | 0.164 | 0.782 | 0.05 | 0.519 | 11.981 | 12.958 | 850 | 0.01 | -0.01
3281 | 0.038 | 0.137 | 0.107 | 0.035 | 0.141 | 0.753 | 0.048 | 0.663 | 11.046 | 12.932 | 850 | 10 | -10
3282 | 0.007 | 0.042 | 0.033 | 0.01 | 0.171 | 0.729 | 0.082 | 0.769 | 10.356 | 13.167 | 850 | 44.95 | -44.95
3283 | 0 | 0.002 | 0 | 0 | 0.219 | 0.702 | 0.214 | 0.803 | 10.39 | 13.359 | 850 | 74.96 | -74.96
3284 | 0 | 0 | 0 | 0 | 0.286 | 0.687 | 0.297 | 0.781 | 10.585 | 13.401 | 850 | 96.06 | -96.06
3285 | 0 | 0 | 0 | 0 | 0.366 | 0.682 | 0.262 | 0.723 | 10.421 | 13.469 | 850 | 109.91 | -109.91
3286 | 0 | 0 | 0 | 0 | 0.38 | 0.688 | 0.338 | 0.657 | 9.867 | 13.369 | 850 | 87.89 | -87.89
3287 | 0 | 0 | 0 | 0 | 0.396 | 0.615 | 0.414 | 0.669 | 8.887 | 13.034 | 850 | 82.57 | -82.57
3288 | 0 | 0 | 0 | 0 | 0.446 | 0.554 | 0.528 | 0.709 | 8.219 | 12.502 | 850 | 69.18 | -69.18
3289 | 0 | 0 | 0 | 0 | 0.446 | 0.548 | 0.622 | 0.751 | 8.466 | 12.104 | 850 | 69.52 | -69.52
3290 | 0 | 0 | 0 | 0 | 0.426 | 0.614 | 0.6 | 0.608 | 9.076 | 11.689 | 850 | 63.2 | -63.2
3291 | 0 | 0 | 0 | 0 | 0.415 | 0.656 | 0.602 | 0.44 | 9.728 | 11.419 | 850 | 63.22 | -63.22
3292 | 0 | 0 | 0 | 0 | 0.46 | 0.689 | 0.646 | 0.306 | 10.48 | 11.485 | 850 | 62.48 | -62.48
3293 | 0.022 | 0.024 | 0 | 0.015 | 0.427 | 0.574 | 0.68 | 0.338 | 10.849 | 11.731 | 850 | 64.39 | -64.39
3294 | 0.091 | 0.109 | 0.008 | 0.074 | 0.28 | 0.514 | 0.716 | 0.448 | 10.877 | 11.528 | 850 | 63.24 | -63.24
3295 | 0.197 | 0.281 | 0.036 | 0.101 | 0.324 | 0.622 | 0.755 | 0.573 | 10.92 | 11.289 | 850 | 83.73 | -83.73
3296 | 0.271 | 0.443 | 0.095 | 0.116 | 0.412 | 0.677 | 0.814 | 0.729 | 10.708 | 11.645 | 850 | 99.94 | -99.94
3297 | 0.366 | 0.565 | 0.159 | 0.146 | 0.471 | 0.727 | 0.861 | 0.779 | 10.385 | 12.173 | 850 | 94.71 | -94.71
3298 | 0.495 | 0.649 | 0.177 | 0.179 | 0.526 | 0.759 | 0.871 | 0.744 | 10.017 | 12.74 | 850 | 73.9 | -73.9
3299 | 0.619 | 0.691 | 0.154 | 0.156 | 0.58 | 0.779 | 0.869 | 0.689 | 9.307 | 13.21 | 850 | 64.46 | -64.46
3300 | 0.655 | 0.688 | 0.169 | 0.146 | 0.594 | 0.784 | 0.857 | 0.676 | 9.089 | 13.261 | 850 | 57.41 | -57.41
3301 | 0.62 | 0.6 | 0.166 | 0.148 | 0.577 | 0.774 | 0.834 | 0.686 | 9.624 | 12.954 | 850 | 38.11 | -38.11
3302 | 0.557 | 0.469 | 0.149 | 0.153 | 0.568 | 0.729 | 0.798 | 0.658 | 10.65 | 12.535 | 850 | 28.24 | -28.24
3303 | 0.467 | 0.326 | 0.114 | 0.133 | 0.58 | 0.624 | 0.751 | 0.565 | 11.214 | 12.206 | 850 | 31.6 | -31.6
3304 | 0.265 | 0.22 | 0.102 | 0.098 | 0.552 | 0.471 | 0.667 | 0.374 | 11.544 | 11.865 | 850 | 37.5 | -37.5
3305 | 0.153 | 0.138 | 0.073 | 0.069 | 0.515 | 0.38 | 0.525 | 0.201 | 11.988 | 11.731 | 850 | 52.09 | -52.09
3306 | 0.069 | 0.05 | 0.03 | 0.033 | 0.491 | 0.376 | 0.441 | 0.126 | 12.556 | 11.727 | 850 | 70.54 | -70.54
3307 | 0.018 | 0.004 | 0 | 0 | 0.439 | 0.443 | 0.415 | 0.137 | 12.822 | 11.955 | 850 | 69.88 | -69.88
3308 | 0 | 0 | 0 | 0 | 0.321 | 0.466 | 0.408 | 0.24 | 12.456 | 11.999 | 850 | 94.95 | -94.95
3309 | 0 | 0 | 0 | 0 | 0.206 | 0.376 | 0.395 | 0.376 | 11.787 | 11.507 | 850 | 107.94 | -107.94
3310 | 0 | 0 | 0 | 0 | 0.168 | 0.326 | 0.394 | 0.397 | 10.967 | 11.004 | 850 | 95.22 | -95.22
3311 | 0 | 0 | 0 | 0 | 0.173 | 0.34 | 0.412 | 0.352 | 10.188 | 10.559 | 850 | 89.39 | -89.39
3312 | 0 | 0 | 0 | 0 | 0.189 | 0.372 | 0.417 | 0.289 | 9.629 | 10.054 | 850 | 80.65 | -80.65
3313 | 0 | 0 | 0 | 0 | 0.226 | 0.397 | 0.403 | 0.244 | 9.264 | 9.619 | 850 | 67.55 | -67.55
3314 | 0 | 0 | 0 | 0 | 0.255 | 0.394 | 0.38 | 0.237 | 9.007 | 9.223 | 850 | 63.61 | -63.61
3315 | 0 | 0 | 0 | 0 | 0.266 | 0.385 | 0.352 | 0.254 | 8.86 | 8.947 | 850 | 63.82 | -63.82
3316 | 0 | 0 | 0 | 0 | 0.262 | 0.357 | 0.312 | 0.283 | 8.623 | 8.757 | 850 | 65.18 | -65.18
3317 | 0.025 | 0.035 | 0.006 | 0.001 | 0.214 | 0.254 | 0.277 | 0.286 | 8.172 | 8.19 | 850 | 69.01 | -69.01
3318 | 0.098 | 0.125 | 0.058 | 0.026 | 0.093 | 0.21 | 0.196 | 0.203 | 7.516 | 7.515 | 850 | 72.51 | -72.51
3319 | 0.245 | 0.27 | 0.154 | 0.057 | 0.078 | 0.242 | 0.204 | 0.176 | 7.052 | 7.474 | 850 | 71.86 | -71.86
3320 | 0.402 | 0.426 | 0.263 | 0.089 | 0.122 | 0.253 | 0.276 | 0.276 | 6.864 | 7.972 | 850 | 70.39 | -70.39
3321 | 0.532 | 0.54 | 0.362 | 0.12 | 0.139 | 0.258 | 0.284 | 0.329 | 6.775 | 8.507 | 850 | 63.86 | -63.86
3322 | 0.624 | 0.594 | 0.46 | 0.146 | 0.149 | 0.254 | 0.251 | 0.326 | 6.53 | 8.919 | 850 | 47.36 | -47.36
3323 | 0.626 | 0.607 | 0.556 | 0.217 | 0.15 | 0.235 | 0.213 | 0.283 | 6.261 | 9.12 | 850 | 9.43 | -9.43
3324 | 0.542 | 0.584 | 0.614 | 0.383 | 0.138 | 0.206 | 0.179 | 0.231 | 6.441 | 9.161 | 850 | 0.71 | -0.71
3325 | 0.376 | 0.541 | 0.604 | 0.494 | 0.115 | 0.172 | 0.156 | 0.176 | 7.098 | 9.126 | 850 | -0.02 | 0.02
3326 | 0.227 | 0.441 | 0.549 | 0.47 | 0.093 | 0.139 | 0.139 | 0.128 | 7.861 | 9.059 | 850 | -1.3 | 1.3
3327 | 0.22 | 0.321 | 0.44 | 0.385 | 0.076 | 0.119 | 0.137 | 0.088 | 8.51 | 8.912 | 850 | -2.79 | 2.79
3328 | 0.178 | 0.191 | 0.31 | 0.281 | 0.07 | 0.108 | 0.145 | 0.054 | 9.12 | 8.804 | 850 | -1.92 | 1.92
3329 | 0.133 | 0.106 | 0.185 | 0.166 | 0.069 | 0.101 | 0.148 | 0.032 | 9.646 | 8.717 | 850 | -0.04 | 0.04
3330 | 0.064 | 0.043 | 0.064 | 0.052 | 0.076 | 0.102 | 0.141 | 0.032 | 10.081 | 8.616 | 850 | 50.66 | -50.66
3331 | 0.011 | 0.002 | 0.008 | 0.002 | 0.088 | 0.127 | 0.15 | 0.052 | 10.484 | 8.593 | 850 | 81.91 | -81.91
3332 | 0 | 0 | 0 | 0 | 0.105 | 0.146 | 0.175 | 0.068 | 10.564 | 8.407 | 850 | 109.94 | -109.94
3333 | 0 | 0 | 0 | 0 | 0.112 | 0.139 | 0.23 | 0.095 | 10.166 | 8.036 | 850 | 131.66 | -131.66
3334 | 0 | 0 | 0 | 0 | 0.102 | 0.113 | 0.26 | 0.074 | 9.541 | 7.614 | 850 | 122.78 | -122.78
3335 | 0 | 0 | 0 | 0 | 0.084 | 0.083 | 0.238 | 0.118 | 8.883 | 7.231 | 850 | 96.52 | -96.52
3336 | 0 | 0 | 0 | 0 | 0.07 | 0.066 | 0.223 | 0.228 | 8.328 | 6.948 | 850 | 86.6 | -86.6
3337 | 0 | 0 | 0 | 0 | 0.056 | 0.057 | 0.209 | 0.273 | 7.944 | 6.78 | 850 | 90.69 | -90.69
3338 | 0 | 0 | 0 | 0 | 0.046 | 0.053 | 0.187 | 0.257 | 7.726 | 6.72 | 850 | 89.06 | -89.06
3339 | 0 | 0 | 0 | 0 | 0.043 | 0.05 | 0.16 | 0.243 | 7.628 | 6.641 | 850 | 88.66 | -88.66
3340 | 0 | 0 | 0 | 0 | 0.042 | 0.049 | 0.134 | 0.219 | 7.518 | 6.386 | 850 | 86.91 | -86.91
3341 | 0.026 | 0.039 | 0.006 | 0.015 | 0.037 | 0.04 | 0.112 | 0.163 | 7.246 | 5.771 | 850 | 86.13 | -86.13
3342 | 0.1 | 0.123 | 0.051 | 0.07 | 0.017 | 0.019 | 0.082 | 0.096 | 6.691 | 4.829 | 850 | 80.56 | -80.56
3343 | 0.234 | 0.242 | 0.138 | 0.171 | 0.018 | 0.021 | 0.128 | 0.07 | 6.324 | 4.579 | 850 | 75.57 | -75.57
3344 | 0.37 | 0.328 | 0.292 | 0.414 | 0.026 | 0.032 | 0.243 | 0.056 | 6.43 | 4.825 | 850 | 70.24 | -70.24
3345 | 0.458 | 0.373 | 0.451 | 0.508 | 0.032 | 0.042 | 0.281 | 0.058 | 6.812 | 5.191 | 850 | 46.96 | -46.96
3346 | 0.451 | 0.374 | 0.501 | 0.487 | 0.039 | 0.051 | 0.295 | 0.053 | 7.328 | 5.672 | 850 | 5.6 | -5.6
3347 | 0.388 | 0.292 | 0.477 | 0.428 | 0.052 | 0.054 | 0.294 | 0.046 | 7.722 | 6.182 | 850 | -0.03 | 0.03
3348 | 0.317 | 0.247 | 0.484 | 0.497 | 0.069 | 0.049 | 0.279 | 0.046 | 7.995 | 6.557 | 850 | -0.18 | 0.18
3349 | 0.258 | 0.289 | 0.495 | 0.483 | 0.078 | 0.045 | 0.246 | 0.048 | 8.218 | 6.753 | 850 | -2.06 | 2.06
3350 | 0.289 | 0.283 | 0.417 | 0.44 | 0.082 | 0.045 | 0.209 | 0.052 | 8.289 | 6.792 | 850 | -7.41 | 7.41
3351 | 0.211 | 0.22 | 0.302 | 0.378 | 0.08 | 0.044 | 0.175 | 0.061 | 8.481 | 6.786 | 850 | -15.13 | 15.13
3352 | 0.175 | 0.169 | 0.261 | 0.248 | 0.077 | 0.043 | 0.148 | 0.062 | 8.818 | 6.842 | 850 | -10 | 10
3353 | 0.107 | 0.099 | 0.145 | 0.138 | 0.07 | 0.037 | 0.124 | 0.05 | 8.876 | 6.886 | 850 | -3.79 | 3.79
3354 | 0.046 | 0.039 | 0.068 | 0.053 | 0.068 | 0.032 | 0.104 | 0.03 | 8.739 | 6.933 | 850 | -0.06 | 0.06
3355 | 0.006 | 0.002 | 0.009 | 0.004 | 0.075 | 0.025 | 0.099 | 0.017 | 8.689 | 7.234 | 850 | 64.17 | -64.17
3356 | 0 | 0 | 0 | 0 | 0.083 | 0.023 | 0.095 | 0.035 | 8.638 | 7.549 | 850 | 89.59 | -89.59
3357 | 0 | 0 | 0 | 0 | 0.092 | 0.026 | 0.084 | 0.124 | 8.469 | 7.553 | 850 | 113.66 | -113.66
3358 | 0 | 0 | 0 | 0 | 0.095 | 0.028 | 0.07 | 0.277 | 8.262 | 7.391 | 850 | 122.86 | -122.86
3359 | 0 | 0 | 0 | 0 | 0.093 | 0.028 | 0.053 | 0.331 | 8.207 | 7.162 | 850 | 101.93 | -101.93
3360 | 0 | 0 | 0 | 0 | 0.088 | 0.024 | 0.038 | 0.34 | 8.239 | 6.947 | 850 | 86.14 | -86.14
3361 | 0 | 0 | 0 | 0 | 0.081 | 0.018 | 0.028 | 0.311 | 8.248 | 6.869 | 850 | 91.09 | -91.09
3362 | 0 | 0 | 0 | 0 | 0.07 | 0.013 | 0.027 | 0.265 | 8.219 | 6.94 | 850 | 82.64 | -82.64
3363 | 0 | 0 | 0 | 0 | 0.063 | 0.013 | 0.029 | 0.23 | 8.132 | 7.076 | 850 | 86.73 | -86.73
3364 | 0 | 0 | 0 | 0 | 0.057 | 0.017 | 0.037 | 0.213 | 7.931 | 7.168 | 850 | 86.09 | -86.09
3365 | 0.025 | 0.035 | 0.019 | 0.025 | 0.053 | 0.02 | 0.056 | 0.133 | 7.566 | 6.856 | 850 | 88.21 | -88.21
3366 | 0.094 | 0.115 | 0.088 | 0.117 | 0.029 | 0.013 | 0.042 | 0.054 | 6.956 | 6.205 | 850 | 91.46 | -91.46
3367 | 0.223 | 0.24 | 0.233 | 0.285 | 0.031 | 0.017 | 0.035 | 0.055 | 6.649 | 6.038 | 850 | 104.72 | -104.72
3368 | 0.364 | 0.31 | 0.408 | 0.423 | 0.039 | 0.02 | 0.029 | 0.066 | 6.621 | 6.463 | 850 | 105.69 | -105.69
3369 | 0.476 | 0.32 | 0.541 | 0.528 | 0.049 | 0.022 | 0.029 | 0.062 | 6.694 | 6.986 | 850 | 72.24 | -72.24
3370 | 0.546 | 0.37 | 0.635 | 0.609 | 0.048 | 0.023 | 0.031 | 0.057 | 6.802 | 7.209 | 850 | 32.8 | -32.8
3371 | 0.571 | 0.35 | 0.678 | 0.651 | 0.048 | 0.032 | 0.029 | 0.058 | 6.99 | 7.378 | 850 | 12.41 | -12.41
3372 | 0.534 | 0.327 | 0.682 | 0.647 | 0.049 | 0.044 | 0.025 | 0.064 | 7.154 | 7.616 | 850 | 6.06 | -6.06
3373 | 0.502 | 0.312 | 0.648 | 0.61 | 0.051 | 0.051 | 0.022 | 0.073 | 7.267 | 7.873 | 850 | 2.41 | -2.41
3374 | 0.427 | 0.278 | 0.576 | 0.531 | 0.053 | 0.054 | 0.028 | 0.079 | 7.324 | 8.109 | 850 | 0 | 0
3375 | 0.375 | 0.257 | 0.466 | 0.424 | 0.053 | 0.047 | 0.045 | 0.105 | 7.398 | 8.373 | 850 | -0.33 | 0.33
3376 | 0.284 | 0.208 | 0.322 | 0.303 | 0.056 | 0.045 | 0.078 | 0.15 | 7.637 | 8.627 | 850 | -0.07 | 0.07
3377 | 0.158 | 0.13 | 0.176 | 0.164 | 0.063 | 0.055 | 0.136 | 0.202 | 7.973 | 8.707 | 850 | 0.89 | -0.89
3378 | 0.073 | 0.054 | 0.062 | 0.041 | 0.078 | 0.079 | 0.22 | 0.264 | 8.262 | 8.877 | 850 | 64.17 | -64.17
3379 | 0.018 | 0.006 | 0.007 | 0.004 | 0.097 | 0.132 | 0.377 | 0.392 | 8.68 | 9.288 | 850 | 85.94 | -85.94
3380 | 0 | 0 | 0 | 0 | 0.141 | 0.224 | 0.528 | 0.498 | 9.278 | 9.494 | 850 | 113.63 | -113.63
3381 | 0 | 0 | 0 | 0 | 0.215 | 0.328 | 0.589 | 0.534 | 9.51 | 9.24 | 850 | 135.9 | -135.9
3382 | 0 | 0 | 0 | 0 | 0.316 | 0.405 | 0.541 | 0.564 | 9.557 | 9.088 | 850 | 120.33 | -120.33
3383 | 0 | 0 | 0 | 0 | 0.406 | 0.423 | 0.519 | 0.523 | 9.556 | 9.071 | 850 | 96.63 | -96.63
3384 | 0 | 0 | 0 | 0 | 0.44 | 0.4 | 0.459 | 0.469 | 9.475 | 9.039 | 850 | 79.86 | -79.86
3385 | 0 | 0 | 0 | 0 | 0.433 | 0.37 | 0.418 | 0.485 | 9.412 | 9.004 | 850 | 81.46 | -81.46
3386 | 0 | 0 | 0 | 0 | 0.409 | 0.37 | 0.31 | 0.439 | 9.381 | 9.012 | 850 | 76.4 | -76.4
3387 | 0 | 0 | 0 | 0 | 0.396 | 0.383 | 0.121 | 0.425 | 9.382 | 9.118 | 850 | 76.21 | -76.21
3388 | 0 | 0 | 0 | 0 | 0.399 | 0.38 | 0.015 | 0.389 | 9.463 | 9.168 | 850 | 77.92 | -77.92
3389 | 0.028 | 0.037 | 0.002 | 0.025 | 0.302 | 0.273 | 0.079 | 0.292 | 9.39 | 8.86 | 850 | 74.93 | -74.93
3390 | 0.099 | 0.135 | 0.029 | 0.097 | 0.186 | 0.205 | 0.17 | 0.187 | 9.148 | 8.797 | 850 | 79.58 | -79.58
3391 | 0.232 | 0.286 | 0.079 | 0.242 | 0.251 | 0.291 | 0.245 | 0.138 | 9.464 | 9.551 | 850 | 112.26 | -112.26
3392 | 0.389 | 0.43 | 0.135 | 0.232 | 0.386 | 0.377 | 0.377 | 0.095 | 9.778 | 10.041 | 850 | 122.98 | -122.98
3393 | 0.513 | 0.55 | 0.145 | 0.13 | 0.456 | 0.47 | 0.467 | 0.089 | 10.216 | 10.374 | 850 | 97.35 | -97.35
3394 | 0.574 | 0.631 | 0.119 | 0.152 | 0.51 | 0.534 | 0.475 | 0.069 | 10.578 | 10.547 | 850 | 81.86 | -81.86
3395 | 0.592 | 0.67 | 0.129 | 0.234 | 0.546 | 0.57 | 0.449 | 0.069 | 10.818 | 10.58 | 850 | 66.98 | -66.98
3396 | 0.584 | 0.655 | 0.142 | 0.303 | 0.567 | 0.593 | 0.446 | 0.072 | 11.043 | 10.614 | 850 | 54.42 | -54.42
3397 | 0.515 | 0.564 | 0.152 | 0.296 | 0.573 | 0.615 | 0.424 | 0.068 | 11.3 | 10.68 | 850 | 28.47 | -28.47
3398 | 0.429 | 0.425 | 0.193 | 0.165 | 0.564 | 0.636 | 0.38 | 0.094 | 11.582 | 10.797 | 850 | 31.34 | -31.34
3399 | 0.281 | 0.258 | 0.193 | 0.124 | 0.547 | 0.636 | 0.322 | 0.209 | 11.884 | 11.081 | 850 | 54.09 | -54.09
3400 | 0.132 | 0.106 | 0.105 | 0.131 | 0.547 | 0.646 | 0.228 | 0.399 | 12.122 | 11.423 | 850 | 69.65 | -69.65
3401 | 0.047 | 0.043 | 0.06 | 0.11 | 0.594 | 0.674 | 0.143 | 0.508 | 12.415 | 11.511 | 850 | 79.61 | -79.61
3402 | 0.013 | 0.011 | 0.023 | 0.027 | 0.639 | 0.682 | 0.136 | 0.587 | 12.895 | 11.457 | 850 | 87.98 | -87.98
3403 | 0 | 0 | 0 | 0 | 0.675 | 0.645 | 0.182 | 0.624 | 13.244 | 11.597 | 850 | 103.44 | -103.44
3404 | 0 | 0 | 0 | 0 | 0.723 | 0.583 | 0.238 | 0.583 | 12.85 | 12.018 | 850 | 126.98 | -126.98
3405 | 0 | 0 | 0 | 0 | 0.74 | 0.538 | 0.292 | 0.483 | 12.045 | 11.972 | 850 | 99.07 | -99.07
3406 | 0 | 0 | 0 | 0 | 0.747 | 0.485 | 0.357 | 0.457 | 11.959 | 12.027 | 850 | 83.58 | -83.58
3407 | 0 | 0 | 0 | 0 | 0.733 | 0.507 | 0.424 | 0.486 | 12.217 | 12.291 | 850 | 83.05 | -83.05
3408 | 0 | 0 | 0 | 0 | 0.763 | 0.517 | 0.46 | 0.47 | 12.754 | 11.621 | 850 | 65.91 | -65.91
3409 | 0 | 0 | 0 | 0 | 0.691 | 0.515 | 0.45 | 0.396 | 13.32 | 11.57 | 850 | 70.03 | -70.03
3410 | 0 | 0 | 0 | 0 | 0.518 | 0.531 | 0.436 | 0.311 | 12.714 | 11.635 | 850 | 66.4 | -66.4
3411 | 0 | 0 | 0 | 0 | 0.319 | 0.535 | 0.423 | 0.226 | 12.622 | 11.483 | 850 | 64.9 | -64.9
3412 | 0 | 0 | 0 | 0 | 0.227 | 0.479 | 0.397 | 0.239 | 12.428 | 11.768 | 850 | 54.12 | -54.12
3413 | 0 | 0.017 | 0.006 | 0.015 | 0.245 | 0.447 | 0.333 | 0.233 | 12.358 | 11.273 | 850 | 62.66 | -62.66
3414 | 0.023 | 0.076 | 0.049 | 0.053 | 0.296 | 0.301 | 0.313 | 0.254 | 12.304 | 10.698 | 850 | 70.2 | -70.2
3415 | 0.074 | 0.16 | 0.127 | 0.114 | 0.36 | 0.207 | 0.434 | 0.301 | 11.911 | 10.217 | 850 | 98.14 | -98.14
3416 | 0.115 | 0.25 | 0.246 | 0.194 | 0.403 | 0.233 | 0.45 | 0.425 | 11.033 | 10.102 | 850 | 103.12 | -103.12
3417 | 0.194 | 0.325 | 0.367 | 0.298 | 0.401 | 0.226 | 0.424 | 0.468 | 9.756 | 10.503 | 850 | 94.98 | -94.98
3418 | 0.302 | 0.38 | 0.476 | 0.372 | 0.37 | 0.213 | 0.405 | 0.423 | 8.894 | 10.897 | 850 | 81.21 | -81.21
3419 | 0.357 | 0.388 | 0.553 | 0.465 | 0.361 | 0.213 | 0.383 | 0.367 | 8.597 | 11.277 | 850 | 70 | -70
3420 | 0.372 | 0.345 | 0.605 | 0.532 | 0.373 | 0.21 | 0.357 | 0.301 | 8.132 | 11.486 | 850 | 69.78 | -69.78
3421 | 0.408 | 0.226 | 0.588 | 0.522 | 0.381 | 0.161 | 0.322 | 0.246 | 7.667 | 11.626 | 850 | 65.65 | -65.65
3422 | 0.406 | 0.165 | 0.532 | 0.465 | 0.366 | 0.119 | 0.285 | 0.213 | 7.221 | 11.45 | 850 | 56.91 | -56.91
3423 | 0.293 | 0.133 | 0.443 | 0.388 | 0.328 | 0.161 | 0.246 | 0.189 | 6.669 | 11.474 | 850 | 56.14 | -56.14
3424 | 0.181 | 0.089 | 0.323 | 0.267 | 0.275 | 0.264 | 0.221 | 0.166 | 6.122 | 11.783 | 850 | 67.17 | -67.17
3425 | 0.096 | 0.045 | 0.193 | 0.124 | 0.22 | 0.366 | 0.197 | 0.141 | 5.924 | 11.529 | 850 | 77.61 | -77.61
3426 | 0.069 | 0.017 | 0.068 | 0.056 | 0.187 | 0.436 | 0.157 | 0.129 | 5.904 | 10.983 | 850 | 92.45 | -92.45
3427 | 0.021 | 0 | 0.015 | 0.006 | 0.187 | 0.48 | 0.142 | 0.129 | 5.491 | 10.546 | 850 | 99.98 | -99.98
3428 | 0 | 0 | 0 | 0 | 0.244 | 0.504 | 0.121 | 0.141 | 5.163 | 9.661 | 850 | 147.02 | -147.02
3429 | 0 | 0 | 0 | 0 | 0.317 | 0.491 | 0.078 | 0.17 | 5.183 | 8.39 | 850 | 154.88 | -154.88
3430 | 0 | 0 | 0 | 0 | 0.4 | 0.448 | 0.058 | 0.206 | 4.584 | 7.063 | 850 | 135.99 | -135.99
3431 | 0 | 0 | 0 | 0 | 0.467 | 0.416 | 0.054 | 0.245 | 4.354 | 6.403 | 850 | 107.71 | -107.71
3432 | 0 | 0 | 0 | 0 | 0.47 | 0.33 | 0.061 | 0.27 | 5.128 | 5.864 | 850 | 93.22 | -93.22
3433 | 0 | 0 | 0 | 0 | 0.444 | 0.29 | 0.071 | 0.266 | 6.425 | 5.5 | 850 | 79.27 | -79.27
3434 | 0 | 0 | 0 | 0 | 0.426 | 0.286 | 0.074 | 0.244 | 7.629 | 5.461 | 850 | 78.45 | -78.45
3435 | 0 | 0 | 0 | 0 | 0.42 | 0.292 | 0.064 | 0.205 | 8.151 | 5.354 | 850 | 74.93 | -74.93
3436 | 0 | 0 | 0 | 0 | 0.411 | 0.304 | 0.057 | 0.152 | 8.298 | 5.546 | 850 | 76.68 | -76.68
3437 | 0.026 | 0.033 | 0.023 | 0.03 | 0.31 | 0.274 | 0.055 | 0.07 | 8.052 | 5.594 | 850 | 78.65 | -78.65
3438 | 0.097 | 0.105 | 0.088 | 0.112 | 0.196 | 0.234 | 0.042 | 0.023 | 7.79 | 5.937 | 850 | 84.8 | -84.8
3439 | 0.252 | 0.218 | 0.195 | 0.277 | 0.317 | 0.301 | 0.034 | 0.012 | 7.933 | 6.579 | 850 | 107.98 | -107.98
3440 | 0.416 | 0.361 | 0.329 | 0.443 | 0.373 | 0.39 | 0.043 | 0.006 | 8.091 | 6.93 | 850 | 118 | -118
3441 | 0.55 | 0.52 | 0.385 | 0.562 | 0.397 | 0.441 | 0.045 | 0.004 | 8.124 | 7.44 | 850 | 97.84 | -97.84
3442 | 0.644 | 0.627 | 0.372 | 0.643 | 0.404 | 0.43 | 0.045 | 0.008 | 8.078 | 7.639 | 850 | 75.65 | -75.65
3443 | 0.695 | 0.675 | 0.345 | 0.67 | 0.387 | 0.396 | 0.045 | 0.018 | 7.94 | 7.521 | 850 | 74.89 | -74.89
3444 | 0.707 | 0.678 | 0.272 | 0.651 | 0.347 | 0.353 | 0.044 | 0.032 | 7.688 | 7.438 | 850 | 64.1 | -64.1
3445 | 0.671 | 0.638 | 0.237 | 0.568 | 0.292 | 0.306 | 0.047 | 0.051 | 7.366 | 7.435 | 850 | 52.5 | -52.5
3446 | 0.605 | 0.563 | 0.201 | 0.455 | 0.238 | 0.254 | 0.056 | 0.074 | 6.908 | 7.304 | 850 | 45.31 | -45.31
3447 | 0.498 | 0.442 | 0.167 | 0.351 | 0.191 | 0.199 | 0.078 | 0.108 | 6.47 | 7.157 | 850 | 56.98 | -56.98
3448 | 0.356 | 0.291 | 0.126 | 0.262 | 0.15 | 0.147 | 0.105 | 0.132 | 6.1 | 6.906 | 850 | 71.4 | -71.4
3449 | 0.196 | 0.156 | 0.082 | 0.145 | 0.119 | 0.1 | 0.098 | 0.13 | 5.659 | 6.542 | 850 | 83.77 | -83.77
3450 | 0.073 | 0.054 | 0.043 | 0.052 | 0.09 | 0.067 | 0.084 | 0.092 | 5.142 | 5.991 | 850 | 96.64 | -96.64
3451 | 0.021 | 0.009 | 0.001 | 0.001 | 0.064 | 0.055 | 0.114 | 0.04 | 4.496 | 5.353 | 850 | 111.49 | -111.49
3452 | 0 | 0 | 0 | 0 | 0.038 | 0.062 | 0.135 | 0.031 | 3.788 | 4.684 | 850 | 156.28 | -156.28
3453 | 0 | 0 | 0 | 0 | 0.029 | 0.099 | 0.134 | 0.136 | 3.245 | 4.028 | 850 | 180.06 | -180.06
3454 | 0 | 0 | 0 | 0 | 0.032 | 0.148 | 0.127 | 0.271 | 3.041 | 3.54 | 850 | 155.98 | -155.98
3455 | 0 | 0 | 0 | 0 | 0.041 | 0.185 | 0.124 | 0.301 | 3.118 | 3.333 | 850 | 126.15 | -126.15
3456 | 0 | 0 | 0 | 0 | 0.052 | 0.207 | 0.13 | 0.249 | 3.246 | 3.432 | 850 | 105.03 | -105.03
3457 | 0 | 0 | 0 | 0 | 0.07 | 0.214 | 0.133 | 0.209 | 3.397 | 3.616 | 850 | 103.17 | -103.17
3458 | 0 | 0 | 0 | 0 | 0.099 | 0.207 | 0.126 | 0.166 | 3.551 | 3.731 | 850 | 94.12 | -94.12
3459 | 0 | 0 | 0 | 0 | 0.129 | 0.202 | 0.111 | 0.151 | 3.815 | 3.747 | 850 | 89.79 | -89.79
3460 | 0 | 0 | 0 | 0 | 0.147 | 0.198 | 0.09 | 0.136 | 4.281 | 3.611 | 850 | 88.22 | -88.22
3461 | 0.032 | 0.038 | 0 | 0.014 | 0.141 | 0.174 | 0.058 | 0.088 | 4.907 | 3.474 | 850 | 91.8 | -91.8
3462 | 0.105 | 0.109 | 0.03 | 0.084 | 0.072 | 0.126 | 0.032 | 0.063 | 5.127 | 3.327 | 850 | 103.23 | -103.23
3463 | 0.235 | 0.206 | 0.094 | 0.182 | 0.046 | 0.133 | 0.032 | 0.081 | 5.342 | 3.821 | 850 | 123.84 | -123.84
3464 | 0.359 | 0.315 | 0.197 | 0.319 | 0.106 | 0.183 | 0.029 | 0.072 | 5.716 | 4.1 | 850 | 122.07 | -122.07
3465 | 0.478 | 0.447 | 0.337 | 0.448 | 0.126 | 0.203 | 0.023 | 0.051 | 5.81 | 4.242 | 850 | 115.9 | -115.9
3466 | 0.552 | 0.498 | 0.469 | 0.557 | 0.137 | 0.205 | 0.021 | 0.033 | 5.651 | 4.545 | 850 | 106.1 | -106.1
3467 | 0.594 | 0.524 | 0.511 | 0.605 | 0.155 | 0.24 | 0.024 | 0.024 | 5.512 | 5.059 | 850 | 96.16 | -96.16
3468 | 0.555 | 0.526 | 0.47 | 0.617 | 0.176 | 0.297 | 0.032 | 0.02 | 5.877 | 5.72 | 850 | 90.07 | -90.07
3469 | 0.347 | 0.401 | 0.394 | 0.58 | 0.197 | 0.34 | 0.044 | 0.015 | 6.628 | 6.405 | 850 | 88.98 | -88.98
3470 | 0.18 | 0.267 | 0.343 | 0.485 | 0.216 | 0.363 | 0.059 | 0.011 | 7.526 | 7.03 | 850 | 87.74 | -87.74
3471 | 0.116 | 0.187 | 0.277 | 0.361 | 0.209 | 0.363 | 0.067 | 0.011 | 8.348 | 7.516 | 850 | 88.12 | -88.12
3472 | 0.075 | 0.113 | 0.194 | 0.196 | 0.175 | 0.31 | 0.065 | 0.011 | 9.064 | 7.727 | 850 | 88.18 | -88.18
3473 | 0.043 | 0.056 | 0.116 | 0.144 | 0.155 | 0.249 | 0.057 | 0.011 | 9.685 | 7.653 | 850 | 84.27 | -84.27
3474 | 0.016 | 0.017 | 0.049 | 0.054 | 0.172 | 0.226 | 0.044 | 0.018 | 10.236 | 7.348 | 850 | 98.79 | -98.79
3475 | 0 | 0 | 0.008 | 0.006 | 0.164 | 0.254 | 0.024 | 0.031 | 10.527 | 7.563 | 850 | 111.77 | -111.77
3476 | 0 | 0 | 0 | 0 | 0.148 | 0.301 | 0.021 | 0.031 | 10.297 | 8.073 | 850 | 129.99 | -129.99
3477 | 0 | 0 | 0 | 0 | 0.149 | 0.28 | 0.05 | 0.023 | 10.182 | 8.195 | 850 | 125 | -125
3478 | 0 | 0 | 0 | 0 | 0.184 | 0.259 | 0.113 | 0.024 | 9.97 | 8.232 | 850 | 115.84 | -115.84
3479 | 0 | 0 | 0 | 0 | 0.203 | 0.217 | 0.178 | 0.07 | 9.784 | 8.329 | 850 | 109.67 | -109.67
3480 | 0 | 0 | 0 | 0 | 0.191 | 0.186 | 0.226 | 0.152 | 9.79 | 8.372 | 850 | 99.84 | -99.84
3481 | 0 | 0 | 0 | 0 | 0.192 | 0.136 | 0.242 | 0.214 | 9.792 | 8.39 | 850 | 94.88 | -94.88
3482 | 0 | 0 | 0 | 0 | 0.2 | 0.094 | 0.234 | 0.241 | 9.607 | 8.392 | 850 | 91.83 | -91.83
3483 | 0 | 0 | 0 | 0 | 0.199 | 0.063 | 0.222 | 0.233 | 9.484 | 8.441 | 850 | 90.43 | -90.43
3484 | 0 | 0 | 0 | 0 | 0.188 | 0.041 | 0.172 | 0.176 | 9.392 | 8.314 | 850 | 89.16 | -89.16
3485 | 0.011 | 0.037 | 0.022 | 0.015 | 0.141 | 0.023 | 0.09 | 0.114 | 9.157 | 7.591 | 850 | 89.03 | -89.03
3486 | 0.079 | 0.124 | 0.09 | 0.058 | 0.086 | 0.018 | 0.038 | 0.064 | 8.799 | 7.053 | 850 | 90.26 | -90.26
3487 | 0.173 | 0.249 | 0.219 | 0.135 | 0.071 | 0.033 | 0.021 | 0.027 | 8.72 | 7.031 | 850 | 90.68 | -90.68
3488 | 0.288 | 0.384 | 0.375 | 0.22 | 0.06 | 0.057 | 0.01 | 0.006 | 8.406 | 6.979 | 850 | 86.23 | -86.23
3489 | 0.369 | 0.503 | 0.477 | 0.328 | 0.057 | 0.09 | 0.005 | 0.003 | 7.978 | 6.885 | 850 | 78.58 | -78.58
3490 | 0.444 | 0.591 | 0.561 | 0.287 | 0.053 | 0.112 | 0.005 | 0.009 | 7.73 | 6.585 | 850 | 74.75 | -74.75
3491 | 0.39 | 0.622 | 0.605 | 0.343 | 0.051 | 0.109 | 0.01 | 0.012 | 7.494 | 6.217 | 850 | 54.23 | -54.23
3492 | 0.429 | 0.624 | 0.609 | 0.383 | 0.053 | 0.093 | 0.012 | 0.015 | 7.238 | 5.722 | 850 | 9.34 | -9.34
3493 | 0.497 | 0.542 | 0.565 | 0.354 | 0.053 | 0.072 | 0.012 | 0.014 | 6.999 | 5.233 | 850 | 3.24 | -3.24
3494 | 0.489 | 0.449 | 0.473 | 0.286 | 0.057 | 0.053 | 0.01 | 0.012 | 6.756 | 4.964 | 850 | 0.04 | -0.04
3495 | 0.421 | 0.364 | 0.384 | 0.206 | 0.059 | 0.037 | 0.007 | 0.017 | 6.593 | 4.801 | 850 | 0 | 0
3496 | 0.306 | 0.257 | 0.274 | 0.155 | 0.062 | 0.026 | 0.005 | 0.023 | 6.572 | 4.696 | 850 | 0.02 | -0.02
3497 | 0.184 | 0.148 | 0.172 | 0.109 | 0.063 | 0.019 | 0.005 | 0.025 | 6.58 | 4.657 | 850 | 14.23 | -14.23
3498 | 0.08 | 0.056 | 0.069 | 0.061 | 0.069 | 0.02 | 0.008 | 0.025 | 6.67 | 4.884 | 850 | 76.04 | -76.04
3499 | 0.022 | 0.01 | 0.015 | 0.008 | 0.077 | 0.032 | 0.009 | 0.02 | 6.81 | 5.401 | 850 | 96.23 | -96.23
3500 | 0 | 0 | 0 | 0 | 0.082 | 0.063 | 0.01 | 0.014 | 7.043 | 6.08 | 850 | 115.77 | -115.77
3501 | 0 | 0 | 0 | 0 | 0.101 | 0.116 | 0.012 | 0.008 | 7.235 | 6.58 | 850 | 131.92 | -131.92
3502 | 0 | 0 | 0 | 0 | 0.137 | 0.15 | 0.013 | 0.007 | 7.24 | 6.873 | 850 | 136.95 | -136.95
3503 | 0 | 0 | 0 | 0 | 0.165 | 0.146 | 0.016 | 0.009 | 7.094 | 6.993 | 850 | 115.77 | -115.77
3504 | 0 | 0 | 0 | 0 | 0.161 | 0.112 | 0.021 | 0.016 | 6.903 | 6.925 | 850 | 104.54 | -104.54
3505 | 0 | 0 | 0 | 0 | 0.126 | 0.07 | 0.029 | 0.027 | 6.56 | 6.745 | 850 | 107.36 | -107.36
3506 | 0 | 0 | 0 | 0 | 0.08 | 0.041 | 0.041 | 0.038 | 6.025 | 6.469 | 850 | 98.3 | -98.3
3507 | 0 | 0 | 0 | 0 | 0.047 | 0.023 | 0.052 | 0.037 | 5.361 | 6.113 | 850 | 90.77 | -90.77
3508 | 0 | 0 | 0 | 0 | 0.027 | 0.018 | 0.057 | 0.028 | 4.736 | 5.625 | 850 | 90.1 | -90.1
3509 | 0.031 | 0.043 | 0.025 | 0.033 | 0.016 | 0.016 | 0.067 | 0.014 | 4.135 | 4.939 | 850 | 91.16 | -91.16
3510 | 0.102 | 0.136 | 0.096 | 0.12 | 0.009 | 0.013 | 0.05 | 0.004 | 3.36 | 4.144 | 850 | 88.61 | -88.61
3511 | 0.24 | 0.277 | 0.253 | 0.255 | 0.019 | 0.03 | 0.043 | 0.013 | 2.972 | 3.852 | 850 | 83.49 | -83.49
3512 | 0.381 | 0.388 | 0.402 | 0.375 | 0.044 | 0.048 | 0.068 | 0.016 | 3.508 | 4.103 | 850 | 71.9 | -71.9
3513 | 0.488 | 0.429 | 0.503 | 0.493 | 0.079 | 0.065 | 0.063 | 0.019 | 4.268 | 4.248 | 850 | 13.25 | -13.25
3514 | 0.554 | 0.458 | 0.507 | 0.566 | 0.108 | 0.086 | 0.056 | 0.021 | 4.915 | 4.338 | 850 | 0.02 | -0.02
3515 | 0.574 | 0.448 | 0.445 | 0.587 | 0.128 | 0.111 | 0.057 | 0.025 | 5.411 | 4.429 | 850 | 0 | 0
3516 | 0.588 | 0.371 | 0.401 | 0.59 | 0.147 | 0.136 | 0.063 | 0.032 | 5.843 | 4.512 | 850 | -0.09 | 0.09
3517 | 0.504 | 0.321 | 0.397 | 0.571 | 0.172 | 0.151 | 0.07 | 0.035 | 6.153 | 4.567 | 850 | -2.12 | 2.12
3518 | 0.409 | 0.277 | 0.382 | 0.407 | 0.197 | 0.157 | 0.082 | 0.037 | 6.317 | 4.636 | 850 | -10.66 | 10.66
3519 | 0.274 | 0.226 | 0.35 | 0.421 | 0.222 | 0.148 | 0.096 | 0.037 | 6.456 | 4.708 | 850 | -23.88 | 23.88
3520 | 0.159 | 0.174 | 0.261 | 0.302 | 0.243 | 0.151 | 0.116 | 0.035 | 6.625 | 5.12 | 850 | -9.91 | 9.91
3521 | 0.124 | 0.137 | 0.145 | 0.166 | 0.217 | 0.155 | 0.127 | 0.039 | 6.817 | 5.827 | 850 | -0.6 | 0.6
3522 | 0.079 | 0.06 | 0.059 | 0.054 | 0.227 | 0.174 | 0.112 | 0.055 | 6.952 | 6.502 | 850 | 57 | -57
3523 | 0.025 | 0.012 | 0.009 | 0.006 | 0.301 | 0.233 | 0.092 | 0.084 | 7.411 | 7.46 | 850 | 93.26 | -93.26
3524 | 0 | 0 | 0 | 0 | 0.399 | 0.333 | 0.103 | 0.127 | 8.037 | 8.457 | 850 | 118.08 | -118.08
3525 | 0 | 0 | 0 | 0 | 0.477 | 0.432 | 0.151 | 0.179 | 8.324 | 9.148 | 850 | 118.74 | -118.74
3526 | 0 | 0 | 0 | 0 | 0.493 | 0.478 | 0.178 | 0.21 | 8.479 | 9.281 | 850 | 121.1 | -121.1
3527 | 0 | 0 | 0 | 0 | 0.454 | 0.454 | 0.198 | 0.195 | 8.578 | 9.194 | 850 | 106.94 | -106.94
3528 | 0 | 0 | 0 | 0 | 0.376 | 0.409 | 0.222 | 0.145 | 8.711 | 9.065 | 850 | 87.5 | -87.5
3529 | 0 | 0 | 0 | 0 | 0.319 | 0.363 | 0.235 | 0.091 | 8.934 | 8.89 | 850 | 78.34 | -78.34
3530 | 0 | 0 | 0 | 0 | 0.292 | 0.318 | 0.218 | 0.056 | 9.002 | 8.629 | 850 | 75.07 | -75.07
3531 | 0 | 0 | 0 | 0 | 0.257 | 0.281 | 0.152 | 0.039 | 8.89 | 8.324 | 850 | 74.44 | -74.44
3532 | 0 | 0 | 0 | 0 | 0.244 | 0.242 | 0.07 | 0.029 | 8.691 | 7.908 | 850 | 74.43 | -74.43
3533 | 0.023 | 0.031 | 0.009 | 0.014 | 0.175 | 0.153 | 0.024 | 0.02 | 8.401 | 6.987 | 850 | 77.87 | -77.87
3534 | 0.098 | 0.07 | 0.094 | 0.049 | 0.097 | 0.08 | 0.012 | 0.008 | 8.24 | 6.093 | 850 | 84.04 | -84.04
3535 | 0.231 | 0.123 | 0.239 | 0.102 | 0.116 | 0.046 | 0.015 | 0.02 | 8.415 | 5.842 | 850 | 112.94 | -112.94
3536 | 0.404 | 0.185 | 0.408 | 0.169 | 0.126 | 0.032 | 0.019 | 0.042 | 8.657 | 5.77 | 850 | 128.74 | -128.74
3537 | 0.531 | 0.252 | 0.528 | 0.202 | 0.122 | 0.026 | 0.022 | 0.046 | 8.846 | 5.589 | 850 | 124.55 | -124.55
3538 | 0.605 | 0.294 | 0.567 | 0.241 | 0.113 | 0.026 | 0.021 | 0.041 | 8.741 | 5.293 | 850 | 107.22 | -107.22
3539 | 0.596 | 0.286 | 0.527 | 0.329 | 0.101 | 0.026 | 0.021 | 0.036 | 8.408 | 4.878 | 850 | 88.44 | -88.44
3540 | 0.447 | 0.256 | 0.501 | 0.428 | 0.082 | 0.023 | 0.018 | 0.038 | 7.964 | 4.415 | 850 | 86.26 | -86.26
3541 | 0.238 | 0.267 | 0.478 | 0.501 | 0.058 | 0.02 | 0.014 | 0.044 | 7.401 | 4.036 | 850 | 77.34 | -77.34
3542 | 0.297 | 0.261 | 0.403 | 0.291 | 0.033 | 0.013 | 0.014 | 0.054 | 6.752 | 3.65 | 850 | 74.46 | -74.46
3543 | 0.199 | 0.244 | 0.245 | 0.205 | 0.02 | 0.008 | 0.021 | 0.073 | 6.081 | 3.202 | 850 | 72.96 | -72.96
3544 | 0.151 | 0.178 | 0.168 | 0.188 | 0.015 | 0.004 | 0.039 | 0.096 | 5.384 | 2.688 | 850 | 77.78 | -77.78
3545 | 0.13 | 0.089 | 0.073 | 0.079 | 0.021 | 0.005 | 0.082 | 0.118 | 4.718 | 2.306 | 850 | 84.66 | -84.66
3546 | 0.038 | 0.04 | 0.011 | 0.012 | 0.043 | 0.017 | 0.141 | 0.133 | 4.134 | 2.927 | 850 | 111.04 | -111.04
3547 | 0 | 0.005 | 0 | 0 | 0.081 | 0.054 | 0.198 | 0.152 | 3.961 | 4.078 | 850 | 131.4 | -131.4
3548 | 0 | 0 | 0 | 0 | 0.118 | 0.112 | 0.265 | 0.189 | 4.395 | 5.363 | 850 | 186.68 | -186.68
3549 | 0 | 0 | 0 | 0 | 0.102 | 0.175 | 0.278 | 0.245 | 4.698 | 6.386 | 850 | 221.46 | -221.46
3550 | 0 | 0 | 0 | 0 | 0.054 | 0.218 | 0.267 | 0.298 | 4.807 | 6.957 | 850 | 169.86 | -169.86
3551 | 0 | 0 | 0 | 0 | 0.018 | 0.215 | 0.274 | 0.334 | 5.048 | 7.112 | 850 | 131.4 | -131.4
3552 | 0 | 0 | 0 | 0 | 0.012 | 0.186 | 0.264 | 0.32 | 4.978 | 7.039 | 850 | 113.78 | -113.78
3553 | 0 | 0 | 0 | 0 | 0.082 | 0.148 | 0.268 | 0.292 | 4.778 | 6.988 | 850 | 97.78 | -97.78
3554 | 0 | 0 | 0 | 0 | 0.282 | 0.137 | 0.25 | 0.36 | 5.393 | 7.105 | 850 | 90.5 | -90.5
3555 | 0 | 0 | 0 | 0 | 0.518 | 0.156 | 0.216 | 0.489 | 7.247 | 7.391 | 850 | 87.64 | -87.64
3556 | 0 | 0 | 0 | 0 | 0.614 | 0.203 | 0.172 | 0.647 | 8.202 | 7.303 | 850 | 85.22 | -85.22
3557 | 0.022 | 0.004 | 0.024 | 0.014 | 0.544 | 0.299 | 0.153 | 0.584 | 7.924 | 6.722 | 850 | 83.96 | -83.96
3558 | 0.099 | 0.023 | 0.094 | 0.07 | 0.423 | 0.488 | 0.148 | 0.454 | 7.297 | 6.489 | 850 | 88.04 | -88.04
3559 | 0.233 | 0.056 | 0.255 | 0.185 | 0.35 | 0.639 | 0.161 | 0.383 | 6.336 | 7.255 | 850 | 110.34 | -110.34
3560 | 0.403 | 0.102 | 0.421 | 0.309 | 0.302 | 0.577 | 0.16 | 0.347 | 5.253 | 8.726 | 850 | 120.1 | -120.1
3561 | 0.531 | 0.158 | 0.542 | 0.457 | 0.292 | 0.491 | 0.149 | 0.28 | 4.745 | 9.989 | 850 | 102.23 | -102.23
3562 | 0.62 | 0.255 | 0.632 | 0.645 | 0.294 | 0.425 | 0.126 | 0.218 | 5.064 | 10.664 | 850 | 85.43 | -85.43
3563 | 0.645 | 0.417 | 0.684 | 0.688 | 0.299 | 0.363 | 0.103 | 0.188 | 5.801 | 11.084 | 850 | 72.52 | -72.52
3564 | 0.652 | 0.422 | 0.693 | 0.693 | 0.294 | 0.28 | 0.092 | 0.172 | 6.377 | 11.11 | 850 | 69.17 | -69.17
3565 | 0.626 | 0.367 | 0.663 | 0.654 | 0.282 | 0.205 | 0.089 | 0.161 | 6.629 | 10.477 | 850 | 61.1 | -61.1
3566 | 0.559 | 0.415 | 0.591 | 0.586 | 0.254 | 0.158 | 0.087 | 0.147 | 6.728 | 9.453 | 850 | 55.25 | -55.25
3567 | 0.46 | 0.412 | 0.483 | 0.482 | 0.224 | 0.12 | 0.081 | 0.136 | 6.827 | 8.328 | 850 | 55.27 | -55.27
3568 | 0.334 | 0.309 | 0.313 | 0.338 | 0.212 | 0.097 | 0.07 | 0.129 | 6.923 | 7.242 | 850 | 65.66 | -65.66
3569 | 0.199 | 0.165 | 0.199 | 0.179 | 0.211 | 0.079 | 0.055 | 0.112 | 6.985 | 6.206 | 850 | 72.52 | -72.52
3570 | 0.084 | 0.059 | 0.068 | 0.054 | 0.187 | 0.063 | 0.041 | 0.093 | 6.979 | 5.163 | 850 | 85.8 | -85.8
3571 | 0.022 | 0.014 | 0.016 | 0.01 | 0.204 | 0.039 | 0.025 | 0.067 | 7.314 | 4.381 | 850 | 102.28 | -102.28
3572 | 0 | 0 | 0 | 0 | 0.304 | 0.025 | 0.016 | 0.033 | 8.473 | 4.517 | 850 | 130.05 | -130.05
3573 | 0 | 0 | 0 | 0 | 0.43 | 0.043 | 0.028 | 0.013 | 9.719 | 5.675 | 850 | 144.31 | -144.31
3574 | 0 | 0 | 0 | 0 | 0.523 | 0.099 | 0.055 | 0.011 | 10.81 | 6.915 | 850 | 124 | -124
3575 | 0 | 0 | 0 | 0 | 0.488 | 0.172 | 0.09 | 0.023 | 11.544 | 7.841 | 850 | 100.09 | -100.09
3576 | 0 | 0 | 0 | 0 | 0.461 | 0.23 | 0.126 | 0.041 | 11.543 | 8.438 | 850 | 88.78 | -88.78
3577 | 0 | 0 | 0 | 0 | 0.443 | 0.272 | 0.154 | 0.064 | 11.444 | 8.793 | 850 | 72.22 | -72.22
3578 | 0 | 0 | 0 | 0 | 0.464 | 0.309 | 0.178 | 0.091 | 11.54 | 9.052 | 850 | 57.54 | -57.54
3579 | 0 | 0 | 0 | 0 | 0.515 | 0.335 | 0.207 | 0.12 | 11.513 | 9.29 | 850 | 54.28 | -54.28
3580 | 0 | 0 | 0 | 0 | 0.519 | 0.345 | 0.214 | 0.15 | 11.432 | 9.346 | 850 | 50.59 | -50.59
3581 | 0.01 | 0.035 | 0.011 | 0.02 | 0.47 | 0.272 | 0.196 | 0.172 | 11.428 | 9.021 | 850 | 49.83 | -49.83
3582 | 0.051 | 0.101 | 0.045 | 0.071 | 0.455 | 0.184 | 0.159 | 0.105 | 11.667 | 8.838 | 850 | 45.91 | -45.91
3583 | 0.092 | 0.189 | 0.081 | 0.152 | 0.491 | 0.189 | 0.115 | 0.093 | 11.951 | 9.092 | 850 | 72.15 | -72.15
3584 | 0.125 | 0.297 | 0.151 | 0.226 | 0.587 | 0.318 | 0.145 | 0.105 | 12.004 | 9.562 | 850 | 86.45 | -86.45
3585 | 0.222 | 0.383 | 0.232 | 0.245 | 0.659 | 0.399 | 0.189 | 0.076 | 11.701 | 9.958 | 850 | 91.52 | -91.52
3586 | 0.401 | 0.391 | 0.182 | 0.226 | 0.65 | 0.443 | 0.228 | 0.045 | 11.525 | 10.265 | 850 | 69.11 | -69.11
3587 | 0.56 | 0.397 | 0.234 | 0.268 | 0.639 | 0.473 | 0.28 | 0.025 | 11.362 | 10.486 | 850 | 67.85 | -67.85
3588 | 0.406 | 0.442 | 0.339 | 0.329 | 0.652 | 0.501 | 0.347 | 0.019 | 11.055 | 10.678 | 850 | 62.12 | -62.12
3589 | 0.337 | 0.387 | 0.382 | 0.337 | 0.636 | 0.536 | 0.387 | 0.015 | 10.458 | 10.479 | 850 | 59.07 | -59.07
3590 | 0.342 | 0.258 | 0.365 | 0.288 | 0.582 | 0.548 | 0.373 | 0.012 | 9.795 | 10.032 | 850 | 62.25 | -62.25
3591 | 0.322 | 0.164 | 0.263 | 0.316 | 0.519 | 0.486 | 0.342 | 0.012 | 9.505 | 9.513 | 850 | 62.18 | -62.18
3592 | 0.27 | 0.12 | 0.161 | 0.271 | 0.451 | 0.335 | 0.346 | 0.013 | 9.316 | 9.092 | 850 | 69.49 | -69.49
3593 | 0.181 | 0.115 | 0.118 | 0.133 | 0.336 | 0.226 | 0.316 | 0.014 | 8.977 | 8.88 | 850 | 72.67 | -72.67
3594 | 0.092 | 0.066 | 0.057 | 0.056 | 0.195 | 0.197 | 0.202 | 0.026 | 8.436 | 8.652 | 850 | 89.23 | -89.23
3595 | 0.031 | 0.015 | 0.007 | 0.006 | 0.136 | 0.269 | 0.166 | 0.053 | 8.002 | 8.421 | 850 | 94.66 | -94.66
3596 | 0 | 0 | 0 | 0 | 0.141 | 0.383 | 0.188 | 0.116 | 7.84 | 8.447 | 850 | 111.44 | -111.44
3597 | 0 | 0 | 0 | 0 | 0.151 | 0.443 | 0.187 | 0.182 | 7.916 | 8.342 | 850 | 140.5 | -140.5
3598 | 0 | 0 | 0 | 0 | 0.175 | 0.429 | 0.181 | 0.154 | 8.191 | 7.972 | 850 | 143.26 | -143.26
3599 | 0 | 0 | 0 | 0 | 0.196 | 0.38 | 0.164 | 0.106 | 8.427 | 7.468 | 850 | 120.39 | -120.39
3600 | 0 | 0 | 0 | 0 | 0.207 | 0.321 | 0.175 | 0.092 | 8.525 | 6.873 | 850 | 95.53 | -95.53
3601 | 0 | 0 | 0 | 0 | 0.201 | 0.274 | 0.217 | 0.104 | 8.474 | 6.293 | 850 | 100.43 | -100.43
3602 | 0 | 0 | 0 | 0 | 0.178 | 0.228 | 0.286 | 0.105 | 8.376 | 5.754 | 850 | 96.2 | -96.2
3603 | 0 | 0 | 0 | 0 | 0.158 | 0.166 | 0.346 | 0.1 | 8.332 | 5.207 | 850 | 91.21 | -91.21
3604 | 0 | 0.003 | 0 | 0 | 0.128 | 0.104 | 0.386 | 0.115 | 8.221 | 4.579 | 850 | 93.63 | -93.63
3605 | 0.03 | 0.049 | 0.007 | 0.019 | 0.083 | 0.043 | 0.403 | 0.102 | 7.926 | 3.888 | 850 | 94.56 | -94.56
3606 | 0.106 | 0.113 | 0.061 | 0.07 | 0.025 | 0.015 | 0.347 | 0.082 | 7.514 | 3.299 | 850 | 100.79 | -100.79
3607 | 0.265 | 0.181 | 0.159 | 0.139 | 0.01 | 0.028 | 0.34 | 0.087 | 7.605 | 3.506 | 850 | 103.37 | -103.37
3608 | 0.42 | 0.23 | 0.277 | 0.211 | 0.007 | 0.046 | 0.388 | 0.148 | 7.696 | 3.773 | 850 | 106.67 | -106.67
3609 | 0.544 | 0.278 | 0.455 | 0.303 | 0.004 | 0.052 | 0.406 | 0.197 | 7.556 | 3.757 | 850 | 97.71 | -97.71
3610 | 0.611 | 0.291 | 0.525 | 0.344 | 0.005 | 0.051 | 0.404 | 0.187 | 7.104 | 3.57 | 850 | 93.9 | -93.9
3611 | 0.634 | 0.281 | 0.503 | 0.305 | 0.008 | 0.055 | 0.383 | 0.15 | 6.413 | 3.315 | 850 | 85 | -85
3612 | 0.613 | 0.236 | 0.41 | 0.318 | 0.012 | 0.063 | 0.376 | 0.119 | 5.584 | 3.147 | 850 | 80 | -80
3613 | 0.546 | 0.203 | 0.416 | 0.408 | 0.019 | 0.08 | 0.347 | 0.1 | 4.797 | 3.234 | 850 | 70.92 | -70.92
3614 | 0.332 | 0.134 | 0.402 | 0.415 | 0.028 | 0.098 | 0.318 | 0.086 | 4.086 | 3.72 | 850 | 62.97 | -62.97
3615 | 0.261 | 0.078 | 0.303 | 0.357 | 0.047 | 0.106 | 0.304 | 0.074 | 3.511 | 4.581 | 850 | 62.97 | -62.97
3616 | 0.133 | 0.05 | 0.21 | 0.256 | 0.077 | 0.097 | 0.295 | 0.063 | 3.36 | 5.462 | 850 | 67.69 | -67.69
3617 | 0.122 | 0.03 | 0.118 | 0.161 | 0.111 | 0.091 | 0.274 | 0.056 | 3.404 | 6.255 | 850 | 83.75 | -83.75
3618 | 0.076 | 0.012 | 0.064 | 0.063 | 0.148 | 0.101 | 0.226 | 0.059 | 3.601 | 7 | 850 | 90.13 | -90.13
3619 | 0.025 | 0 | 0.013 | 0.013 | 0.209 | 0.11 | 0.255 | 0.056 | 4.094 | 7.727 | 850 | 110.67 | -110.67
3620 | 0 | 0 | 0 | 0 | 0.292 | 0.118 | 0.314 | 0.054 | 4.922 | 8.216 | 850 | 135.23 | -135.23
3621 | 0 | 0 | 0 | 0 | 0.335 | 0.129 | 0.268 | 0.066 | 5.69 | 8.551 | 850 | 154.73 | -154.73
3622 | 0 | 0 | 0 | 0 | 0.344 | 0.16 | 0.171 | 0.093 | 6.319 | 8.857 | 850 | 143.45 | -143.45
3623 | 0 | 0 | 0 | 0 | 0.34 | 0.19 | 0.145 | 0.134 | 6.795 | 8.941 | 850 | 112.11 | -112.11
3624 | 0 | 0 | 0 | 0 | 0.33 | 0.181 | 0.145 | 0.201 | 7.174 | 8.794 | 850 | 100.71 | -100.71
3625 | 0 | 0 | 0 | 0 | 0.309 | 0.148 | 0.175 | 0.216 | 7.488 | 8.634 | 850 | 96.21 | -96.21
3626 | 0 | 0 | 0 | 0 | 0.282 | 0.104 | 0.208 | 0.195 | 7.625 | 8.367 | 850 | 80.71 | -80.71
3627 | 0 | 0 | 0 | 0 | 0.273 | 0.064 | 0.207 | 0.194 | 7.725 | 8.228 | 850 | 79.49 | -79.49
3628 | 0 | 0.004 | 0 | 0 | 0.263 | 0.053 | 0.205 | 0.17 | 7.839 | 8.044 | 850 | 73.71 | -73.71
3629 | 0.029 | 0.037 | 0 | 0.018 | 0.205 | 0.049 | 0.193 | 0.132 | 7.894 | 7.398 | 850 | 74.53 | -74.53
3630 | 0.096 | 0.14 | 0.014 | 0.059 | 0.169 | 0.034 | 0.176 | 0.114 | 8.077 | 6.967 | 850 | 90.06 | -90.06
3631 | 0.209 | 0.284 | 0.039 | 0.135 | 0.219 | 0.028 | 0.18 | 0.133 | 8.665 | 7.147 | 850 | 106.27 | -106.27
3632 | 0.36 | 0.401 | 0.072 | 0.239 | 0.257 | 0.023 | 0.224 | 0.139 | 9.51 | 7.256 | 850 | 109.11 | -109.11
3633 | 0.49 | 0.465 | 0.116 | 0.335 | 0.248 | 0.025 | 0.28 | 0.154 | 10.377 | 7.334 | 850 | 108.72 | -108.72
3634 | 0.555 | 0.527 | 0.174 | 0.421 | 0.243 | 0.027 | 0.351 | 0.162 | 10.547 | 7.222 | 850 | 102.36 | -102.36
3635 | 0.504 | 0.614 | 0.234 | 0.422 | 0.255 | 0.023 | 0.431 | 0.115 | 9.856 | 6.957 | 850 | 91.97 | -91.97
3636 | 0.459 | 0.579 | 0.277 | 0.263 | 0.274 | 0.015 | 0.463 | 0.063 | 8.991 | 6.739 | 850 | 82.02 | -82.02
3637 | 0.438 | 0.588 | 0.298 | 0.162 | 0.292 | 0.008 | 0.476 | 0.023 | 8.312 | 6.577 | 850 | 74.91 | -74.91
3638 | 0.431 | 0.537 | 0.218 | 0.088 | 0.285 | 0.005 | 0.497 | 0.044 | 7.91 | 6.431 | 850 | 68.5 | -68.5
3639 | 0.394 | 0.449 | 0.137 | 0.071 | 0.236 | 0.007 | 0.473 | 0.102 | 7.628 | 6.28 | 850 | 65.3 | -65.3
3640 | 0.268 | 0.314 | 0.091 | 0.052 | 0.186 | 0.008 | 0.381 | 0.17 | 7.872 | 6.305 | 850 | 66.94 | -66.94
3641 | 0.136 | 0.175 | 0.049 | 0.032 | 0.168 | 0.007 | 0.366 | 0.235 | 7.745 | 6.397 | 850 | 75.07 | -75.07
3642 | 0.069 | 0.059 | 0.018 | 0.009 | 0.153 | 0.016 | 0.406 | 0.274 | 7.784 | 6.683 | 850 | 84.1 | -84.1
3643 | 0.03 | 0.012 | 0 | 0 | 0.153 | 0.042 | 0.439 | 0.267 | 8.105 | 7.371 | 850 | 94.46 | -94.46
3644 | 0 | 0 | 0 | 0 | 0.183 | 0.096 | 0.43 | 0.294 | 8.735 | 8.178 | 850 | 107.94 | -107.94
3645 | 0 | 0 | 0 | 0 | 0.208 | 0.172 | 0.409 | 0.275 | 9.048 | 8.375 | 850 | 115 | -115
3646 | 0 | 0 | 0 | 0 | 0.197 | 0.245 | 0.396 | 0.218 | 9.177 | 8.129 | 850 | 107.91 | -107.91
3647 | 0 | 0 | 0 | 0 | 0.164 | 0.304 | 0.389 | 0.17 | 9.354 | 7.967 | 850 | 101.74 | -101.74
3648 | 0 | 0 | 0 | 0 | 0.14 | 0.345 | 0.383 | 0.146 | 9.479 | 7.936 | 850 | 84.18 | -84.18
3649 | 0 | 0 | 0 | 0 | 0.134 | 0.36 | 0.373 | 0.126 | 9.625 | 7.971 | 850 | 88.58 | -88.58
3650 | 0 | 0 | 0 | 0 | 0.15 | 0.36 | 0.376 | 0.116 | 9.899 | 8.028 | 850 | 88.82 | -88.82
3651 | 0 | 0 | 0 | 0 | 0.177 | 0.364 | 0.366 | 0.111 | 9.974 | 8.057 | 850 | 79.66 | -79.66
3652 | 0 | 0.002 | 0 | 0 | 0.2 | 0.347 | 0.383 | 0.121 | 9.864 | 7.943 | 850 | 72.14 | -72.14
3653 | 0.035 | 0.046 | 0 | 0.004 | 0.172 | 0.237 | 0.384 | 0.132 | 9.518 | 7.346 | 850 | 71.87 | -71.87
3654 | 0.107 | 0.135 | 0.02 | 0.025 | 0.105 | 0.166 | 0.338 | 0.154 | 9.07 | 6.744 | 850 | 71.83 | -71.83
3655 | 0.237 | 0.271 | 0.053 | 0.053 | 0.114 | 0.172 | 0.285 | 0.187 | 8.923 | 6.708 | 850 | 75.2 | -75.2
3656 | 0.363 | 0.401 | 0.093 | 0.089 | 0.125 | 0.195 | 0.35 | 0.25 | 8.712 | 6.914 | 850 | 74.4 | -74.4
3657 | 0.458 | 0.498 | 0.128 | 0.125 | 0.125 | 0.214 | 0.379 | 0.304 | 8.634 | 6.993 | 850 | 72.49 | -72.49
3658 | 0.458 | 0.557 | 0.149 | 0.152 | 0.128 | 0.227 | 0.399 | 0.366 | 8.869 | 7.024 | 850 | 61.35 | -61.35
3659 | 0.433 | 0.584 | 0.152 | 0.18 | 0.136 | 0.245 | 0.401 | 0.446 | 9.239 | 7.076 | 850 | 47.16 | -47.16
3660 | 0.404 | 0.586 | 0.145 | 0.193 | 0.15 | 0.282 | 0.397 | 0.554 | 9.6 | 7.113 | 850 | 41.86 | -41.86
3661 | 0.363 | 0.549 | 0.136 | 0.2 | 0.172 | 0.337 | 0.386 | 0.627 | 9.898 | 7.109 | 850 | 21.21 | -21.21
3662 | 0.333 | 0.438 | 0.119 | 0.208 | 0.202 | 0.409 | 0.364 | 0.679 | 10.154 | 7.178 | 850 | 7.44 | -7.44
3663 | 0.297 | 0.317 | 0.101 | 0.173 | 0.245 | 0.479 | 0.324 | 0.706 | 10.397 | 7.304 | 850 | 2.92 | -2.92
3664 | 0.209 | 0.217 | 0.073 | 0.111 | 0.271 | 0.486 | 0.271 | 0.702 | 10.769 | 7.452 | 850 | 5.8 | -5.8
3665 | 0.138 | 0.133 | 0.051 | 0.062 | 0.309 | 0.452 | 0.207 | 0.706 | 11.211 | 7.55 | 850 | 13 | -13
3666 | 0.068 | 0.058 | 0.022 | 0.032 | 0.379 | 0.401 | 0.187 | 0.716 | 11.633 | 7.743 | 850 | 52.08 | -52.08
3667 | 0.02 | 0.008 | 0 | 0.004 | 0.46 | 0.403 | 0.222 | 0.612 | 11.89 | 8.506 | 850 | 67.5 | -67.5
3668 | 0 | 0 | 0 | 0 | 0.507 | 0.424 | 0.251 | 0.607 | 11.921 | 9.321 | 850 | 81.9 | -81.9
3669 | 0 | 0 | 0 | 0 | 0.497 | 0.411 | 0.251 | 0.599 | 12.035 | 9.575 | 850 | 85.86 | -85.86
3670 | 0 | 0 | 0 | 0 | 0.459 | 0.388 | 0.236 | 0.601 | 11.876 | 9.427 | 850 | 81.76 | -81.76
3671 | 0 | 0 | 0 | 0 | 0.438 | 0.366 | 0.222 | 0.551 | 11.623 | 9.181 | 850 | 84.48 | -84.48
3672 | 0 | 0 | 0 | 0 | 0.404 | 0.344 | 0.199 | 0.518 | 11.466 | 9.028 | 850 | 65.39 | -65.39
3673 | 0 | 0 | 0 | 0 | 0.44 | 0.335 | 0.187 | 0.486 | 11.445 | 9.142 | 850 | 35.71 | -35.71
3674 | 0 | 0 | 0 | 0 | 0.47 | 0.34 | 0.189 | 0.471 | 11.297 | 9.249 | 850 | 31.12 | -31.12
3675 | 0 | 0 | 0 | 0 | 0.443 | 0.357 | 0.177 | 0.304 | 11.141 | 9.272 | 850 | 15.85 | -15.85
3676 | 0 | 0.002 | 0 | 0 | 0.408 | 0.339 | 0.151 | 0.281 | 11.182 | 9.136 | 850 | 7.22 | -7.22
3677 | 0.03 | 0.047 | 0.017 | 0.033 | 0.38 | 0.232 | 0.108 | 0.235 | 11.273 | 8.833 | 850 | 8.96 | -8.96
3678 | 0.098 | 0.131 | 0.077 | 0.107 | 0.409 | 0.225 | 0.054 | 0.172 | 11.08 | 8.749 | 850 | 5.13 | -5.13
3679 | 0.237 | 0.241 | 0.16 | 0.238 | 0.385 | 0.298 | 0.034 | 0.15 | 10.649 | 8.849 | 850 | 4.91 | -4.91
3680 | 0.386 | 0.355 | 0.252 | 0.375 | 0.357 | 0.361 | 0.024 | 0.124 | 10.286 | 8.813 | 850 | 4.11 | -4.11
3681 | 0.533 | 0.441 | 0.352 | 0.456 | 0.34 | 0.404 | 0.025 | 0.078 | 10.247 | 8.721 | 850 | 0.97 | -0.97
3682 | 0.627 | 0.493 | 0.435 | 0.494 | 0.346 | 0.423 | 0.039 | 0.056 | 10.505 | 8.647 | 850 | 0 | 0
3683 | 0.682 | 0.501 | 0.454 | 0.452 | 0.373 | 0.428 | 0.058 | 0.049 | 10.987 | 8.683 | 850 | 1.56 | -1.56
3684 | 0.698 | 0.488 | 0.366 | 0.306 | 0.418 | 0.431 | 0.07 | 0.041 | 11.405 | 8.855 | 850 | 0.77 | -0.77
3685 | 0.668 | 0.446 | 0.296 | 0.265 | 0.46 | 0.433 | 0.069 | 0.038 | 11.484 | 9.076 | 850 | -0.1 | 0.1
3686 | 0.61 | 0.386 | 0.333 | 0.283 | 0.473 | 0.433 | 0.071 | 0.021 | 11.342 | 9.224 | 850 | -4.01 | 4.01
3687 | 0.51 | 0.322 | 0.273 | 0.238 | 0.467 | 0.433 | 0.072 | 0.011 | 11.065 | 9.282 | 850 | -15.93 | 15.93
3688 | 0.381 | 0.237 | 0.172 | 0.131 | 0.443 | 0.428 | 0.07 | 0.025 | 10.76 | 9.164 | 850 | -19.58 | 19.58
3689 | 0.229 | 0.137 | 0.104 | 0.071 | 0.404 | 0.423 | 0.077 | 0.044 | 10.82 | 8.935 | 850 | -8.98 | 8.98
3690 | 0.082 | 0.058 | 0.048 | 0.027 | 0.38 | 0.413 | 0.109 | 0.058 | 11.222 | 8.863 | 850 | -1.27 | 1.27
3691 | 0.028 | 0.013 | 0.008 | 0 | 0.374 | 0.417 | 0.163 | 0.071 | 11.36 | 9.332 | 850 | 13.95 | -13.95
3692 | 0 | 0 | 0 | 0 | 0.4 | 0.445 | 0.241 | 0.104 | 11.056 | 10.129 | 850 | 67.23 | -67.23
3693 | 0 | 0 | 0 | 0 | 0.37 | 0.46 | 0.308 | 0.147 | 10.58 | 10.466 | 850 | 94.99 | -94.99
3694 | 0 | 0 | 0 | 0 | 0.306 | 0.448 | 0.357 | 0.179 | 10.121 | 10.302 | 850 | 106.93 | -106.93
3695 | 0 | 0 | 0 | 0 | 0.293 | 0.423 | 0.416 | 0.214 | 9.884 | 9.917 | 850 | 109.01 | -109.01
3696 | 0 | 0 | 0 | 0 | 0.297 | 0.373 | 0.449 | 0.26 | 9.903 | 9.537 | 850 | 99.16 | -99.16
3697 | 0 | 0 | 0 | 0 | 0.312 | 0.321 | 0.423 | 0.286 | 9.941 | 9.394 | 850 | 98.26 | -98.26
3698 | 0 | 0 | 0 | 0 | 0.292 | 0.291 | 0.4 | 0.268 | 9.911 | 9.327 | 850 | 84.58 | -84.58
3699 | 0 | 0 | 0 | 0 | 0.277 | 0.274 | 0.365 | 0.23 | 9.868 | 9.164 | 850 | 83.67 | -83.67
3700 | 0 | 0 | 0 | 0 | 0.265 | 0.249 | 0.347 | 0.203 | 9.66 | 8.992 | 850 | 83.81 | -83.81
3701 | 0.033 | 0.02 | 0.012 | 0.037 | 0.189 | 0.257 | 0.271 | 0.178 | 9.176 | 8.728 | 850 | 82.17 | -82.17
3702 | 0.089 | 0.052 | 0.053 | 0.113 | 0.193 | 0.249 | 0.263 | 0.142 | 8.552 | 8.687 | 850 | 96.17 | -96.17
3703 | 0.162 | 0.094 | 0.116 | 0.206 | 0.186 | 0.215 | 0.27 | 0.1 | 7.829 | 8.329 | 850 | 133.28 | -133.28
3704 | 0.303 | 0.161 | 0.191 | 0.262 | 0.161 | 0.19 | 0.261 | 0.089 | 7.135 | 8.059 | 850 | 193.06 | -193.06
3705 | 0.497 | 0.242 | 0.278 | 0.375 | 0.148 | 0.187 | 0.254 | 0.08 | 6.942 | 7.977 | 850 | 164.48 | -164.48
3706 | 0.627 | 0.412 | 0.359 | 0.356 | 0.155 | 0.184 | 0.228 | 0.072 | 7.163 | 8.059 | 850 | 128.08 | -128.08
3707 | 0.677 | 0.559 | 0.439 | 0.361 | 0.172 | 0.174 | 0.181 | 0.077 | 7.575 | 8.206 | 850 | 99.05 | -99.05
3708 | 0.687 | 0.636 | 0.532 | 0.395 | 0.185 | 0.175 | 0.142 | 0.084 | 8.089 | 8.342 | 850 | 95.9 | -95.9
3709 | 0.64 | 0.628 | 0.524 | 0.404 | 0.187 | 0.19 | 0.119 | 0.082 | 8.574 | 8.413 | 850 | 81.09 | -81.09
3710 | 0.533 | 0.56 | 0.547 | 0.385 | 0.182 | 0.214 | 0.109 | 0.093 | 8.873 | 8.497 | 850 | 74.9 | -74.9
3711 | 0.364 | 0.436 | 0.468 | 0.287 | 0.182 | 0.231 | 0.106 | 0.124 | 8.786 | 8.71 | 850 | 67.3 | -67.3
3712 | 0.234 | 0.303 | 0.339 | 0.218 | 0.187 | 0.235 | 0.104 | 0.16 | 8.369 | 8.839 | 850 | 72.02 | -72.02
3713 | 0.13 | 0.161 | 0.19 | 0.112 | 0.181 | 0.235 | 0.095 | 0.173 | 7.852 | 8.583 | 850 | 78 | -78
3714 | 0.063 | 0.067 | 0.08 | 0.048 | 0.15 | 0.207 | 0.072 | 0.17 | 7.383 | 8.143 | 850 | 105.95 | -105.95
3715 | 0.016 | 0.016 | 0.022 | 0.005 | 0.112 | 0.188 | 0.054 | 0.222 | 7.071 | 8.052 | 850 | 127.32 | -127.32
3716 | 0 | 0 | 0 | 0 | 0.103 | 0.214 | 0.038 | 0.286 | 6.907 | 8.142 | 850 | 182.91 | -182.91
3717 | 0 | 0 | 0 | 0 | 0.105 | 0.246 | 0.02 | 0.301 | 6.649 | 8.033 | 850 | 215.28 | -215.28
3718 | 0 | 0 | 0 | 0 | 0.118 | 0.259 | 0.009 | 0.292 | 6.292 | 7.985 | 850 | 198.79 | -198.79
3719 | 0 | 0 | 0 | 0 | 0.131 | 0.237 | 0.006 | 0.277 | 5.922 | 7.865 | 850 | 149.29 | -149.29
3720 | 0 | 0 | 0 | 0 | 0.137 | 0.214 | 0.009 | 0.257 | 5.716 | 7.66 | 850 | 116.04 | -116.04
3721 | 0 | 0 | 0 | 0 | 0.14 | 0.2 | 0.022 | 0.231 | 5.818 | 7.272 | 850 | 106.87 | -106.87
3722 | 0 | 0 | 0 | 0 | 0.137 | 0.186 | 0.042 | 0.2 | 6.168 | 6.816 | 850 | 99.98 | -99.98
3723 | 0 | 0 | 0 | 0 | 0.133 | 0.172 | 0.057 | 0.171 | 6.518 | 6.284 | 850 | 95.42 | -95.42
3724 | 0 | 0 | 0 | 0 | 0.126 | 0.146 | 0.061 | 0.128 | 6.474 | 5.63 | 850 | 92.94 | -92.94
3725 | 0.01 | 0.031 | 0.027 | 0.021 | 0.095 | 0.082 | 0.057 | 0.063 | 6.163 | 4.592 | 850 | 92.25 | -92.25
3726 | 0.033 | 0.094 | 0.095 | 0.076 | 0.069 | 0.051 | 0.032 | 0.037 | 6.021 | 3.423 | 850 | 104.69 | -104.69
3727 | 0.062 | 0.196 | 0.254 | 0.188 | 0.07 | 0.032 | 0.019 | 0.034 | 6.431 | 2.42 | 850 | 162 | -162
3728 | 0.113 | 0.32 | 0.416 | 0.334 | 0.095 | 0.023 | 0.016 | 0.024 | 7.09 | 2.759 | 850 | 177.66 | -177.66
3729 | 0.251 | 0.373 | 0.544 | 0.513 | 0.12 | 0.025 | 0.013 | 0.014 | 7.634 | 3.709 | 850 | 141.68 | -141.68
3730 | 0.456 | 0.442 | 0.639 | 0.624 | 0.132 | 0.035 | 0.009 | 0.006 | 8.027 | 4.48 | 850 | 112.37 | -112.37
3731 | 0.506 | 0.495 | 0.691 | 0.678 | 0.145 | 0.048 | 0.006 | 0.005 | 8.277 | 5.014 | 850 | 91.6 | -91.6
3732 | 0.468 | 0.573 | 0.702 | 0.697 | 0.166 | 0.066 | 0.01 | 0.005 | 8.451 | 5.386 | 850 | 81.31 | -81.31
3733 | 0.505 | 0.569 | 0.673 | 0.667 | 0.174 | 0.083 | 0.019 | 0.006 | 8.497 | 5.522 | 850 | 67.34 | -67.34
3734 | 0.49 | 0.531 | 0.604 | 0.581 | 0.174 | 0.096 | 0.031 | 0.008 | 8.536 | 5.559 | 850 | 55.27 | -55.27
3735 | 0.348 | 0.434 | 0.501 | 0.475 | 0.167 | 0.105 | 0.042 | 0.008 | 8.488 | 5.616 | 850 | 43.86 | -43.86
3736 | 0.237 | 0.266 | 0.367 | 0.323 | 0.161 | 0.116 | 0.053 | 0.006 | 8.617 | 5.783 | 850 | 47.06 | -47.06
3737 | 0.163 | 0.163 | 0.181 | 0.177 | 0.15 | 0.125 | 0.06 | 0.005 | 8.887 | 6.098 | 850 | 64.03 | -64.03
3738 | 0.094 | 0.064 | 0.07 | 0.061 | 0.141 | 0.127 | 0.069 | 0.006 | 9.56 | 6.339 | 850 | 84.88 | -84.88
3739 | 0.034 | 0.015 | 0.014 | 0.008 | 0.167 | 0.133 | 0.079 | 0.013 | 10.518 | 6.849 | 850 | 116.22 | -116.22
3740 | 0 | 0 | 0 | 0 | 0.249 | 0.169 | 0.086 | 0.042 | 11.726 | 7.654 | 850 | 176.78 | -176.78
3741 | 0 | 0 | 0 | 0 | 0.362 | 0.248 | 0.097 | 0.096 | 12.496 | 8.441 | 850 | 235.52 | -235.52
3742 | 0 | 0 | 0 | 0 | 0.494 | 0.348 | 0.117 | 0.166 | 12.662 | 8.912 | 850 | 140.68 | -140.68
3743 | 0 | 0 | 0 | 0 | 0.574 | 0.42 | 0.165 | 0.215 | 12.903 | 9.312 | 850 | 107.34 | -107.34
3744 | 0 | 0 | 0 | 0 | 0.604 | 0.442 | 0.228 | 0.242 | 12.521 | 9.62 | 850 | 75.81 | -75.81
3745 | 0 | 0 | 0 | 0 | 0.604 | 0.443 | 0.28 | 0.251 | 11.965 | 9.736 | 850 | 56.85 | -56.85
3746 | 0 | 0 | 0 | 0 | 0.624 | 0.452 | 0.32 | 0.233 | 11.59 | 9.911 | 850 | 43.93 | -43.93
3747 | 0 | 0 | 0 | 0 | 0.557 | 0.47 | 0.324 | 0.213 | 11.44 | 10.457 | 850 | 44.55 | -44.55
3748 | 0 | 0.004 | 0 | 0 | 0.537 | 0.454 | 0.354 | 0.205 | 11.186 | 10.73 | 850 | 50.05 | -50.05
3749 | 0.035 | 0.043 | 0.024 | 0.038 | 0.494 | 0.354 | 0.33 | 0.173 | 10.742 | 10.645 | 850 | 48.09 | -48.09
3750 | 0.101 | 0.091 | 0.085 | 0.122 | 0.467 | 0.31 | 0.192 | 0.104 | 10.463 | 10.159 | 850 | 71.19 | -71.19
3751 | 0.212 | 0.139 | 0.186 | 0.259 | 0.376 | 0.306 | 0.245 | 0.135 | 10.156 | 10.385 | 850 | 103.55 | -103.55
3752 | 0.364 | 0.217 | 0.292 | 0.412 | 0.285 | 0.366 | 0.31 | 0.207 | 9.676 | 10.4 | 850 | 142.76 | -142.76
3753 | 0.494 | 0.304 | 0.381 | 0.514 | 0.231 | 0.386 | 0.317 | 0.253 | 9.262 | 10.049 | 850 | 112.92 | -112.92
3754 | 0.573 | 0.346 | 0.443 | 0.606 | 0.219 | 0.399 | 0.32 | 0.253 | 8.976 | 9.482 | 850 | 84.16 | -84.16
3755 | 0.593 | 0.398 | 0.412 | 0.625 | 0.251 | 0.425 | 0.31 | 0.245 | 8.895 | 8.916 | 850 | 69.93 | -69.93
3756 | 0.603 | 0.46 | 0.413 | 0.421 | 0.306 | 0.428 | 0.331 | 0.26 | 9.079 | 8.534 | 850 | 62.03 | -62.03
3757 | 0.575 | 0.445 | 0.436 | 0.339 | 0.37 | 0.404 | 0.392 | 0.28 | 9.424 | 8.388 | 850 | 48.4 | -48.4
3758 | 0.547 | 0.329 | 0.373 | 0.393 | 0.438 | 0.361 | 0.41 | 0.28 | 9.838 | 8.313 | 850 | 30.17 | -30.17
3759 | 0.498 | 0.28 | 0.182 | 0.396 | 0.479 | 0.313 | 0.325 | 0.245 | 10.078 | 8.226 | 850 | 26.3 | -26.3
3760 | 0.38 | 0.195 | 0.117 | 0.288 | 0.503 | 0.273 | 0.233 | 0.194 | 10.127 | 8.185 | 850 | 30.06 | -30.06
3761 | 0.231 | 0.129 | 0.105 | 0.139 | 0.491 | 0.23 | 0.188 | 0.159 | 10.024 | 8.149 | 850 | 62.57 | -62.57
3762 | 0.086 | 0.062 | 0.079 | 0.016 | 0.43 | 0.174 | 0.143 | 0.139 | 9.878 | 8.084 | 850 | 80.43 | -80.43
3763 | 0.028 | 0.014 | 0.024 | 0 | 0.398 | 0.146 | 0.14 | 0.085 | 9.878 | 8.195 | 850 | 105.09 | -105.09
3764 | 0 | 0 | 0 | 0 | 0.406 | 0.151 | 0.14 | 0.043 | 9.889 | 8.601 | 850 | 126.97 | -126.97
3765 | 0 | 0 | 0 | 0 | 0.364 | 0.184 | 0.131 | 0.037 | 9.831 | 9.053 | 850 | 155.9 | -155.9
3766 | 0 | 0 | 0 | 0 | 0.291 | 0.246 | 0.112 | 0.046 | 9.905 | 9.109 | 850 | 158.02 | -158.02
3767 | 0 | 0 | 0 | 0 | 0.219 | 0.296 | 0.095 | 0.057 | 10.154 | 8.949 | 850 | 141.47 | -141.47
3768 | 0 | 0 | 0 | 0 | 0.149 | 0.336 | 0.072 | 0.07 | 10.357 | 8.774 | 850 | 105.99 | -105.99
3769 | 0 | 0 | 0 | 0 | 0.115 | 0.326 | 0.04 | 0.083 | 10.535 | 8.594 | 850 | 93.24 | -93.24
3770 | 0 | 0 | 0 | 0 | 0.129 | 0.285 | 0.018 | 0.086 | 10.484 | 8.564 | 850 | 89.92 | -89.92
3771 | 0 | 0 | 0 | 0 | 0.151 | 0.238 | 0.011 | 0.082 | 10.422 | 8.738 | 850 | 85.86 | -85.86
3772 | 0 | 0.007 | 0 | 0 | 0.201 | 0.177 | 0.012 | 0.069 | 10.59 | 8.47 | 850 | 85.35 | -85.35
3773 | 0.027 | 0.035 | 0.029 | 0.039 | 0.175 | 0.072 | 0.02 | 0.041 | 10.162 | 8.092 | 850 | 88.25 | -88.25
3774 | 0.072 | 0.147 | 0.096 | 0.122 | 0.116 | 0.046 | 0.018 | 0.012 | 9.798 | 7.924 | 850 | 98.97 | -98.97
3775 | 0.117 | 0.319 | 0.232 | 0.284 | 0.088 | 0.058 | 0.041 | 0.015 | 9.536 | 8.162 | 850 | 123.9 | -123.9
3776 | 0.192 | 0.472 | 0.386 | 0.438 | 0.105 | 0.077 | 0.093 | 0.038 | 9.603 | 8.222 | 850 | 127.92 | -127.92
3777 | 0.316 | 0.563 | 0.516 | 0.544 | 0.098 | 0.101 | 0.166 | 0.049 | 9.761 | 8.316 | 850 | 96.83 | -96.83
3778 | 0.389 | 0.599 | 0.583 | 0.621 | 0.083 | 0.125 | 0.226 | 0.045 | 9.61 | 8.555 | 850 | 71.89 | -71.89
3779 | 0.445 | 0.684 | 0.631 | 0.64 | 0.078 | 0.134 | 0.293 | 0.045 | 9.346 | 8.675 | 850 | 57.8 | -57.8
3780 | 0.563 | 0.682 | 0.659 | 0.537 | 0.074 | 0.143 | 0.335 | 0.061 | 8.937 | 8.585 | 850 | 30.25 | -30.25
3781 | 0.601 | 0.609 | 0.64 | 0.414 | 0.076 | 0.129 | 0.354 | 0.089 | 8.578 | 8.085 | 850 | 24.33 | -24.33
3782 | 0.528 | 0.504 | 0.586 | 0.372 | 0.09 | 0.098 | 0.335 | 0.11 | 8.063 | 7.496 | 850 | 19.5 | -19.5
3783 | 0.467 | 0.281 | 0.484 | 0.306 | 0.1 | 0.071 | 0.3 | 0.102 | 7.515 | 7.204 | 850 | 24.23 | -24.23
3784 | 0.363 | 0.166 | 0.334 | 0.266 | 0.102 | 0.051 | 0.296 | 0.095 | 7.221 | 6.882 | 850 | 37.65 | -37.65
3785 | 0.216 | 0.101 | 0.18 | 0.178 | 0.108 | 0.036 | 0.244 | 0.099 | 7.006 | 6.536 | 850 | 62.11 | -62.11
3786 | 0.093 | 0.05 | 0.076 | 0.057 | 0.138 | 0.027 | 0.202 | 0.095 | 6.727 | 6.367 | 850 | 80.67 | -80.67
3787 | 0.033 | 0.013 | 0.017 | 0.014 | 0.22 | 0.039 | 0.199 | 0.062 | 6.418 | 6.422 | 850 | 89.92 | -89.92
3788 | 0 | 0 | 0 | 0 | 0.339 | 0.079 | 0.195 | 0.046 | 6.156 | 6.528 | 850 | 115.69 | -115.69
3789 | 0 | 0 | 0 | 0 | 0.387 | 0.129 | 0.187 | 0.043 | 5.849 | 6.481 | 850 | 163.98 | -163.98
3790 | 0 | 0 | 0 | 0 | 0.322 | 0.166 | 0.191 | 0.046 | 5.462 | 6.339 | 850 | 167.72 | -167.72
3791 | 0 | 0 | 0 | 0 | 0.224 | 0.176 | 0.175 | 0.065 | 5.209 | 6.049 | 850 | 132.45 | -132.45
3792 | 0 | 0 | 0 | 0 | 0.137 | 0.172 | 0.148 | 0.114 | 5.335 | 5.675 | 850 | 104.39 | -104.39
3793 | 0 | 0 | 0 | 0 | 0.072 | 0.154 | 0.126 | 0.188 | 5.814 | 5.333 | 850 | 101 | -101
3794 | 0 | 0 | 0 | 0 | 0.034 | 0.126 | 0.12 | 0.239 | 6.343 | 5.182 | 850 | 96.13 | -96.13
3795 | 0 | 0 | 0 | 0 | 0.018 | 0.107 | 0.119 | 0.267 | 6.918 | 5.237 | 850 | 91.7 | -91.7
3796 | 0 | 0 | 0 | 0 | 0.031 | 0.092 | 0.1 | 0.214 | 7.504 | 5.415 | 850 | 87.53 | -87.53
3797 | 0.037 | 0.037 | 0.027 | 0.035 | 0.056 | 0.066 | 0.067 | 0.12 | 8.09 | 5.534 | 850 | 84.25 | -84.25
3798 | 0.109 | 0.101 | 0.093 | 0.121 | 0.046 | 0.047 | 0.039 | 0.074 | 8.121 | 5.754 | 850 | 91.9 | -91.9
3799 | 0.251 | 0.224 | 0.249 | 0.29 | 0.06 | 0.05 | 0.045 | 0.068 | 8.222 | 6.406 | 850 | 113.95 | -113.95
3800 | 0.39 | 0.388 | 0.417 | 0.448 | 0.095 | 0.072 | 0.054 | 0.069 | 8.424 | 6.823 | 850 | 119.05 | -119.05
3801 | 0.505 | 0.538 | 0.549 | 0.573 | 0.126 | 0.095 | 0.076 | 0.08 | 8.709 | 7.175 | 850 | 102.76 | -102.76
3802 | 0.575 | 0.615 | 0.64 | 0.656 | 0.151 | 0.112 | 0.124 | 0.1 | 8.919 | 7.489 | 850 | 78.56 | -78.56
3803 | 0.603 | 0.647 | 0.691 | 0.701 | 0.167 | 0.134 | 0.178 | 0.126 | 9 | 7.636 | 850 | 60.66 | -60.66
3804 | 0.585 | 0.592 | 0.703 | 0.708 | 0.199 | 0.15 | 0.23 | 0.136 | 9.186 | 7.591 | 850 | 41.39 | -41.39
3805 | 0.498 | 0.483 | 0.678 | 0.676 | 0.229 | 0.147 | 0.269 | 0.132 | 9.283 | 7.744 | 850 | 33.91 | -33.91
3806 | 0.443 | 0.434 | 0.615 | 0.605 | 0.249 | 0.131 | 0.269 | 0.124 | 9.168 | 8.099 | 850 | 25.36 | -25.36
3807 | 0.354 | 0.355 | 0.509 | 0.494 | 0.251 | 0.114 | 0.222 | 0.105 | 8.915 | 8.168 | 850 | 17.41 | -17.41
3808 | 0.225 | 0.218 | 0.371 | 0.345 | 0.224 | 0.098 | 0.191 | 0.069 | 8.662 | 7.984 | 850 | 13.08 | -13.08
3809 | 0.164 | 0.135 | 0.213 | 0.184 | 0.171 | 0.078 | 0.189 | 0.04 | 8.241 | 7.556 | 850 | 25.57 | -25.57
3810 | 0.087 | 0.069 | 0.064 | 0.045 | 0.114 | 0.057 | 0.178 | 0.031 | 7.675 | 7.255 | 850 | 64.56 | -64.56
3811 | 0.031 | 0.018 | 0.02 | 0.014 | 0.073 | 0.034 | 0.163 | 0.019 | 7.13 | 7.099 | 850 | 85.21 | -85.21
3812 | 0 | 0 | 0 | 0 | 0.032 | 0.014 | 0.148 | 0.013 | 6.601 | 7.096 | 850 | 128.58 | -128.58
3813 | 0 | 0 | 0 | 0 | 0.009 | 0.006 | 0.13 | 0.012 | 6.368 | 7.201 | 850 | 154.75 | -154.75
3814 | 0 | 0 | 0 | 0 | 0.005 | 0.011 | 0.095 | 0.014 | 6.677 | 7.387 | 850 | 153.85 | -153.85
3815 | 0 | 0 | 0 | 0 | 0.02 | 0.033 | 0.049 | 0.015 | 7.509 | 7.419 | 850 | 126.88 | -126.88
3816 | 0 | 0 | 0 | 0 | 0.054 | 0.061 | 0.018 | 0.014 | 8.45 | 7.378 | 850 | 97.45 | -97.45
3817 | 0 | 0 | 0 | 0 | 0.101 | 0.088 | 0.006 | 0.012 | 9.058 | 7.456 | 850 | 98.36 | -98.36
3818 | 0 | 0 | 0 | 0 | 0.161 | 0.124 | 0.005 | 0.01 | 9.36 | 7.624 | 850 | 90.04 | -90.04
3819 | 0 | 0 | 0 | 0 | 0.231 | 0.164 | 0.009 | 0.008 | 9.492 | 7.854 | 850 | 83.31 | -83.31
3820 | 0 | 0.006 | 0 | 0 | 0.284 | 0.191 | 0.021 | 0.009 | 9.785 | 7.856 | 850 | 83.53 | -83.53
3821 | 0.035 | 0.043 | 0.031 | 0.039 | 0.274 | 0.138 | 0.036 | 0.021 | 10.021 | 7.449 | 850 | 79.64 | -79.64
3822 | 0.106 | 0.141 | 0.1 | 0.121 | 0.157 | 0.059 | 0.023 | 0.025 | 10.077 | 7.071 | 850 | 82.11 | -82.11
3823 | 0.264 | 0.295 | 0.259 | 0.288 | 0.161 | 0.076 | 0.023 | 0.028 | 10.14 | 7.056 | 850 | 79.38 | -79.38
3824 | 0.418 | 0.441 | 0.417 | 0.441 | 0.28 | 0.108 | 0.047 | 0.041 | 10.417 | 8.13 | 850 | 62.82 | -62.82
3825 | 0.541 | 0.56 | 0.544 | 0.562 | 0.373 | 0.142 | 0.062 | 0.048 | 10.84 | 8.93 | 850 | 42.2 | -42.2
3826 | 0.614 | 0.634 | 0.631 | 0.635 | 0.427 | 0.18 | 0.081 | 0.049 | 11.249 | 9.181 | 850 | 12.24 | -12.24
3827 | 0.679 | 0.674 | 0.676 | 0.679 | 0.469 | 0.21 | 0.111 | 0.05 | 11.282 | 9.109 | 850 | -0.13 | 0.13
3828 | 0.693 | 0.678 | 0.673 | 0.688 | 0.51 | 0.245 | 0.153 | 0.051 | 11.273 | 9.221 | 850 | -2.27 | 2.27
3829 | 0.656 | 0.643 | 0.621 | 0.643 | 0.566 | 0.284 | 0.19 | 0.053 | 11.366 | 9.382 | 850 | -10.26 | 10.26
3830 | 0.588 | 0.55 | 0.515 | 0.557 | 0.627 | 0.328 | 0.195 | 0.068 | 11.596 | 9.389 | 850 | -23.7 | 23.7
3831 | 0.471 | 0.448 | 0.29 | 0.434 | 0.668 | 0.37 | 0.173 | 0.087 | 11.656 | 9.278 | 850 | -30.03 | 30.03
3832 | 0.316 | 0.312 | 0.129 | 0.284 | 0.662 | 0.406 | 0.148 | 0.101 | 11.558 | 9.37 | 850 | -20.62 | 20.62
3833 | 0.174 | 0.157 | 0.042 | 0.113 | 0.593 | 0.377 | 0.161 | 0.093 | 11.208 | 9.827 | 850 | -8.25 | 8.25
3834 | 0.078 | 0.061 | 0.014 | 0.031 | 0.516 | 0.382 | 0.151 | 0.067 | 11.026 | 10.608 | 850 | 0.01 | -0.01
3835 | 0.021 | 0.014 | 0 | 0 | 0.479 | 0.476 | 0.227 | 0.084 | 10.712 | 11.084 | 850 | 44.91 | -44.91
3836 | 0 | 0 | 0 | 0 | 0.417 | 0.544 | 0.296 | 0.155 | 10.04 | 10.458 | 850 | 68.84 | -68.84
3837 | 0 | 0 | 0 | 0 | 0.311 | 0.551 | 0.325 | 0.188 | 9.666 | 9.769 | 850 | 99.32 | -99.32
3838 | 0 | 0 | 0 | 0 | 0.225 | 0.49 | 0.224 | 0.192 | 9.641 | 9.1 | 850 | 93.01 | -93.01
3839 | 0 | 0 | 0 | 0 | 0.228 | 0.404 | 0.167 | 0.206 | 9.971 | 8.928 | 850 | 100 | -100
3840 | 0 | 0 | 0 | 0 | 0.289 | 0.314 | 0.174 | 0.387 | 10.261 | 9.121 | 850 | 78.79 | -78.79
3841 | 0 | 0 | 0 | 0 | 0.346 | 0.266 | 0.165 | 0.399 | 10.453 | 9.35 | 850 | 74.28 | -74.28
3842 | 0 | 0 | 0 | 0 | 0.379 | 0.249 | 0.119 | 0.236 | 10.89 | 9.453 | 850 | 63.59 | -63.59
3843 | 0 | 0 | 0 | 0 | 0.36 | 0.262 | 0.07 | 0.175 | 11.32 | 9.709 | 850 | 42.52 | -42.52
3844 | 0 | 0.007 | 0 | 0 | 0.322 | 0.226 | 0.031 | 0.185 | 11.444 | 9.8 | 850 | 15.57 | -15.57
3845 | 0.032 | 0.031 | 0.028 | 0.037 | 0.225 | 0.149 | 0.022 | 0.126 | 11.069 | 9.704 | 850 | 18.19 | -18.19
3846 | 0.107 | 0.146 | 0.095 | 0.127 | 0.214 | 0.169 | 0.039 | 0.071 | 10.79 | 9.815 | 850 | 11.56 | -11.56
3847 | 0.268 | 0.32 | 0.257 | 0.292 | 0.295 | 0.176 | 0.053 | 0.054 | 11.141 | 10.405 | 850 | 8.4 | -8.4
3848 | 0.427 | 0.478 | 0.416 | 0.445 | 0.387 | 0.213 | 0.038 | 0.042 | 11.675 | 10.984 | 850 | 2.22 | -2.22
3849 | 0.545 | 0.599 | 0.54 | 0.563 | 0.483 | 0.26 | 0.017 | 0.027 | 12.455 | 11.447 | 850 | -0.08 | 0.08
3850 | 0.624 | 0.68 | 0.627 | 0.649 | 0.551 | 0.293 | 0.007 | 0.021 | 13.051 | 11.93 | 850 | -2.01 | 2.01
3851 | 0.619 | 0.721 | 0.662 | 0.69 | 0.6 | 0.313 | 0.009 | 0.024 | 13.366 | 12.58 | 850 | -7.6 | 7.6
3852 | 0.628 | 0.723 | 0.668 | 0.651 | 0.623 | 0.319 | 0.007 | 0.032 | 13.488 | 13.043 | 850 | -15 | 15
3853 | 0.616 | 0.686 | 0.636 | 0.64 | 0.613 | 0.315 | 0.011 | 0.04 | 13.414 | 13.349 | 850 | -25 | 25
3854 | 0.593 | 0.614 | 0.566 | 0.512 | 0.582 | 0.301 | 0.024 | 0.049 | 13.095 | 13.492 | 850 | -32.69 | 32.69
3855 | 0.502 | 0.504 | 0.441 | 0.321 | 0.544 | 0.279 | 0.05 | 0.032 | 12.592 | 13.121 | 850 | -37.14 | 37.14
3856 | 0.358 | 0.359 | 0.3 | 0.172 | 0.528 | 0.261 | 0.079 | 0.028 | 12.129 | 12.67 | 850 | -28.68 | 28.68
3857 | 0.197 | 0.193 | 0.179 | 0.098 | 0.512 | 0.251 | 0.1 | 0.023 | 11.695 | 12.231 | 850 | -5.84 | 5.84
3858 | 0.086 | 0.044 | 0.076 | 0.039 | 0.467 | 0.222 | 0.139 | 0.014 | 11.126 | 11.63 | 850 | -0.5 | 0.5
3859 | 0.029 | 0.018 | 0.02 | 0.005 | 0.393 | 0.213 | 0.165 | 0.018 | 10.63 | 10.924 | 850 | 42.76 | -42.76
3860 | 0 | 0 | 0 | 0 | 0.322 | 0.235 | 0.18 | 0.037 | 10.318 | 10.393 | 850 | 96.85 | -96.85
3861 | 0 | 0 | 0 | 0 | 0.28 | 0.278 | 0.177 | 0.033 | 10.062 | 10.025 | 850 | 115.86 | -115.86
3862 | 0 | 0 | 0 | 0 | 0.246 | 0.323 | 0.188 | 0.017 | 9.789 | 9.875 | 850 | 111.24 | -111.24
3863 | 0 | 0 | 0 | 0 | 0.235 | 0.342 | 0.216 | 0.026 | 9.74 | 9.763 | 850 | 108.42 | -108.42
3864 | 0 | 0 | 0 | 0 | 0.26 | 0.325 | 0.241 | 0.089 | 9.875 | 9.585 | 850 | 97.21 | -97.21
3865 | 0 | 0 | 0 | 0 | 0.301 | 0.266 | 0.236 | 0.195 | 9.755 | 9.42 | 850 | 73.96 | -73.96
3866 | 0 | 0 | 0 | 0 | 0.312 | 0.202 | 0.185 | 0.245 | 9.407 | 9.491 | 850 | 71.59 | -71.59
3867 | 0 | 0 | 0 | 0 | 0.289 | 0.164 | 0.112 | 0.219 | 9.106 | 9.399 | 850 | 68.73 | -68.73
3868 | 0 | 0.008 | 0 | 0 | 0.25 | 0.13 | 0.088 | 0.188 | 8.635 | 9.173 | 850 | 68.27 | -68.27
3869 | 0.035 | 0.048 | 0.03 | 0.019 | 0.149 | 0.068 | 0.086 | 0.128 | 7.685 | 8.8 | 850 | 69 | -69
3870 | 0.108 | 0.147 | 0.097 | 0.085 | 0.087 | 0.087 | 0.057 | 0.106 | 6.824 | 8.811 | 850 | 78.32 | -78.32
3871 | 0.153 | 0.305 | 0.26 | 0.207 | 0.091 | 0.095 | 0.05 | 0.124 | 6.349 | 8.943 | 850 | 117.4 | -117.4
3872 | 0.126 | 0.46 | 0.421 | 0.408 | 0.117 | 0.111 | 0.072 | 0.102 | 5.831 | 8.832 | 850 | 185.18 | -185.18
3873 | 0.133 | 0.577 | 0.552 | 0.566 | 0.155 | 0.133 | 0.097 | 0.068 | 5.248 | 8.835 | 850 | 146.21 | -146.21
3874 | 0.164 | 0.634 | 0.645 | 0.66 | 0.184 | 0.155 | 0.132 | 0.076 | 4.372 | 8.705 | 850 | 107.25 | -107.25
3875 | 0.193 | 0.638 | 0.696 | 0.704 | 0.226 | 0.16 | 0.187 | 0.09 | 3.571 | 8.551 | 850 | 89.46 | -89.46
3876 | 0.175 | 0.56 | 0.708 | 0.71 | 0.264 | 0.161 | 0.251 | 0.089 | 3.315 | 8.229 | 850 | 85.04 | -85.04
3877 | 0.179 | 0.452 | 0.674 | 0.676 | 0.286 | 0.159 | 0.318 | 0.1 | 3.762 | 7.811 | 850 | 74.3 | -74.3
3878 | 0.175 | 0.3 | 0.579 | 0.588 | 0.335 | 0.148 | 0.384 | 0.118 | 4.914 | 7.452 | 850 | 73.59 | -73.59
3879 | 0.16 | 0.131 | 0.421 | 0.466 | 0.409 | 0.113 | 0.446 | 0.13 | 5.864 | 6.798 | 850 | 67.07 | -67.07
3880 | 0.126 | 0.107 | 0.275 | 0.347 | 0.406 | 0.057 | 0.492 | 0.149 | 6.667 | 6.103 | 850 | 65.88 | -65.88
3881 | 0.122 | 0.12 | 0.156 | 0.141 | 0.394 | 0.024 | 0.491 | 0.163 | 7.622 | 5.487 | 850 | 70 | -70
3882 | 0.087 | 0.052 | 0.072 | 0.06 | 0.474 | 0.012 | 0.44 | 0.18 | 8.857 | 5.028 | 850 | 81.2 | -81.2
3883 | 0.031 | 0.007 | 0.015 | 0.013 | 0.629 | 0.012 | 0.426 | 0.218 | 10.115 | 4.757 | 850 | 98.53 | -98.53
3884 | 0 | 0 | 0 | 0 | 0.691 | 0.053 | 0.454 | 0.304 | 11.405 | 4.72 | 850 | 118.59 | -118.59
3885 | 0 | 0 | 0 | 0 | 0.593 | 0.17 | 0.434 | 0.436 | 12.076 | 4.929 | 850 | 124.45 | -124.45
3886 | 0 | 0 | 0 | 0 | 0.512 | 0.317 | 0.395 | 0.533 | 12.419 | 5.345 | 850 | 113.32 | -113.32
3887 | 0 | 0 | 0 | 0 | 0.567 | 0.436 | 0.388 | 0.557 | 12.784 | 5.688 | 850 | 98.41 | -98.41
3888 | 0 | 0 | 0 | 0 | 0.713 | 0.518 | 0.361 | 0.576 | 12.671 | 5.642 | 850 | 77.76 | -77.76
3889 | 0 | 0 | 0 | 0 | 0.81 | 0.492 | 0.313 | 0.507 | 12.281 | 5.421 | 850 | 60.07 | -60.07
3890 | 0 | 0 | 0 | 0 | 0.832 | 0.473 | 0.251 | 0.399 | 11.945 | 5.289 | 850 | 56.96 | -56.96
3891 | 0 | 0 | 0 | 0 | 0.78 | 0.497 | 0.201 | 0.31 | 11.701 | 5.41 | 850 | 62.95 | -62.95
3892 | 0 | 0 | 0 | 0 | 0.691 | 0.5 | 0.158 | 0.309 | 11.387 | 5.773 | 850 | 55.82 | -55.82
3893 | 0.029 | 0.007 | 0.029 | 0.041 | 0.612 | 0.566 | 0.111 | 0.28 | 11.085 | 6.675 | 850 | 60.06 | -60.06
3894 | 0.092 | 0.056 | 0.095 | 0.127 | 0.578 | 0.659 | 0.077 | 0.28 | 11.006 | 8.096 | 850 | 59.11 | -59.11
3895 | 0.225 | 0.165 | 0.26 | 0.279 | 0.661 | 0.802 | 0.053 | 0.254 | 11.253 | 9.408 | 850 | 81.83 | -81.83
3896 | 0.401 | 0.277 | 0.404 | 0.452 | 0.709 | 0.851 | 0.032 | 0.217 | 11.56 | 10.056 | 850 | 100.26 | -100.26
3897 | 0.527 | 0.51 | 0.519 | 0.571 | 0.719 | 0.843 | 0.021 | 0.175 | 11.653 | 10.3 | 850 | 91.5 | -91.5
3898 | 0.602 | 0.605 | 0.621 | 0.637 | 0.716 | 0.81 | 0.018 | 0.137 | 11.641 | 10.41 | 850 | 68.27 | -68.27
3899 | 0.62 | 0.605 | 0.691 | 0.69 | 0.704 | 0.783 | 0.018 | 0.105 | 11.579 | 10.491 | 850 | 49.92 | -49.92
3900 | 0.618 | 0.61 | 0.707 | 0.694 | 0.693 | 0.751 | 0.017 | 0.082 | 11.5 | 10.637 | 850 | 32.13 | -32.13
3901 | 0.569 | 0.594 | 0.68 | 0.671 | 0.68 | 0.701 | 0.021 | 0.067 | 11.399 | 10.824 | 850 | 11.12 | -11.12
3902 | 0.497 | 0.524 | 0.609 | 0.599 | 0.659 | 0.664 | 0.033 | 0.06 | 11.216 | 11.137 | 850 | 0.76 | -0.76
3903 | 0.411 | 0.436 | 0.498 | 0.45 | 0.634 | 0.634 | 0.051 | 0.049 | 10.952 | 11.222 | 850 | 0 | 0
3904 | 0.298 | 0.318 | 0.359 | 0.262 | 0.605 | 0.602 | 0.068 | 0.034 | 10.718 | 11.119 | 850 | 0.03 | -0.03
3905 | 0.172 | 0.185 | 0.207 | 0.126 | 0.546 | 0.567 | 0.083 | 0.019 | 10.386 | 11.025 | 850 | 13.89 | -13.89
3906 | 0.081 | 0.068 | 0.077 | 0.046 | 0.423 | 0.488 | 0.089 | 0.007 | 10.01 | 10.978 | 850 | 55.27 | -55.27
3907 | 0.034 | 0.022 | 0.023 | 0.005 | 0.356 | 0.425 | 0.082 | 0.006 | 9.888 | 10.818 | 850 | 71.65 | -71.65
3908 | 0 | 0 | 0 | 0 | 0.34 | 0.433 | 0.068 | 0.032 | 9.96 | 10.669 | 850 | 100 | -100
3909 | 0 | 0 | 0 | 0 | 0.361 | 0.461 | 0.049 | 0.079 | 10.083 | 10.505 | 850 | 127.64 | -127.64
3910 | 0 | 0 | 0 | 0 | 0.383 | 0.46 | 0.041 | 0.117 | 10.119 | 10.415 | 850 | 122.37 | -122.37
3911 | 0 | 0 | 0 | 0 | 0.397 | 0.423 | 0.039 | 0.123 | 10.107 | 10.455 | 850 | 106.74 | -106.74
3912 | 0 | 0 | 0 | 0 | 0.384 | 0.393 | 0.034 | 0.123 | 10.037 | 10.381 | 850 | 90.82 | -90.82
3913 | 0 | 0 | 0 | 0 | 0.37 | 0.378 | 0.028 | 0.141 | 9.885 | 10.244 | 850 | 88.85 | -88.85
3914 | 0 | 0 | 0 | 0 | 0.348 | 0.376 | 0.023 | 0.147 | 9.703 | 10.039 | 850 | 85.35 | -85.35
3915 | 0 | 0 | 0 | 0 | 0.323 | 0.373 | 0.023 | 0.137 | 9.558 | 9.868 | 850 | 80.29 | -80.29
3916 | 0 | 0.008 | 0 | 0 | 0.281 | 0.315 | 0.026 | 0.14 | 9.343 | 9.644 | 850 | 82.11 | -82.11
3917 | 0.035 | 0.046 | 0.03 | 0.035 | 0.225 | 0.254 | 0.027 | 0.114 | 9.077 | 9.501 | 850 | 86.11 | -86.11
3918 | 0.1 | 0.147 | 0.097 | 0.123 | 0.205 | 0.31 | 0.013 | 0.067 | 8.903 | 9.663 | 850 | 94.65 | -94.65
3919 | 0.247 | 0.303 | 0.26 | 0.268 | 0.26 | 0.357 | 0.017 | 0.054 | 9.01 | 10.068 | 850 | 124.74 | -124.74
3920 | 0.394 | 0.439 | 0.408 | 0.379 | 0.301 | 0.377 | 0.023 | 0.037 | 9.205 | 10.182 | 850 | 136.4 | -136.4
3921 | 0.514 | 0.531 | 0.496 | 0.479 | 0.329 | 0.384 | 0.026 | 0.025 | 9.432 | 10.119 | 850 | 114.62 | -114.62
3922 | 0.576 | 0.585 | 0.571 | 0.552 | 0.36 | 0.378 | 0.029 | 0.016 | 9.625 | 10.033 | 850 | 78.65 | -78.65
3923 | 0.595 | 0.598 | 0.625 | 0.593 | 0.384 | 0.366 | 0.03 | 0.013 | 9.73 | 9.924 | 850 | 64.19 | -64.19
3924 | 0.602 | 0.552 | 0.647 | 0.592 | 0.389 | 0.35 | 0.031 | 0.01 | 9.764 | 9.815 | 850 | 58 | -58
3925 | 0.57 | 0.489 | 0.607 | 0.569 | 0.383 | 0.338 | 0.032 | 0.008 | 9.769 | 9.694 | 850 | 42.09 | -42.09
3926 | 0.49 | 0.445 | 0.529 | 0.498 | 0.373 | 0.322 | 0.036 | 0.009 | 9.753 | 9.558 | 850 | 40.72 | -40.72
3927 | 0.379 | 0.376 | 0.437 | 0.408 | 0.365 | 0.301 | 0.042 | 0.013 | 9.765 | 9.387 | 850 | 39.68 | -39.68
3928 | 0.25 | 0.284 | 0.328 | 0.31 | 0.371 | 0.276 | 0.059 | 0.021 | 9.817 | 9.259 | 850 | 45.34 | -45.34
3929 | 0.141 | 0.168 | 0.189 | 0.18 | 0.36 | 0.244 | 0.094 | 0.031 | 9.835 | 9.101 | 850 | 63 | -63
3930 | 0.064 | 0.068 | 0.078 | 0.065 | 0.31 | 0.197 | 0.155 | 0.041 | 9.748 | 8.911 | 850 | 81.2 | -81.2
3931 | 0.02 | 0.021 | 0.021 | 0.015 | 0.262 | 0.158 | 0.245 | 0.044 | 9.631 | 8.874 | 850 | 99.95 | -99.95
3932 | 0 | 0 | 0 | 0 | 0.248 | 0.145 | 0.328 | 0.046 | 9.494 | 8.984 | 850 | 135.7 | -135.7
3933 | 0 | 0 | 0 | 0 | 0.245 | 0.147 | 0.325 | 0.06 | 9.314 | 9.085 | 850 | 154.34 | -154.34
3934 | 0 | 0 | 0 | 0 | 0.249 | 0.177 | 0.298 | 0.087 | 9.139 | 9.105 | 850 | 154.66 | -154.66
3935 | 0 | 0 | 0 | 0 | 0.26 | 0.214 | 0.315 | 0.136 | 8.996 | 9.066 | 850 | 130.88 | -130.88
3936 | 0 | 0 | 0 | 0 | 0.278 | 0.228 | 0.385 | 0.128 | 9.005 | 9.025 | 850 | 107.07 | -107.07
3937 | 0 | 0 | 0 | 0 | 0.304 | 0.214 | 0.244 | 0.125 | 9.118 | 8.946 | 850 | 99 | -99
3938 | 0 | 0 | 0 | 0 | 0.308 | 0.182 | 0.156 | 0.198 | 9.21 | 8.844 | 850 | 93.26 | -93.26
3939 | 0 | 0 | 0 | 0 | 0.289 | 0.161 | 0.183 | 0.102 | 9.171 | 8.665 | 850 | 84.19 | -84.19
3940 | 0 | 0 | 0 | 0 | 0.247 | 0.129 | 0.195 | 0.095 | 8.871 | 8.415 | 850 | 85.21 | -85.21
3941 | 0.04 | 0.024 | 0.03 | 0.021 | 0.142 | 0.095 | 0.129 | 0.079 | 8.26 | 7.96 | 850 | 83.83 | -83.83
3942 | 0.112 | 0.088 | 0.096 | 0.089 | 0.104 | 0.098 | 0.069 | 0.048 | 7.651 | 7.812 | 850 | 98.96 | -98.96
3943 | 0.264 | 0.224 | 0.245 | 0.197 | 0.126 | 0.116 | 0.047 | 0.024 | 7.269 | 7.753 | 850 | 122.41 | -122.41
3944 | 0.382 | 0.402 | 0.393 | 0.331 | 0.161 | 0.129 | 0.024 | 0.016 | 7.158 | 7.75 | 850 | 131.09 | -131.09
3945 | 0.467 | 0.536 | 0.518 | 0.472 | 0.198 | 0.149 | 0.014 | 0.016 | 7.386 | 7.89 | 850 | 115.02 | -115.02
3946 | 0.542 | 0.61 | 0.608 | 0.562 | 0.221 | 0.161 | 0.017 | 0.02 | 7.804 | 8.03 | 850 | 83.8 | -83.8
3947 | 0.539 | 0.642 | 0.664 | 0.576 | 0.231 | 0.172 | 0.03 | 0.031 | 8.199 | 8.123 | 850 | 69.01 | -69.01
3948 | 0.478 | 0.639 | 0.682 | 0.559 | 0.23 | 0.182 | 0.043 | 0.05 | 8.556 | 8.178 | 850 | 61.71 | -61.71
3949 | 0.462 | 0.592 | 0.67 | 0.512 | 0.21 | 0.18 | 0.049 | 0.078 | 8.871 | 8.067 | 850 | 53.36 | -53.36
3950 | 0.447 | 0.527 | 0.618 | 0.466 | 0.192 | 0.161 | 0.043 | 0.098 | 8.727 | 7.747 | 850 | 46.96 | -46.96
3951 | 0.403 | 0.428 | 0.522 | 0.401 | 0.178 | 0.132 | 0.032 | 0.098 | 8.331 | 7.321 | 850 | 43.35 | -43.35
3952 | 0.283 | 0.313 | 0.387 | 0.31 | 0.157 | 0.102 | 0.023 | 0.08 | 7.44 | 6.853 | 850 | 53.74 | -53.74
3953 | 0.167 | 0.185 | 0.221 | 0.169 | 0.136 | 0.072 | 0.016 | 0.056 | 6.389 | 6.267 | 850 | 77.42 | -77.42
3954 | 0.077 | 0.067 | 0.076 | 0.067 | 0.132 | 0.043 | 0.014 | 0.032 | 6.056 | 5.583 | 850 | 80.08 | -80.08
3955 | 0.02 | 0.021 | 0.02 | 0.017 | 0.19 | 0.021 | 0.016 | 0.009 | 6.729 | 5.054 | 850 | 106.91 | -106.91
3956 | 0 | 0 | 0 | 0 | 0.328 | 0.007 | 0.027 | 0.022 | 7.717 | 4.901 | 850 | 139.66 | -139.66
3957 | 0 | 0 | 0 | 0 | 0.476 | 0.012 | 0.047 | 0.084 | 8.506 | 5.195 | 850 | 188.35 | -188.35
3958 | 0 | 0 | 0 | 0 | 0.548 | 0.039 | 0.083 | 0.172 | 9.089 | 5.87 | 850 | 163.84 | -163.84
3959 | 0 | 0 | 0 | 0 | 0.567 | 0.107 | 0.136 | 0.255 | 9.57 | 6.724 | 850 | 108.37 | -108.37
3960 | 0 | 0 | 0 | 0 | 0.566 | 0.209 | 0.177 | 0.322 | 9.8 | 7.673 | 850 | 85.18 | -85.18
3961 | 0 | 0 | 0 | 0 | 0.548 | 0.307 | 0.195 | 0.335 | 9.753 | 8.46 | 850 | 83.13 | -83.13
3962 | 0 | 0 | 0 | 0 | 0.534 | 0.376 | 0.199 | 0.323 | 9.566 | 9.018 | 850 | 71.45 | -71.45
3963 | 0 | 0 | 0 | 0 | 0.523 | 0.406 | 0.216 | 0.328 | 9.442 | 9.353 | 850 | 63.93 | -63.93
3964 | 0 | 0 | 0 | 0 | 0.503 | 0.383 | 0.276 | 0.306 | 9.199 | 9.71 | 850 | 59.53 | -59.53
3965 | 0.011 | 0.031 | 0.005 | 0.047 | 0.454 | 0.275 | 0.292 | 0.199 | 8.797 | 9.9 | 850 | 55.82 | -55.82
3966 | 0.036 | 0.081 | 0.029 | 0.103 | 0.419 | 0.177 | 0.224 | 0.07 | 8.525 | 9.378 | 850 | 64.22 | -64.22
3967 | 0.081 | 0.161 | 0.06 | 0.105 | 0.387 | 0.145 | 0.206 | 0.045 | 8.731 | 8.637 | 850 | 85.01 | -85.01
3968 | 0.141 | 0.215 | 0.079 | 0.114 | 0.354 | 0.185 | 0.269 | 0.051 | 9.022 | 9.008 | 850 | 100.95 | -100.95
3969 | 0.208 | 0.196 | 0.111 | 0.168 | 0.356 | 0.226 | 0.352 | 0.046 | 9.598 | 9.742 | 850 | 104.99 | -104.99
3970 | 0.415 | 0.194 | 0.213 | 0.216 | 0.462 | 0.242 | 0.369 | 0.049 | 10.127 | 10.039 | 850 | 102.54 | -102.54
3971 | 0.637 | 0.245 | 0.315 | 0.229 | 0.524 | 0.281 | 0.476 | 0.042 | 10.417 | 10.135 | 850 | 82.18 | -82.18
3972 | 0.644 | 0.29 | 0.366 | 0.256 | 0.543 | 0.338 | 0.576 | 0.03 | 10.545 | 9.961 | 850 | 68.1 | -68.1
3973 | 0.456 | 0.342 | 0.411 | 0.35 | 0.521 | 0.376 | 0.611 | 0.025 | 10.396 | 9.565 | 850 | 60.88 | -60.88
3974 | 0.292 | 0.4 | 0.435 | 0.288 | 0.482 | 0.397 | 0.611 | 0.035 | 9.829 | 9.052 | 850 | 47.46 | -47.46
3975 | 0.214 | 0.329 | 0.391 | 0.185 | 0.448 | 0.412 | 0.569 | 0.037 | 9.161 | 8.574 | 850 | 40.74 | -40.74
3976 | 0.199 | 0.18 | 0.305 | 0.155 | 0.411 | 0.393 | 0.511 | 0.032 | 8.606 | 8.398 | 850 | 41 | -41
3977 | 0.16 | 0.132 | 0.196 | 0.135 | 0.361 | 0.329 | 0.42 | 0.028 | 8.146 | 8.503 | 850 | 60.31 | -60.31
3978 | 0.087 | 0.075 | 0.088 | 0.064 | 0.313 | 0.254 | 0.274 | 0.029 | 7.871 | 8.849 | 850 | 75 | -75
3979 | 0.035 | 0.022 | 0.028 | 0.012 | 0.366 | 0.303 | 0.231 | 0.075 | 8.227 | 9.436 | 850 | 90.98 | -90.98
3980 | 0 | 0 | 0 | 0 | 0.486 | 0.404 | 0.229 | 0.209 | 9.05 | 10.024 | 850 | 136 | -136
3981 | 0 | 0 | 0 | 0 | 0.536 | 0.447 | 0.26 | 0.353 | 9.731 | 10.086 | 850 | 127.31 | -127.31
3982 | 0 | 0 | 0 | 0 | 0.584 | 0.457 | 0.306 | 0.42 | 9.924 | 9.649 | 850 | 117.12 | -117.12
3983 | 0 | 0 | 0 | 0 | 0.528 | 0.447 | 0.344 | 0.422 | 10.011 | 9.238 | 850 | 83.41 | -83.41
3984 | 0 | 0 | 0 | 0 | 0.473 | 0.426 | 0.436 | 0.418 | 9.784 | 9.015 | 850 | 59.42 | -59.42
3985 | 0 | 0 | 0 | 0 | 0.474 | 0.398 | 0.429 | 0.455 | 9.595 | 8.881 | 850 | 60.68 | -60.68
3986 | 0 | 0 | 0 | 0 | 0.481 | 0.386 | 0.425 | 0.51 | 9.664 | 8.856 | 850 | 41.04 | -41.04
3987 | 0 | 0 | 0 | 0 | 0.511 | 0.387 | 0.448 | 0.517 | 9.923 | 9.04 | 850 | 29.97 | -29.97
3988 | 0 | 0.006 | 0 | 0 | 0.531 | 0.366 | 0.542 | 0.47 | 10.355 | 9.267 | 850 | 28.86 | -28.86
3989 | 0.003 | 0.052 | 0.005 | 0.038 | 0.559 | 0.278 | 0.718 | 0.316 | 10.808 | 9.163 | 850 | 22.51 | -22.51
3990 | 0.022 | 0.121 | 0.029 | 0.085 | 0.587 | 0.278 | 0.646 | 0.164 | 10.061 | 9 | 850 | 10.04 | -10.04
3991 | 0.064 | 0.128 | 0.101 | 0.103 | 0.616 | 0.537 | 0.546 | 0.219 | 9.873 | 9.747 | 850 | 1.54 | -1.54
3992 | 0.279 | 0.095 | 0.383 | 0.15 | 0.795 | 0.639 | 0.643 | 0.757 | 10.884 | 11.204 | 850 | 0.09 | -0.09
3993 | 0.187 | 0.124 | 0.546 | 0.174 | 0.889 | 0.745 | 0.709 | 0.844 | 11.644 | 11.4 | 850 | 0 | 0
3994 | 0.315 | 0.195 | 0.636 | 0.314 | 0.909 | 0.754 | 0.696 | 0.691 | 12.282 | 11.793 | 850 | -0.06 | 0.06
3995 | 0.492 | 0.542 | 0.688 | 0.539 | 0.906 | 0.744 | 0.641 | 0.504 | 12.923 | 12.317 | 850 | -10.08 | 10.08
3996 | 0.575 | 0.666 | 0.705 | 0.644 | 0.895 | 0.747 | 0.581 | 0.396 | 14.051 | 13.01 | 850 | -29.04 | 29.04
3997 | 0.637 | 0.634 | 0.682 | 0.673 | 0.858 | 0.726 | 0.518 | 0.289 | 14.294 | 13.232 | 850 | -44.92 | 44.92
3998 | 0.591 | 0.571 | 0.619 | 0.613 | 0.818 | 0.687 | 0.47 | 0.169 | 14.368 | 13.014 | 850 | -65.46 | 65.46
3999 | 0.489 | 0.471 | 0.517 | 0.494 | 0.757 | 0.627 | 0.442 | 0.066 | 14.178 | 12.398 | 850 | -80.01 | 80.01
4000 | 0.377 | 0.346 | 0.374 | 0.357 | 0.681 | 0.553 | 0.425 | 0.027 | 12.941 | 11.793 | 850 | -56.23 | 56.23
4001 | 0.233 | 0.195 | 0.218 | 0.193 | 0.591 | 0.443 | 0.395 | 0.035 | 11.654 | 10.88 | 850 | -29.53 | 29.53
4002 | 0.097 | 0.061 | 0.08 | 0.063 | 0.516 | 0.289 | 0.343 | 0.073 | 11.504 | 9.581 | 850 | -4.84 | 4.84
4003 | 0.036 | 0.023 | 0.025 | 0.018 | 0.529 | 0.177 | 0.301 | 0.136 | 12.067 | 8.372 | 850 | -0.01 | 0.01
4004 | 0 | 0 | 0 | 0 | 0.53 | 0.077 | 0.222 | 0.183 | 12.689 | 7.602 | 850 | 40 | -40
4005 | 0 | 0 | 0 | 0 | 0.524 | 0.02 | 0.153 | 0.158 | 12.082 | 7.531 | 850 | 84.28 | -84.28
4006 | 0 | 0 | 0 | 0 | 0.532 | 0.013 | 0.113 | 0.085 | 11.383 | 8.03 | 850 | 79.92 | -79.92
4007 | 0 | 0 | 0 | 0 | 0.536 | 0.043 | 0.116 | 0.063 | 10.901 | 8.7 | 850 | 64.3 | -64.3
4008 | 0 | 0 | 0 | 0 | 0.524 | 0.076 | 0.147 | 0.097 | 10.761 | 9.362 | 850 | 40.4 | -40.4
4009 | 0 | 0 | 0 | 0 | 0.51 | 0.094 | 0.182 | 0.162 | 10.705 | 9.68 | 850 | 24.91 | -24.91
4010 | 0 | 0 | 0 | 0 | 0.508 | 0.12 | 0.224 | 0.186 | 10.717 | 9.615 | 850 | 10.36 | -10.36
4011 | 0 | 0 | 0 | 0 | 0.464 | 0.176 | 0.243 | 0.199 | 10.409 | 9.249 | 850 | 4.92 | -4.92
4012 | 0 | 0.008 | 0 | 0 | 0.403 | 0.22 | 0.224 | 0.239 | 10.107 | 8.839 | 850 | 2.92 | -2.92
4013 | 0.035 | 0.042 | 0.027 | 0.034 | 0.305 | 0.158 | 0.166 | 0.155 | 10.211 | 8.276 | 850 | 2.19 | -2.19
4014 | 0.097 | 0.146 | 0.093 | 0.124 | 0.212 | 0.084 | 0.107 | 0.073 | 10.322 | 7.735 | 850 | 2.53 | -2.53
4015 | 0.206 | 0.3 | 0.254 | 0.285 | 0.323 | 0.123 | 0.126 | 0.05 | 10.646 | 7.459 | 850 | 2.95 | -2.95
4016 | 0.323 | 0.436 | 0.416 | 0.43 | 0.46 | 0.201 | 0.147 | 0.033 | 10.894 | 7.535 | 850 | 0.69 | -0.69
4017 | 0.435 | 0.545 | 0.539 | 0.522 | 0.53 | 0.229 | 0.161 | 0.026 | 10.883 | 7.796 | 850 | -0.02 | 0.02
4018 | 0.52 | 0.592 | 0.631 | 0.573 | 0.572 | 0.254 | 0.165 | 0.021 | 10.902 | 8.029 | 850 | -1.28 | 1.28
4019 | 0.518 | 0.602 | 0.68 | 0.538 | 0.605 | 0.277 | 0.183 | 0.018 | 10.863 | 8.117 | 850 | -10 | 10
4020 | 0.435 | 0.556 | 0.689 | 0.544 | 0.624 | 0.3 | 0.202 | 0.018 | 10.746 | 7.986 | 850 | -13.33 | 13.33
4021 | 0.332 | 0.409 | 0.655 | 0.485 | 0.602 | 0.319 | 0.215 | 0.026 | 10.572 | 7.691 | 850 | -20.01 | 20.01
4022 | 0.311 | 0.394 | 0.607 | 0.486 | 0.557 | 0.321 | 0.231 | 0.035 | 10.293 | 7.253 | 850 | -30.01 | 30.01
4023 | 0.265 | 0.326 | 0.513 | 0.437 | 0.468 | 0.292 | 0.251 | 0.042 | 10.241 | 7.006 | 850 | -35.67 | 35.67
4024 | 0.154 | 0.214 | 0.363 | 0.331 | 0.352 | 0.257 | 0.272 | 0.05 | 10.08 | 6.852 | 850 | -29.04 | 29.04
4025 | 0.074 | 0.12 | 0.196 | 0.183 | 0.269 | 0.211 | 0.264 | 0.058 | 9.777 | 6.467 | 850 | -10.14 | 10.14
4026 | 0.033 | 0.065 | 0.075 | 0.062 | 0.247 | 0.155 | 0.208 | 0.073 | 9.358 | 6.237 | 850 | -2.34 | 2.34
4027 | 0.013 | 0.02 | 0.012 | 0.014 | 0.274 | 0.145 | 0.166 | 0.102 | 8.978 | 6.398 | 850 | 56.22 | -56.22
4028 | 0 | 0 | 0 | 0 | 0.315 | 0.137 | 0.178 | 0.138 | 8.809 | 6.627 | 850 | 99.65 | -99.65
4029 | 0 | 0 | 0 | 0 | 0.346 | 0.135 | 0.193 | 0.142 | 8.822 | 6.749 | 850 | 119.15 | -119.15
4030 | 0 | 0 | 0 | 0 | 0.343 | 0.152 | 0.176 | 0.114 | 8.879 | 6.87 | 850 | 124.28 | -124.28
4031 | 0 | 0 | 0 | 0 | 0.338 | 0.169 | 0.171 | 0.081 | 8.92 | 6.986 | 850 | 120.34 | -120.34
4032 | 0 | 0 | 0 | 0 | 0.348 | 0.202 | 0.183 | 0.068 | 8.938 | 6.996 | 850 | 94.44 | -94.44
4033 | 0 | 0 | 0 | 0 | 0.328 | 0.26 | 0.199 | 0.086 | 8.939 | 6.859 | 850 | 76.62 | -76.62
4034 | 0 | 0 | 0 | 0 | 0.282 | 0.307 | 0.181 | 0.119 | 8.873 | 6.692 | 850 | 66.73 | -66.73
4035 | 0 | 0 | 0 | 0 | 0.282 | 0.31 | 0.161 | 0.119 | 8.757 | 6.554 | 850 | 68.81 | -68.81
4036 | 0 | 0.008 | 0 | 0 | 0.298 | 0.269 | 0.148 | 0.07 | 8.663 | 6.235 | 850 | 71.81 | -71.81
4037 | 0.041 | 0.051 | 0.024 | 0.037 | 0.213 | 0.172 | 0.136 | 0.062 | 8.342 | 5.609 | 850 | 73.56 | -73.56
4038 | 0.104 | 0.132 | 0.096 | 0.104 | 0.119 | 0.119 | 0.111 | 0.078 | 8.135 | 4.953 | 850 | 90.02 | -90.02
4039 | 0.186 | 0.242 | 0.235 | 0.187 | 0.104 | 0.161 | 0.135 | 0.074 | 8.028 | 4.893 | 850 | 119.13 | -119.13
4040 | 0.304 | 0.351 | 0.39 | 0.287 | 0.132 | 0.205 | 0.187 | 0.079 | 8.608 | 5.306 | 850 | 132.68 | -132.68
4041 | 0.428 | 0.438 | 0.503 | 0.375 | 0.174 | 0.246 | 0.217 | 0.078 | 9.159 | 5.762 | 850 | 116.23 | -116.23
4042 | 0.553 | 0.502 | 0.585 | 0.488 | 0.208 | 0.25 | 0.194 | 0.077 | 9.492 | 6.034 | 850 | 84.73 | -84.73
4043 | 0.559 | 0.515 | 0.591 | 0.578 | 0.249 | 0.222 | 0.181 | 0.079 | 9.627 | 5.986 | 850 | 62.11 | -62.11
4044 | 0.481 | 0.509 | 0.444 | 0.469 | 0.277 | 0.184 | 0.176 | 0.068 | 9.734 | 5.804 | 850 | 55.01 | -55.01
4045 | 0.451 | 0.481 | 0.243 | 0.522 | 0.287 | 0.154 | 0.128 | 0.055 | 9.295 | 5.632 | 850 | 41.86 | -41.86
4046 | 0.399 | 0.464 | 0.153 | 0.378 | 0.289 | 0.136 | 0.08 | 0.039 | 8.715 | 5.413 | 850 | 39.45 | -39.45
4047 | 0.313 | 0.337 | 0.174 | 0.184 | 0.277 | 0.132 | 0.057 | 0.017 | 8.138 | 5.039 | 850 | 46.62 | -46.62
4048 | 0.262 | 0.237 | 0.226 | 0.072 | 0.238 | 0.132 | 0.061 | 0.018 | 7.679 | 4.833 | 850 | 54.54 | -54.54
4049 | 0.157 | 0.17 | 0.182 | 0.043 | 0.19 | 0.118 | 0.056 | 0.054 | 7.36 | 4.775 | 850 | 64.21 | -64.21
4050 | 0.085 | 0.068 | 0.085 | 0.038 | 0.147 | 0.095 | 0.047 | 0.079 | 7.04 | 4.596 | 850 | 88.58 | -88.58
4051 | 0.033 | 0.023 | 0.027 | 0.015 | 0.128 | 0.076 | 0.052 | 0.101 | 6.741 | 4.511 | 850 | 114.16 | -114.16
4052 | 0 | 0 | 0 | 0 | 0.126 | 0.057 | 0.069 | 0.131 | 6.578 | 4.647 | 850 | 157.37 | -157.37
4053 | 0 | 0 | 0 | 0 | 0.115 | 0.054 | 0.097 | 0.127 | 6.169 | 5.019 | 850 | 210.16 | -210.16
4054 | 0 | 0 | 0 | 0 | 0.101 | 0.066 | 0.118 | 0.078 | 5.737 | 5.58 | 850 | 200.01 | -200.01
4055 | 0 | 0 | 0 | 0 | 0.09 | 0.087 | 0.126 | 0.039 | 5.209 | 6.156 | 850 | 128.15 | -128.15
4056 | 0 | 0 | 0 | 0 | 0.096 | 0.105 | 0.136 | 0.021 | 4.862 | 6.6 | 850 | 101.55 | -101.55
4057 | 0 | 0 | 0 | 0 | 0.117 | 0.12 | 0.161 | 0.016 | 4.872 | 6.784 | 850 | 96.92 | -96.92
4058 | 0 | 0 | 0 | 0 | 0.137 | 0.135 | 0.161 | 0.024 | 5.126 | 6.842 | 850 | 90.29 | -90.29
4059 | 0 | 0 | 0 | 0 | 0.148 | 0.152 | 0.133 | 0.055 | 5.333 | 6.741 | 850 | 87.53 | -87.53
4060 | 0 | 0.009 | 0 | 0 | 0.12 | 0.147 | 0.102 | 0.101 | 5.274 | 6.429 | 850 | 89.29 | -89.29
4061 | 0.038 | 0.053 | 0.028 | 0.036 | 0.082 | 0.066 | 0.082 | 0.112 | 4.978 | 5.55 | 850 | 90.29 | -90.29
4062 | 0.101 | 0.131 | 0.092 | 0.11 | 0.037 | 0.025 | 0.047 | 0.063 | 4.573 | 4.842 | 850 | 95.94 | -95.94
4063 | 0.213 | 0.248 | 0.218 | 0.241 | 0.022 | 0.026 | 0.028 | 0.073 | 4.397 | 4.827 | 850 | 134.49 | -134.49
4064 | 0.292 | 0.336 | 0.375 | 0.408 | 0.021 | 0.021 | 0.036 | 0.095 | 4.36 | 5.001 | 850 | 130.17 | -130.17
4065 | 0.398 | 0.45 | 0.503 | 0.538 | 0.026 | 0.023 | 0.037 | 0.099 | 3.922 | 5.326 | 850 | 95.96 | -95.96
4066 | 0.501 | 0.564 | 0.592 | 0.622 | 0.033 | 0.024 | 0.04 | 0.101 | 3.783 | 5.251 | 850 | 80.9 | -80.9
4067 | 0.479 | 0.625 | 0.625 | 0.664 | 0.023 | 0.027 | 0.042 | 0.099 | 2.933 | 5.001 | 850 | 69.91 | -69.91
4068 | 0.418 | 0.629 | 0.651 | 0.673 | 0.019 | 0.033 | 0.046 | 0.098 | 2.654 | 4.765 | 850 | 54.81 | -54.81
4069 | 0.375 | 0.57 | 0.617 | 0.637 | 0.019 | 0.032 | 0.067 | 0.105 | 3.338 | 3.839 | 850 | 51.16 | -51.16
4070 | 0.211 | 0.484 | 0.536 | 0.569 | 0.009 | 0.037 | 0.094 | 0.113 | 4.329 | 3.326 | 850 | 51.03 | -51.03
4071 | 0.082 | 0.349 | 0.394 | 0.462 | 0.037 | 0.047 | 0.108 | 0.112 | 5.76 | 2.855 | 850 | 57.04 | -57.04
4072 | 0.054 | 0.133 | 0.194 | 0.326 | 0.104 | 0.043 | 0.119 | 0.109 | 6.798 | 2.328 | 850 | 73.12 | -73.12
4073 | 0.035 | 0.039 | 0.073 | 0.176 | 0.171 | 0.029 | 0.155 | 0.108 | 7.338 | 3.463 | 850 | 76.24 | -76.24
4074 | 0.019 | 0.026 | 0.031 | 0.056 | 0.213 | 0.015 | 0.189 | 0.07 | 7.436 | 4.848 | 850 | 90.06 | -90.06
4075 | 0 | 0.003 | 0.002 | 0.002 | 0.323 | 0.038 | 0.231 | 0.05 | 7.467 | 6.204 | 850 | 133.25 | -133.25
4076 | 0 | 0 | 0 | 0 | 0.423 | 0.078 | 0.282 | 0.043 | 7.974 | 6.753 | 850 | 158.19 | -158.19
4077 | 0 | 0 | 0 | 0 | 0.446 | 0.08 | 0.269 | 0.053 | 8.224 | 6.782 | 850 | 171.87 | -171.87
4078 | 0 | 0 | 0 | 0 | 0.403 | 0.07 | 0.23 | 0.076 | 8.442 | 6.604 | 850 | 134.47 | -134.47
4079 | 0 | 0 | 0 | 0 | 0.351 | 0.084 | 0.212 | 0.136 | 8.577 | 6.404 | 850 | 104.2 | -104.2
4080 | 0 | 0 | 0 | 0 | 0.351 | 0.172 | 0.14 | 0.28 | 8.218 | 6.711 | 850 | 91.63 | -91.63
4081 | 0 | 0 | 0 | 0 | 0.317 | 0.207 | 0.061 | 0.473 | 8.209 | 6.733 | 850 | 99.95 | -99.95
4082 | 0 | 0 | 0 | 0 | 0.232 | 0.116 | 0.034 | 0.515 | 8.353 | 7.4 | 850 | 91.43 | -91.43
4083 | 0 | 0 | 0 | 0 | 0.214 | 0.149 | 0.032 | 0.46 | 8.325 | 7.96 | 850 | 86.85 | -86.85
4084 | 0 | 0.001 | 0 | 0 | 0.206 | 0.178 | 0.036 | 0.347 | 8.188 | 8.498 | 850 | 85.78 | -85.78
4085 | 0.039 | 0.021 | 0.031 | 0.016 | 0.133 | 0.209 | 0.074 | 0.186 | 7.926 | 8.271 | 850 | 83.47 | -83.47
4086 | 0.107 | 0.091 | 0.102 | 0.07 | 0.131 | 0.322 | 0.071 | 0.106 | 7.563 | 7.771 | 850 | 86.41 | -86.41
4087 | 0.226 | 0.132 | 0.172 | 0.191 | 0.171 | 0.373 | 0.029 | 0.112 | 7.213 | 7.106 | 850 | 112.55 | -112.55
4088 | 0.358 | 0.226 | 0.148 | 0.339 | 0.136 | 0.329 | 0.021 | 0.063 | 7.053 | 6.439 | 850 | 116.83 | -116.83
4089 | 0.443 | 0.288 | 0.244 | 0.415 | 0.093 | 0.244 | 0.023 | 0.018 | 7.074 | 6.335 | 850 | 107.33 | -107.33
4090 | 0.521 | 0.274 | 0.304 | 0.439 | 0.093 | 0.18 | 0.021 | 0.015 | 7.076 | 6.754 | 850 | 86.31 | -86.31
4091 | 0.637 | 0.223 | 0.345 | 0.454 | 0.126 | 0.161 | 0.021 | 0.029 | 7.295 | 7.274 | 850 | 75.1 | -75.1
4092 | 0.682 | 0.245 | 0.431 | 0.48 | 0.138 | 0.133 | 0.043 | 0.044 | 7.872 | 7.954 | 850 | 66.23 | -66.23
4093 | 0.658 | 0.303 | 0.476 | 0.494 | 0.155 | 0.124 | 0.078 | 0.057 | 8.486 | 8.342 | 850 | 58.03 | -58.03
4094 | 0.581 | 0.329 | 0.395 | 0.481 | 0.181 | 0.115 | 0.117 | 0.078 | 8.782 | 8.51 | 850 | 39.84 | -39.84
4095 | 0.426 | 0.3 | 0.351 | 0.391 | 0.214 | 0.126 | 0.148 | 0.103 | 8.851 | 8.66 | 850 | 22.41 | -22.41
4096 | 0.337 | 0.251 | 0.22 | 0.261 | 0.225 | 0.148 | 0.181 | 0.132 | 8.782 | 9.021 | 850 | 23.56 | -23.56
4097 | 0.214 | 0.163 | 0.127 | 0.133 | 0.235 | 0.178 | 0.199 | 0.164 | 8.528 | 9.399 | 850 | 59.9 | -59.9
4098 | 0.089 | 0.073 | 0.065 | 0.055 | 0.235 | 0.18 | 0.203 | 0.203 | 8.087 | 9.502 | 850 | 70 | -70
4099 | 0.034 | 0.023 | 0.02 | 0.012 | 0.238 | 0.189 | 0.251 | 0.304 | 7.606 | 9.419 | 850 | 88.44 | -88.44
4100 | 0 | 0 | 0 | 0 | 0.262 | 0.216 | 0.308 | 0.402 | 7.337 | 9.413 | 850 | 102.9 | -102.9
4101 | 0 | 0 | 0 | 0 | 0.249 | 0.213 | 0.306 | 0.403 | 6.95 | 9.382 | 850 | 143.66 | -143.66
4102 | 0 | 0 | 0 | 0 | 0.216 | 0.201 | 0.263 | 0.348 | 6.409 | 9.361 | 850 | 115.08 | -115.08
4103 | 0 | 0 | 0 | 0 | 0.195 | 0.204 | 0.222 | 0.285 | 6.004 | 9.26 | 850 | 108.26 | -108.26
4104 | 0 | 0 | 0 | 0 | 0.135 | 0.216 | 0.26 | 0.21 | 5.971 | 9.078 | 850 | 93.21 | -93.21
4105 | 0 | 0 | 0 | 0 | 0.063 | 0.215 | 0.276 | 0.224 | 5.856 | 8.834 | 850 | 85.89 | -85.89
4106 | 0 | 0 | 0 | 0 | 0.039 | 0.187 | 0.271 | 0.274 | 5.41 | 8.675 | 850 | 78.62 | -78.62
4107 | 0 | 0 | 0 | 0 | 0.043 | 0.172 | 0.265 | 0.289 | 4.91 | 8.52 | 850 | 78.88 | -78.88
4108 | 0.001 | 0.009 | 0 | 0 | 0.052 | 0.149 | 0.346 | 0.238 | 4.208 | 7.922 | 850 | 78.82 | -78.82
4109 | 0.034 | 0.043 | 0.025 | 0.047 | 0.054 | 0.054 | 0.266 | 0.257 | 3.712 | 6.515 | 850 | 78.62 | -78.62
4110 | 0.106 | 0.143 | 0.049 | 0.128 | 0.066 | 0.021 | 0.182 | 0.397 | 3.335 | 5.725 | 850 | 86.55 | -86.55
4111 | 0.267 | 0.298 | 0.052 | 0.243 | 0.071 | 0.012 | 0.126 | 0.342 | 2.556 | 5.445 | 850 | 114.11 | -114.11
4112 | 0.42 | 0.426 | 0.06 | 0.199 | 0.065 | 0.016 | 0.079 | 0.265 | 2.142 | 5.34 | 850 | 112.84 | -112.84
4113 | 0.44 | 0.558 | 0.105 | 0.167 | 0.066 | 0.018 | 0.055 | 0.215 | 2.033 | 5.121 | 850 | 102.99 | -102.99
4114 | 0.458 | 0.646 | 0.324 | 0.18 | 0.047 | 0.027 | 0.032 | 0.154 | 2.902 | 4.767 | 850 | 80.69 | -80.69
4115 | 0.666 | 0.687 | 0.446 | 0.223 | 0.034 | 0.021 | 0.043 | 0.134 | 3.013 | 4.23 | 850 | 69.13 | -69.13
4116 | 0.613 | 0.686 | 0.494 | 0.467 | 0.039 | 0.019 | 0.043 | 0.204 | 1.814 | 4.712 | 850 | 58.77 | -58.77
4117 | 0.541 | 0.645 | 0.367 | 0.495 | 0.1 | 0.025 | 0.041 | 0.207 | 2.35 | 4.608 | 850 | 55.46 | -55.46
4118 | 0.522 | 0.571 | 0.28 | 0.36 | 0.143 | 0.014 | 0.055 | 0.153 | 2.716 | 3.832 | 850 | 53.81 | -53.81
4119 | 0.455 | 0.361 | 0.161 | 0.204 | 0.097 | 0.008 | 0.087 | 0.113 | 3.721 | 3.257 | 850 | 57.18 | -57.18
4120 | 0.314 | 0.186 | 0.108 | 0.149 | 0.079 | 0.024 | 0.114 | 0.088 | 4.683 | 2.466 | 850 | 68.58 | -68.58
4121 | 0.172 | 0.145 | 0.075 | 0.119 | 0.089 | 0.06 | 0.135 | 0.095 | 5.587 | 2.204 | 850 | 80 | -80
4122 | 0.093 | 0.068 | 0.015 | 0.049 | 0.104 | 0.045 | 0.164 | 0.119 | 6.035 | 2.468 | 850 | 98.27 | -98.27
4123 | 0.031 | 0.018 | 0 | 0.011 | 0.17 | 0.034 | 0.21 | 0.164 | 6.497 | 3.106 | 850 | 119.31 | -119.31
4124 | 0 | 0 | 0 | 0 | 0.274 | 0.055 | 0.166 | 0.216 | 6.869 | 4.124 | 850 | 155.62 | -155.62
4125 | 0 | 0 | 0 | 0 | 0.328 | 0.179 | 0.068 | 0.199 | 7.159 | 5.394 | 850 | 200.09 | -200.09
4126 | 0 | 0 | 0 | 0 | 0.313 | 0.298 | 0.049 | 0.156 | 7.301 | 6.399 | 850 | 130.06 | -130.06
4127 | 0 | 0 | 0 | 0 | 0.28 | 0.282 | 0.122 | 0.094 | 7.488 | 6.367 | 850 | 111.83 | -111.83
4128 | 0 | 0 | 0 | 0 | 0.31 | 0.251 | 0.23 | 0.08 | 7.601 | 5.992 | 850 | 95.05 | -95.05
4129 | 0 | 0 | 0 | 0 | 0.28 | 0.223 | 0.29 | 0.087 | 7.532 | 6.096 | 850 | 100.81 | -100.81
4130 | 0 | 0 | 0 | 0 | 0.216 | 0.2 | 0.289 | 0.134 | 7.484 | 6.1 | 850 | 90.77 | -90.77
4131 | 0 | 0 | 0 | 0 | 0.181 | 0.197 | 0.251 | 0.269 | 7.393 | 5.85 | 850 | 89.95 | -89.95
4132 | 0 | 0 | 0 | 0 | 0.168 | 0.203 | 0.186 | 0.285 | 7.655 | 5.862 | 850 | 87.83 | -87.83
4133 | 0.04 | 0.038 | 0.025 | 0.044 | 0.121 | 0.146 | 0.154 | 0.224 | 7.762 | 5.811 | 850 | 86.31 | -86.31
4134 | 0.115 | 0.136 | 0.074 | 0.121 | 0.053 | 0.079 | 0.127 | 0.187 | 7.378 | 5.794 | 850 | 86.14 | -86.14
4135 | 0.234 | 0.256 | 0.053 | 0.238 | 0.031 | 0.089 | 0.211 | 0.268 | 7.405 | 6.136 | 850 | 96.92 | -96.92
4136 | 0.307 | 0.363 | 0.065 | 0.206 | 0.037 | 0.157 | 0.185 | 0.383 | 7.33 | 6.849 | 850 | 122.8 | -122.8
4137 | 0.394 | 0.44 | 0.143 | 0.231 | 0.043 | 0.186 | 0.163 | 0.186 | 7.494 | 7.175 | 850 | 121.84 | -121.84
4138 | 0.239 | 0.328 | 0.298 | 0.206 | 0.029 | 0.158 | 0.117 | 0.149 | 7.598 | 7.224 | 850 | 111.67 | -111.67
4139 | 0.193 | 0.225 | 0.312 | 0.351 | 0.023 | 0.133 | 0.071 | 0.123 | 6.988 | 7.169 | 850 | 100.65 | -100.65
4140 | 0.207 | 0.156 | 0.275 | 0.336 | 0.028 | 0.132 | 0.049 | 0.086 | 6.518 | 7.281 | 850 | 89.94 | -89.94
4141 | 0.296 | 0.107 | 0.344 | 0.333 | 0.043 | 0.125 | 0.028 | 0.081 | 6.506 | 7.381 | 850 | 88.54 | -88.54
4142 | 0.261 | 0.118 | 0.463 | 0.385 | 0.071 | 0.049 | 0.036 | 0.071 | 6.513 | 7.771 | 850 | 82.68 | -82.68
4143 | 0.143 | 0.098 | 0.308 | 0.254 | 0.117 | 0.032 | 0.029 | 0.081 | 6.423 | 8.499 | 850 | 78.22 | -78.22
4144 | 0.08 | 0.052 | 0.154 | 0.134 | 0.126 | 0.057 | 0.111 | 0.063 | 6.313 | 9.068 | 850 | 82.03 | -82.03
4145 | 0.097 | 0.041 | 0.072 | 0.068 | 0.121 | 0.084 | 0.304 | 0.041 | 6.038 | 9.356 | 850 | 88.85 | -88.85
4146 | 0.048 | 0.035 | 0.025 | 0.026 | 0.134 | 0.138 | 0.295 | 0.044 | 5.674 | 9.764 | 850 | 100.65 | -100.65
4147 | 0.007 | 0.011 | 0.001 | 0 | 0.161 | 0.162 | 0.36 | 0.082 | 5.558 | 9.872 | 850 | 110 | -110
4148 | 0 | 0 | 0 | 0 | 0.222 | 0.154 | 0.51 | 0.228 | 4.814 | 9.963 | 850 | 116.93 | -116.93
4149 | 0 | 0 | 0 | 0 | 0.36 | 0.176 | 0.443 | 0.449 | 4.155 | 10.414 | 850 | 114.4 | -114.4
4150 | 0 | 0 | 0 | 0 | 0.461 | 0.292 | 0.383 | 0.647 | 6.548 | 10.203 | 850 | 105.26 | -105.26
4151 | 0 | 0 | 0 | 0 | 0.639 | 0.488 | 0.331 | 0.396 | 8.391 | 9.636 | 850 | 95.99 | -95.99
4152 | 0 | 0 | 0 | 0 | 0.678 | 0.584 | 0.36 | 0.199 | 9.352 | 9.221 | 850 | 82.14 | -82.14
4153 | 0 | 0 | 0 | 0 | 0.626 | 0.496 | 0.373 | 0.259 | 9.958 | 9.108 | 850 | 80.07 | -80.07
4154 | 0 | 0 | 0 | 0 | 0.58 | 0.37 | 0.325 | 0.44 | 10.261 | 9.165 | 850 | 70.25 | -70.25
4155 | 0 | 0 | 0 | 0 | 0.585 | 0.407 | 0.325 | 0.457 | 10.344 | 9.495 | 850 | 62.43 | -62.43
4156 | 0 | 0.004 | 0 | 0 | 0.507 | 0.461 | 0.28 | 0.402 | 10.016 | 9.637 | 850 | 50.5 | -50.5
4157 | 0.039 | 0.036 | 0.034 | 0.036 | 0.43 | 0.56 | 0.189 | 0.269 | 9.096 | 9.435 | 850 | 49.62 | -49.62
4158 | 0.106 | 0.075 | 0.083 | 0.121 | 0.411 | 0.66 | 0.126 | 0.326 | 8.364 | 9.728 | 850 | 46.47 | -46.47
4159 | 0.247 | 0.15 | 0.154 | 0.287 | 0.413 | 0.669 | 0.12 | 0.403 | 7.865 | 10.124 | 850 | 60.56 | -60.56
4160 | 0.383 | 0.277 | 0.263 | 0.449 | 0.416 | 0.651 | 0.124 | 0.35 | 7.523 | 10.493 | 850 | 48.89 | -48.89
4161 | 0.488 | 0.438 | 0.41 | 0.575 | 0.432 | 0.643 | 0.129 | 0.28 | 7.479 | 11.017 | 850 | 44.92 | -44.92
4162 | 0.585 | 0.524 | 0.49 | 0.66 | 0.467 | 0.646 | 0.133 | 0.203 | 7.606 | 11.581 | 850 | 34.65 | -34.65
4163 | 0.658 | 0.587 | 0.479 | 0.701 | 0.494 | 0.634 | 0.135 | 0.138 | 7.763 | 12.027 | 850 | 12.54 | -12.54
4164 | 0.68 | 0.611 | 0.377 | 0.701 | 0.498 | 0.608 | 0.141 | 0.092 | 8.005 | 12.325 | 850 | 3.59 | -3.59
4165 | 0.651 | 0.621 | 0.296 | 0.664 | 0.487 | 0.587 | 0.171 | 0.061 | 8.29 | 12.498 | 850 | 2.62 | -2.62
4166 | 0.587 | 0.56 | 0.268 | 0.589 | 0.465 | 0.577 | 0.223 | 0.047 | 8.458 | 12.513 | 850 | 0.03 | -0.03
4167 | 0.481 | 0.463 | 0.22 | 0.473 | 0.436 | 0.571 | 0.268 | 0.051 | 8.457 | 12.331 | 850 | -0.01 | 0.01
4168 | 0.344 | 0.336 | 0.169 | 0.324 | 0.396 | 0.557 | 0.286 | 0.073 | 8.424 | 11.995 | 850 | -0.07 | 0.07
4169 | 0.213 | 0.19 | 0.124 | 0.151 | 0.369 | 0.519 | 0.247 | 0.101 | 8.406 | 11.43 | 850 | 4.23 | -4.23
4170 | 0.091 | 0.069 | 0.072 | 0.052 | 0.319 | 0.438 | 0.155 | 0.07 | 8.429 | 10.671 | 850 | 42.59 | -42.59
4171 | 0.031 | 0.021 | 0.021 | 0.005 | 0.326 | 0.393 | 0.112 | 0.037 | 8.484 | 10.099 | 850 | 80.49 | -80.49
4172 | 0 | 0 | 0 | 0 | 0.386 | 0.402 | 0.086 | 0.158 | 8.317 | 9.895 | 850 | 112.16 | -112.16
4173 | 0 | 0 | 0 | 0 | 0.411 | 0.393 | 0.069 | 0.252 | 8.031 | 9.57 | 850 | 122.81 | -122.81
4174 | 0 | 0 | 0 | 0 | 0.355 | 0.37 | 0.072 | 0.293 | 8.351 | 9.335 | 850 | 124.05 | -124.05
4175 | 0 | 0 | 0 | 0 | 0.256 | 0.325 | 0.07 | 0.31 | 8.967 | 9.424 | 850 | 110.17 | -110.17
4176 | 0 | 0 | 0 | 0 | 0.209 | 0.298 | 0.059 | 0.296 | 9.4 | 9.572 | 850 | 89.77 | -89.77
4177 | 0 | 0 | 0 | 0 | 0.215 | 0.315 | 0.044 | 0.263 | 9.265 | 9.529 | 850 | 90.49 | -90.49
4178 | 0 | 0 | 0 | 0 | 0.245 | 0.353 | 0.041 | 0.238 | 8.713 | 9.29 | 850 | 79.25 | -79.25
4179 | 0 | 0 | 0 | 0 | 0.236 | 0.363 | 0.045 | 0.2 | 8.178 | 9.091 | 850 | 71.24 | -71.24
4180 | 0.001 | 0.009 | 0 | 0 | 0.189 | 0.282 | 0.055 | 0.167 | 7.839 | 8.744 | 850 | 70.67 | -70.67
4181 | 0.034 | 0.042 | 0.027 | 0.042 | 0.11 | 0.162 | 0.055 | 0.126 | 7.432 | 7.805 | 850 | 66.94 | -66.94
4182 | 0.104 | 0.14 | 0.089 | 0.121 | 0.099 | 0.199 | 0.063 | 0.092 | 7.228 | 7.751 | 850 | 62.09 | -62.09
4183 | 0.262 | 0.297 | 0.18 | 0.263 | 0.132 | 0.214 | 0.079 | 0.049 | 6.876 | 7.76 | 850 | 57.9 | -57.9
4184 | 0.403 | 0.443 | 0.355 | 0.414 | 0.142 | 0.241 | 0.093 | 0.024 | 6.49 | 7.613 | 850 | 46.35 | -46.35
4185 | 0.484 | 0.557 | 0.484 | 0.521 | 0.148 | 0.254 | 0.116 | 0.027 | 6.441 | 7.699 | 850 | 19.77 | -19.77
4186 | 0.539 | 0.634 | 0.576 | 0.594 | 0.162 | 0.272 | 0.151 | 0.042 | 6.449 | 7.978 | 850 | 4.24 | -4.24
4187 | 0.549 | 0.676 | 0.603 | 0.599 | 0.179 | 0.311 | 0.19 | 0.049 | 6.355 | 8.295 | 850 | 0 | 0
4188 | 0.522 | 0.665 | 0.635 | 0.584 | 0.199 | 0.356 | 0.22 | 0.055 | 6.254 | 8.527 | 850 | -0.05 | 0.05
4189 | 0.555 | 0.584 | 0.627 | 0.5 | 0.211 | 0.393 | 0.251 | 0.06 | 6.141 | 8.606 | 850 | -0.1 | 0.1
4190 | 0.543 | 0.438 | 0.566 | 0.401 | 0.207 | 0.406 | 0.279 | 0.063 | 6.025 | 8.606 | 850 | -1.05 | 1.05
4191 | 0.369 | 0.31 | 0.425 | 0.338 | 0.199 | 0.39 | 0.305 | 0.069 | 5.922 | 8.507 | 850 | -2.21 | 2.21
4192 | 0.243 | 0.223 | 0.235 | 0.249 | 0.188 | 0.349 | 0.328 | 0.084 | 5.914 | 8.338 | 850 | -2.05 | 2.05
4193 | 0.149 | 0.136 | 0.137 | 0.135 | 0.174 | 0.288 | 0.303 | 0.104 | 5.956 | 7.981 | 850 | -0.27 | 0.27
4194 | 0.086 | 0.067 | 0.074 | 0.065 | 0.172 | 0.21 | 0.267 | 0.136 | 5.916 | 7.553 | 850 | 22.61 | -22.61
4195 | 0.033 | 0.021 | 0.021 | 0.013 | 0.192 | 0.165 | 0.311 | 0.166 | 5.803 | 7.508 | 850 | 71.12 | -71.12
4196 | 0 | 0 | 0 | 0 | 0.22 | 0.154 | 0.38 | 0.214 | 5.704 | 7.565 | 850 | 99.5 | -99.5
4197 | 0 | 0 | 0 | 0 | 0.202 | 0.141 | 0.388 | 0.254 | 5.575 | 7.518 | 850 | 115.14 | -115.14
4198 | 0 | 0 | 0 | 0 | 0.147 | 0.126 | 0.374 | 0.283 | 5.461 | 7.46 | 850 | 115.44 | -115.44
4199 | 0 | 0 | 0 | 0 | 0.088 | 0.103 | 0.362 | 0.309 | 5.417 | 7.291 | 850 | 114.33 | -114.33
4200 | 0 | 0 | 0 | 0 | 0.053 | 0.08 | 0.35 | 0.315 | 5.349 | 7.119 | 850 | 99.79 | -99.79
4201 | 0 | 0 | 0 | 0 | 0.038 | 0.067 | 0.341 | 0.328 | 5.236 | 6.967 | 850 | 106.18 | -106.18
4202 | 0 | 0 | 0 | 0 | 0.034 | 0.072 | 0.323 | 0.363 | 5.124 | 6.842 | 850 | 92.19 | -92.19
4203 | 0 | 0 | 0 | 0 | 0.033 | 0.091 | 0.306 | 0.405 | 5.039 | 6.699 | 850 | 84.93 | -84.93
4204 | 0 | 0.008 | 0 | 0 | 0.029 | 0.104 | 0.288 | 0.413 | 4.918 | 6.354 | 850 | 84.46 | -84.46
4205 | 0.028 | 0.036 | 0.029 | 0.037 | 0.02 | 0.058 | 0.246 | 0.297 | 4.643 | 5.516 | 850 | 84.96 | -84.96
4206 | 0.097 | 0.138 | 0.09 | 0.119 | 0.008 | 0.044 | 0.239 | 0.219 | 4.18 | 4.91 | 850 | 97.02 | -97.02
4207 | 0.253 | 0.301 | 0.24 | 0.276 | 0.013 | 0.045 | 0.277 | 0.254 | 3.765 | 4.685 | 850 | 136.06 | -136.06
4208 | 0.407 | 0.45 | 0.392 | 0.426 | 0.022 | 0.043 | 0.409 | 0.273 | 3.426 | 4.581 | 850 | 136 | -136
4209 | 0.533 | 0.567 | 0.518 | 0.541 | 0.028 | 0.041 | 0.521 | 0.256 | 3.172 | 4.458 | 850 | 102.99 | -102.99
4210 | 0.624 | 0.645 | 0.614 | 0.596 | 0.029 | 0.036 | 0.565 | 0.245 | 3.086 | 4.346 | 850 | 79.34 | -79.34
4211 | 0.675 | 0.685 | 0.662 | 0.613 | 0.025 | 0.031 | 0.576 | 0.256 | 3.189 | 4.261 | 850 | 53.88 | -53.88
4212 | 0.689 | 0.687 | 0.668 | 0.615 | 0.019 | 0.028 | 0.58 | 0.28 | 3.371 | 4.135 | 850 | 37.81 | -37.81
4213 | 0.664 | 0.653 | 0.64 | 0.589 | 0.016 | 0.027 | 0.586 | 0.296 | 3.651 | 3.977 | 850 | 31.19 | -31.19
4214 | 0.606 | 0.585 | 0.581 | 0.539 | 0.016 | 0.03 | 0.605 | 0.29 | 3.902 | 3.833 | 850 | 29.96 | -29.96
4215 | 0.512 | 0.482 | 0.484 | 0.45 | 0.021 | 0.036 | 0.608 | 0.285 | 4.187 | 3.726 | 850 | 30.93 | -30.93
4216 | 0.384 | 0.345 | 0.33 | 0.315 | 0.032 | 0.043 | 0.58 | 0.297 | 4.59 | 3.75 | 850 | 47.85 | -47.85
4217 | 0.233 | 0.191 | 0.199 | 0.178 | 0.049 | 0.05 | 0.541 | 0.312 | 5.083 | 3.849 | 850 | 66.32 | -66.32
4218 | 0.085 | 0.054 | 0.075 | 0.06 | 0.076 | 0.062 | 0.522 | 0.329 | 5.598 | 4.026 | 850 | 82.49 | -82.49
4219 | 0.027 | 0.02 | 0.023 | 0.015 | 0.125 | 0.093 | 0.57 | 0.413 | 6.07 | 4.348 | 850 | 98.39 | -98.39
4220 | 0 | 0 | 0 | 0 | 0.237 | 0.161 | 0.616 | 0.507 | 6.505 | 4.695 | 850 | 153.3 | -153.3
4221 | 0 | 0 | 0 | 0 | 0.338 | 0.251 | 0.593 | 0.538 | 6.815 | 4.835 | 850 | 209.32 | -209.32
4222 | 0 | 0 | 0 | 0 | 0.363 | 0.347 | 0.547 | 0.554 | 6.863 | 4.931 | 850 | 156 | -156
4223 | 0 | 0 | 0 | 0 | 0.335 | 0.399 | 0.502 | 0.547 | 6.828 | 5.082 | 850 | 116.59 | -116.59
4224 | 0 | 0 | 0 | 0 | 0.299 | 0.396 | 0.486 | 0.549 | 6.788 | 5.258 | 850 | 91.89 | -91.89
4225 | 0 | 0 | 0 | 0 | 0.274 | 0.368 | 0.487 | 0.555 | 6.746 | 5.4 | 850 | 88.8 | -88.8
4226 | 0 | 0 | 0 | 0 | 0.262 | 0.338 | 0.485 | 0.542 | 6.626 | 5.454 | 850 | 84.8 | -84.8
4227 | 0 | 0 | 0 | 0 | 0.257 | 0.312 | 0.479 | 0.524 | 6.472 | 5.397 | 850 | 84.78 | -84.78
4228 | 0 | 0.008 | 0 | 0 | 0.237 | 0.27 | 0.449 | 0.487 | 6.368 | 5.303 | 850 | 85.22 | -85.22
4229 | 0.029 | 0.035 | 0.025 | 0.028 | 0.155 | 0.136 | 0.338 | 0.381 | 6.075 | 4.784 | 850 | 85.5 | -85.5
4230 | 0.097 | 0.137 | 0.086 | 0.117 | 0.062 | 0.075 | 0.262 | 0.295 | 5.661 | 4.405 | 850 | 94.9 | -94.9
4231 | 0.252 | 0.295 | 0.248 | 0.286 | 0.05 | 0.128 | 0.313 | 0.394 | 5.486 | 4.457 | 850 | 114.8 | -114.8
4232 | 0.402 | 0.44 | 0.405 | 0.442 | 0.089 | 0.135 | 0.361 | 0.42 | 5.496 | 4.241 | 850 | 122 | -122
4233 | 0.525 | 0.553 | 0.532 | 0.565 | 0.12 | 0.137 | 0.393 | 0.411 | 5.505 | 4.236 | 850 | 103.8 | -103.8
4234 | 0.613 | 0.631 | 0.621 | 0.648 | 0.153 | 0.148 | 0.375 | 0.382 | 5.624 | 4.436 | 850 | 74.64 | -74.64
4235 | 0.663 | 0.672 | 0.671 | 0.691 | 0.171 | 0.166 | 0.336 | 0.356 | 5.812 | 4.704 | 850 | 48.32 | -48.32
4236 | 0.677 | 0.676 | 0.685 | 0.695 | 0.18 | 0.187 | 0.312 | 0.348 | 6.069 | 4.982 | 850 | 12.83 | -12.83
4237 | 0.654 | 0.644 | 0.662 | 0.662 | 0.188 | 0.202 | 0.304 | 0.353 | 6.434 | 5.267 | 850 | 0 | 0
4238 | 0.597 | 0.576 | 0.602 | 0.593 | 0.199 | 0.216 | 0.306 | 0.363 | 6.865 | 5.558 | 850 | -0.05 | 0.05
4239 | 0.504 | 0.473 | 0.505 | 0.486 | 0.212 | 0.234 | 0.311 | 0.38 | 7.308 | 5.859 | 850 | -0.04 | 0.04
4240 | 0.379 | 0.335 | 0.373 | 0.346 | 0.235 | 0.258 | 0.304 | 0.409 | 7.847 | 6.269 | 850 | 11.59 | -11.59
4241 | 0.23 | 0.182 | 0.218 | 0.188 | 0.256 | 0.282 | 0.284 | 0.439 | 8.445 | 6.852 | 850 | 48.37 | -48.37
4242 | 0.085 | 0.058 | 0.069 | 0.047 | 0.266 | 0.304 | 0.261 | 0.516 | 9.052 | 7.63 | 850 | 74 | -74
4243 | 0.027 | 0.02 | 0.02 | 0.015 | 0.322 | 0.378 | 0.282 | 0.559 | 9.676 | 8.446 | 850 | 95.9 | -95.9
4244 | 0 | 0 | 0 | 0 | 0.415 | 0.506 | 0.336 | 0.587 | 10.208 | 9.084 | 850 | 128.9 | -128.9
4245 | 0 | 0 | 0 | 0 | 0.464 | 0.551 | 0.324 | 0.605 | 10.245 | 9.139 | 850 | 136.69 | -136.69
4246 | 0 | 0 | 0 | 0 | 0.483 | 0.533 | 0.25 | 0.55 | 9.814 | 8.775 | 850 | 122.09 | -122.09
4247 | 0 | 0 | 0 | 0 | 0.48 | 0.488 | 0.174 | 0.479 | 9.238 | 8.372 | 850 | 106.57 | -106.57
4248 | 0 | 0 | 0 | 0 | 0.45 | 0.454 | 0.114 | 0.446 | 8.669 | 8.071 | 850 | 89.95 | -89.95
4249 | 0 | 0 | 0 | 0 | 0.425 | 0.422 | 0.06 | 0.409 | 8.051 | 7.788 | 850 | 107.15 | -107.15
4250 | 0 | 0 | 0 | 0 | 0.399 | 0.392 | 0.023 | 0.376 | 7.603 | 7.533 | 850 | 99.88 | -99.88
4251 | 0 | 0 | 0 | 0 | 0.383 | 0.373 | 0.006 | 0.35 | 7.356 | 7.265 | 850 | 95.32 | -95.32
4252 | 0 | 0.009 | 0 | 0.001 | 0.353 | 0.311 | 0.008 | 0.293 | 7.137 | 6.9 | 850 | 95.46 | -95.46
4253 | 0.029 | 0.039 | 0.031 | 0.045 | 0.202 | 0.181 | 0.018 | 0.201 | 6.579 | 6.132 | 850 | 91.68 | -91.68
4254 | 0.097 | 0.136 | 0.093 | 0.126 | 0.097 | 0.149 | 0.021 | 0.113 | 5.847 | 5.434 | 850 | 97.01 | -97.01
4255 | 0.252 | 0.289 | 0.241 | 0.258 | 0.095 | 0.187 | 0.022 | 0.084 | 5.389 | 5.712 | 850 | 107.46 | -107.46
4256 | 0.402 | 0.429 | 0.386 | 0.355 | 0.179 | 0.224 | 0.024 | 0.069 | 5.527 | 6.409 | 850 | 130 | -130
4257 | 0.525 | 0.538 | 0.503 | 0.331 | 0.202 | 0.257 | 0.023 | 0.062 | 5.802 | 6.848 | 850 | 121.1 | -121.1
4258 | 0.613 | 0.615 | 0.563 | 0.269 | 0.191 | 0.252 | 0.022 | 0.057 | 6.203 | 7.084 | 850 | 101.76 | -101.76
4259 | 0.662 | 0.651 | 0.589 | 0.252 | 0.157 | 0.218 | 0.026 | 0.055 | 6.651 | 7.17 | 850 | 89.48 | -89.48
4260 | 0.674 | 0.651 | 0.59 | 0.302 | 0.127 | 0.18 | 0.037 | 0.053 | 7.013 | 7.194 | 850 | 84.1 | -84.1
4261 | 0.648 | 0.589 | 0.542 | 0.274 | 0.107 | 0.151 | 0.05 | 0.046 | 7.2 | 7.284 | 850 | 78.64 | -78.64
4262 | 0.589 | 0.508 | 0.47 | 0.281 | 0.095 | 0.14 | 0.063 | 0.036 | 7.231 | 7.437 | 850 | 76.54 | -76.54
4263 | 0.492 | 0.391 | 0.363 | 0.251 | 0.088 | 0.146 | 0.077 | 0.029 | 7.187 | 7.67 | 850 | 80 | -80
4264 | 0.368 | 0.272 | 0.229 | 0.172 | 0.091 | 0.167 | 0.097 | 0.02 | 7.257 | 8.088 | 850 | 90.45 | -90.45
4265 | 0.214 | 0.155 | 0.099 | 0.102 | 0.104 | 0.209 | 0.126 | 0.013 | 7.529 | 8.731 | 850 | 99.86 | -99.86
4266 | 0.087 | 0.065 | 0.036 | 0.039 | 0.118 | 0.26 | 0.156 | 0.008 | 8.002 | 9.213 | 850 | 105.8 | -105.8
4267 | 0.03 | 0.018 | 0.005 | 0.004 | 0.148 | 0.384 | 0.22 | 0.006 | 8.696 | 9.605 | 850 | 105.13 | -105.13
4268 | 0 | 0 | 0 | 0 | 0.214 | 0.515 | 0.284 | 0.016 | 9.497 | 9.865 | 850 | 126.73 | -126.73
4269 | 0 | 0 | 0 | 0 | 0.287 | 0.534 | 0.328 | 0.039 | 9.858 | 9.728 | 850 | 134.39 | -134.39
4270 | 0 | 0 | 0 | 0 | 0.337 | 0.483 | 0.339 | 0.061 | 9.718 | 9.354 | 850 | 128.85 | -128.85
4271 | 0 | 0 | 0 | 0 | 0.354 | 0.43 | 0.368 | 0.058 | 9.298 | 9.036 | 850 | 115.55 | -115.55
4272 | 0 | 0 | 0 | 0 | 0.335 | 0.384 | 0.386 | 0.046 | 8.852 | 8.679 | 850 | 110 | -110
4273 | 0 | 0 | 0 | 0 | 0.287 | 0.344 | 0.357 | 0.053 | 8.454 | 8.447 | 850 | 96 | -96
4274 | 0 | 0 | 0 | 0 | 0.24 | 0.301 | 0.345 | 0.082 | 8.143 | 8.236 | 850 | 86.9 | -86.9
4275 | 0 | 0 | 0 | 0 | 0.203 | 0.264 | 0.344 | 0.077 | 7.922 | 8.14 | 850 | 80.4 | -80.4
4276 | 0 | 0.006 | 0 | 0 | 0.18 | 0.208 | 0.314 | 0.06 | 7.694 | 8.023 | 850 | 82.84 | -82.84
4277 | 0.038 | 0.049 | 0.027 | 0.046 | 0.136 | 0.106 | 0.233 | 0.049 | 7.221 | 7.6 | 850 | 78.79 | -78.79
4278 | 0.102 | 0.124 | 0.092 | 0.125 | 0.067 | 0.05 | 0.14 | 0.044 | 6.578 | 7.157 | 850 | 84.98 | -84.98
4279 | 0.209 | 0.219 | 0.217 | 0.241 | 0.035 | 0.048 | 0.122 | 0.038 | 5.97 | 6.871 | 850 | 117.51 | -117.51
4280 | 0.319 | 0.265 | 0.363 | 0.287 | 0.033 | 0.071 | 0.125 | 0.032 | 5.522 | 6.831 | 850 | 125.11 | -125.11
4281 | 0.407 | 0.295 | 0.482 | 0.291 | 0.034 | 0.106 | 0.12 | 0.041 | 5.25 | 7.158 | 850 | 115 | -115
4282 | 0.452 | 0.349 | 0.575 | 0.278 | 0.033 | 0.139 | 0.109 | 0.062 | 5.022 | 7.493 | 850 | 88.87 | -88.87
4283 | 0.467 | 0.48 | 0.634 | 0.271 | 0.038 | 0.166 | 0.109 | 0.087 | 4.903 | 7.711 | 850 | 66.74 | -66.74
4284 | 0.46 | 0.527 | 0.65 | 0.257 | 0.051 | 0.179 | 0.132 | 0.111 | 5.136 | 7.809 | 850 | 52.4 | -52.4
4285 | 0.441 | 0.485 | 0.622 | 0.241 | 0.075 | 0.178 | 0.159 | 0.127 | 5.674 | 7.759 | 850 | 48.82 | -48.82
4286 | 0.376 | 0.408 | 0.557 | 0.217 | 0.12 | 0.167 | 0.171 | 0.137 | 6.536 | 7.643 | 850 | 45.31 | -45.31
4287 | 0.315 | 0.316 | 0.444 | 0.189 | 0.179 | 0.146 | 0.17 | 0.133 | 7.503 | 7.551 | 850 | 44.56 | -44.56
4288 | 0.272 | 0.194 | 0.327 | 0.143 | 0.228 | 0.115 | 0.172 | 0.114 | 8.027 | 7.485 | 850 | 48.39 | -48.39
4289 | 0.199 | 0.107 | 0.186 | 0.106 | 0.234 | 0.08 | 0.184 | 0.1 | 7.786 | 7.317 | 850 | 61.92 | -61.92
4290 | 0.094 | 0.039 | 0.078 | 0.051 | 0.202 | 0.059 | 0.186 | 0.069 | 7.028 | 7.189 | 850 | 75.59 | -75.59
4291 | 0.033 | 0.005 | 0.023 | 0.01 | 0.152 | 0.057 | 0.193 | 0.033 | 6.161 | 7.18 | 850 | 79.53 | -79.53
4292 | 0 | 0 | 0 | 0 | 0.097 | 0.067 | 0.224 | 0.03 | 5.658 | 7.129 | 850 | 110.08 | -110.08
4293 | 0 | 0 | 0 | 0 | 0.053 | 0.1 | 0.243 | 0.05 | 5.764 | 6.846 | 850 | 200.04 | -200.04
4294 | 0 | 0 | 0 | 0 | 0.035 | 0.182 | 0.263 | 0.099 | 6.307 | 6.386 | 850 | 186.18 | -186.18
4295 | 0 | 0 | 0 | 0 | 0.063 | 0.256 | 0.297 | 0.175 | 7.067 | 6.029 | 850 | 125.21 | -125.21
4296 | 0 | 0 | 0 | 0 | 0.153 | 0.288 | 0.346 | 0.251 | 7.95 | 5.86 | 850 | 101.8 | -101.8
4297 | 0 | 0 | 0 | 0 | 0.319 | 0.266 | 0.379 | 0.316 | 8.461 | 5.96 | 850 | 96.85 | -96.85
4298 | 0 | 0 | 0 | 0 | 0.449 | 0.228 | 0.383 | 0.366 | 8.664 | 6.045 | 850 | 95.42 | -95.42
4299 | 0 | 0 | 0 | 0 | 0.434 | 0.207 | 0.376 | 0.376 | 8.813 | 5.973 | 850 | 86.08 | -86.08
4300 | 0 | 0.004 | 0 | 0 | 0.368 | 0.203 | 0.353 | 0.34 | 9.31 | 5.745 | 850 | 79.97 | -79.97
4301 | 0.033 | 0.047 | 0.031 | 0.041 | 0.302 | 0.146 | 0.294 | 0.214 | 9.52 | 5.558 | 850 | 83.61 | -83.61
4302 | 0.098 | 0.133 | 0.095 | 0.088 | 0.38 | 0.118 | 0.164 | 0.142 | 9.814 | 6.005 | 850 | 91.28 | -91.28
4303 | 0.254 | 0.244 | 0.212 | 0.18 | 0.436 | 0.187 | 0.125 | 0.139 | 10.389 | 7.034 | 850 | 120.29 | -120.29
4304 | 0.409 | 0.243 | 0.334 | 0.347 | 0.5 | 0.271 | 0.159 | 0.153 | 11.049 | 7.624 | 850 | 108.93 | -108.93
4305 | 0.536 | 0.354 | 0.424 | 0.452 | 0.547 | 0.337 | 0.189 | 0.179 | 11.229 | 8.416 | 850 | 84.89 | -84.89
4306 | 0.622 | 0.531 | 0.438 | 0.519 | 0.577 | 0.385 | 0.208 | 0.194 | 11.385 | 9.647 | 850 | 59.9 | -59.9
4307 | 0.67 | 0.615 | 0.466 | 0.527 | 0.585 | 0.44 | 0.237 | 0.185 | 11.714 | 10.854 | 850 | 24.45 | -24.45
4308 | 0.687 | 0.626 | 0.454 | 0.486 | 0.556 | 0.491 | 0.257 | 0.169 | 11.897 | 11.708 | 850 | 2.03 | -2.03
4309 | 0.667 | 0.614 | 0.451 | 0.382 | 0.501 | 0.542 | 0.254 | 0.151 | 11.944 | 11.965 | 850 | -1.56 | 1.56
4310 | 0.611 | 0.563 | 0.424 | 0.293 | 0.452 | 0.561 | 0.226 | 0.148 | 11.906 | 11.758 | 850 | -5.09 | 5.09
4311 | 0.517 | 0.469 | 0.402 | 0.246 | 0.417 | 0.556 | 0.172 | 0.149 | 11.94 | 11.374 | 850 | -9.95 | 9.95
4312 | 0.341 | 0.34 | 0.332 | 0.23 | 0.313 | 0.547 | 0.126 | 0.16 | 11.37 | 11.09 | 850 | -9.91 | 9.91
4313 | 0.188 | 0.192 | 0.214 | 0.145 | 0.254 | 0.485 | 0.092 | 0.15 | 10.809 | 10.72 | 850 | -6.48 | 6.48
4314 | 0.092 | 0.058 | 0.077 | 0.065 | 0.239 | 0.351 | 0.063 | 0.108 | 10.539 | 9.875 | 850 | 3.62 | -3.62
4315 | 0.027 | 0.02 | 0.024 | 0.017 | 0.237 | 0.266 | 0.051 | 0.057 | 10.335 | 9.21 | 850 | 41.98 | -41.98
4316 | 0 | 0 | 0 | 0 | 0.249 | 0.253 | 0.068 | 0.028 | 10.147 | 8.986 | 850 | 84.32 | -84.32
4317 | 0 | 0 | 0 | 0 | 0.254 | 0.209 | 0.107 | 0.022 | 9.727 | 8.858 | 850 | 108.93 | -108.93
4318 | 0 | 0 | 0 | 0 | 0.229 | 0.157 | 0.156 | 0.026 | 9.035 | 8.76 | 850 | 138.06 | -138.06
4319 | 0 | 0 | 0 | 0 | 0.2 | 0.125 | 0.193 | 0.034 | 8.321 | 8.4 | 850 | 126.57 | -126.57
4320 | 0 | 0 | 0 | 0 | 0.154 | 0.111 | 0.215 | 0.051 | 7.723 | 7.782 | 850 | 109.02 | -109.02
4321 | 0 | 0 | 0 | 0 | 0.111 | 0.105 | 0.249 | 0.074 | 7.123 | 7.14 | 850 | 110.4 | -110.4
4322 | 0 | 0 | 0 | 0 | 0.087 | 0.108 | 0.28 | 0.101 | 6.521 | 6.615 | 850 | 109.91 | -109.91
4323 | 0 | 0 | 0 | 0 | 0.095 | 0.12 | 0.294 | 0.142 | 5.901 | 6.103 | 850 | 109.89 | -109.89
4324 | 0 | 0.008 | 0 | 0 | 0.121 | 0.132 | 0.288 | 0.205 | 5.476 | 5.606 | 850 | 109.56 | -109.56
4325 | 0.034 | 0.035 | 0.025 | 0.016 | 0.109 | 0.08 | 0.239 | 0.236 | 5.256 | 4.987 | 850 | 108.09 | -108.09
4326 | 0.099 | 0.136 | 0.087 | 0.051 | 0.071 | 0.054 | 0.155 | 0.161 | 5.083 | 4.595 | 850 | 103.07 | -103.07
4327 | 0.238 | 0.296 | 0.188 | 0.119 | 0.068 | 0.045 | 0.098 | 0.105 | 5.1 | 4.455 | 850 | 96.62 | -96.62
4328 | 0.374 | 0.442 | 0.321 | 0.239 | 0.059 | 0.028 | 0.066 | 0.149 | 5.124 | 4.469 | 850 | 84.14 | -84.14
4329 | 0.509 | 0.556 | 0.432 | 0.404 | 0.044 | 0.023 | 0.06 | 0.149 | 4.987 | 4.532 | 850 | 66.91 | -66.91
4330 | 0.602 | 0.631 | 0.507 | 0.474 | 0.031 | 0.025 | 0.056 | 0.146 | 4.6 | 4.262 | 850 | 29.58 | -29.58
4331 | 0.622 | 0.644 | 0.468 | 0.336 | 0.022 | 0.026 | 0.05 | 0.159 | 3.951 | 3.785 | 850 | 5.04 | -5.04
4332 | 0.646 | 0.657 | 0.397 | 0.31 | 0.018 | 0.028 | 0.05 | 0.187 | 3.042 | 3.3 | 850 | 0.04 | -0.04
4333 | 0.654 | 0.628 | 0.309 | 0.325 | 0.021 | 0.028 | 0.06 | 0.196 | 2.539 | 2.771 | 850 | -0.02 | 0.02
4334 | 0.6 | 0.556 | 0.276 | 0.287 | 0.028 | 0.029 | 0.08 | 0.187 | 3.313 | 2.565 | 850 | -0.23 | 0.23
4335 | 0.502 | 0.446 | 0.229 | 0.226 | 0.041 | 0.03 | 0.162 | 0.191 | 4.753 | 3.092 | 850 | -0.08 | 0.08
4336 | 0.37 | 0.312 | 0.14 | 0.214 | 0.077 | 0.028 | 0.199 | 0.232 | 6.071 | 3.948 | 850 | 1.3 | -1.3
4337 | 0.224 | 0.173 | 0.049 | 0.145 | 0.127 | 0.031 | 0.095 | 0.216 | 7.067 | 5.496 | 850 | 11.91 | -11.91
4338 | 0.091 | 0.063 | 0.012 | 0.039 | 0.146 | 0.053 | 0.161 | 0.238 | 7.499 | 7.291 | 850 | 69.51 | -69.51
4339 | 0.022 | 0.017 | 0 | 0.002 | 0.18 | 0.083 | 0.331 | 0.33 | 8.189 | 8.677 | 850 | 104.3 | -104.3
4340 | 0 | 0 | 0 | 0 | 0.268 | 0.189 | 0.46 | 0.47 | 8.849 | 9.681 | 850 | 126.93 | -126.93
4341 | 0 | 0 | 0 | 0 | 0.367 | 0.33 | 0.518 | 0.483 | 9.616 | 10.014 | 850 | 139.2 | -139.2
4342 | 0 | 0 | 0 | 0 | 0.366 | 0.403 | 0.591 | 0.443 | 9.421 | 9.69 | 850 | 113.3 | -113.3
4343 | 0 | 0 | 0 | 0 | 0.337 | 0.458 | 0.672 | 0.5 | 8.677 | 9.09 | 850 | 100.08 | -100.08
4344 | 0 | 0 | 0 | 0 | 0.308 | 0.485 | 0.651 | 0.431 | 8.219 | 8.328 | 850 | 93.83 | -93.83
4345 | 0 | 0 | 0 | 0 | 0.281 | 0.511 | 0.548 | 0.29 | 7.763 | 7.763 | 850 | 70.06 | -70.06
4346 | 0 | 0 | 0 | 0 | 0.298 | 0.484 | 0.367 | 0.094 | 7.462 | 7.904 | 850 | 61.69 | -61.69
4347 | 0 | 0 | 0 | 0 | 0.28 | 0.427 | 0.292 | 0.061 | 7.425 | 8.298 | 850 | 66.67 | -66.67
4348 | 0 | 0 | 0 | 0 | 0.235 | 0.341 | 0.301 | 0.132 | 7.229 | 8.981 | 850 | 67.05 | -67.05
4349 | 0.009 | 0.008 | 0.013 | 0.04 | 0.172 | 0.082 | 0.377 | 0.148 | 7.146 | 8.774 | 850 | 64.36 | -64.36
4350 | 0.033 | 0.079 | 0.055 | 0.111 | 0.127 | 0.102 | 0.354 | 0.07 | 7.082 | 8.034 | 850 | 51.39 | -51.39
4351 | 0.06 | 0.193 | 0.151 | 0.202 | 0.17 | 0.187 | 0.479 | 0.086 | 6.917 | 7.174 | 850 | 51.56 | -51.56
4352 | 0.118 | 0.323 | 0.232 | 0.294 | 0.338 | 0.386 | 0.63 | 0.117 | 6.739 | 5.721 | 850 | 20.42 | -20.42
4353 | 0.154 | 0.411 | 0.245 | 0.39 | 0.727 | 0.593 | 0.703 | 0.142 | 7.069 | 5.676 | 850 | 6.83 | -6.83
4354 | 0.232 | 0.412 | 0.256 | 0.451 | 0.789 | 0.683 | 0.74 | 0.138 | 7.925 | 7.124 | 850 | 0.82 | -0.82
4355 | 0.332 | 0.452 | 0.323 | 0.507 | 0.472 | 0.772 | 0.765 | 0.142 | 8.653 | 9.213 | 850 | 0 | 0
4356 | 0.359 | 0.529 | 0.352 | 0.584 | 0.23 | 0.81 | 0.768 | 0.178 | 9.22 | 10.54 | 850 | 0 | 0
4357 | 0.282 | 0.521 | 0.238 | 0.542 | 0.277 | 0.8 | 0.747 | 0.246 | 9.745 | 10.698 | 850 | -0.02 | 0.02
4358 | 0.251 | 0.439 | 0.147 | 0.491 | 0.385 | 0.746 | 0.724 | 0.312 | 10.149 | 10.244 | 850 | -1.51 | 1.51
4359 | 0.292 | 0.279 | 0.091 | 0.408 | 0.446 | 0.671 | 0.702 | 0.344 | 10.159 | 9.631 | 850 | -1.09 | 1.09
4360 | 0.317 | 0.175 | 0.063 | 0.28 | 0.486 | 0.681 | 0.67 | 0.37 | 9.628 | 8.949 | 850 | 0 | 0
4361 | 0.212 | 0.107 | 0.063 | 0.143 | 0.46 | 0.723 | 0.598 | 0.348 | 8.75 | 8.017 | 850 | 0.91 | -0.91
4362 | 0.092 | 0.051 | 0.057 | 0.054 | 0.37 | 0.664 | 0.422 | 0.417 | 7.82 | 6.969 | 850 | 36.66 | -36.66
4363 | 0.031 | 0.018 | 0.021 | 0.01 | 0.277 | 0.504 | 0.271 | 0.59 | 7.157 | 6.123 | 850 | 70.02 | -70.02
4364 | 0 | 0 | 0 | 0 | 0.227 | 0.347 | 0.228 | 0.594 | 6.978 | 5.716 | 850 | 87.26 | -87.26
4365 | 0 | 0 | 0 | 0 | 0.205 | 0.25 | 0.194 | 0.538 | 7.082 | 5.707 | 850 | 99.9 | -99.9
4366 | 0 | 0 | 0 | 0 | 0.165 | 0.186 | 0.158 | 0.448 | 7.305 | 6.072 | 850 | 102.39 | -102.39
4367 | 0 | 0 | 0 | 0 | 0.101 | 0.176 | 0.137 | 0.376 | 7.371 | 6.438 | 850 | 102.16 | -102.16
4368 | 0 | 0 | 0 | 0 | 0.048 | 0.195 | 0.128 | 0.32 | 7.051 | 6.556 | 850 | 93.01 | -93.01
4369 | 0 | 0 | 0 | 0 | 0.017 | 0.202 | 0.114 | 0.274 | 6.718 | 6.575 | 850 | 94.88 | -94.88
4370 | 0 | 0 | 0 | 0 | 0.011 | 0.207 | 0.093 | 0.224 | 6.703 | 6.556 | 850 | 84.32 | -84.32
4371 | 0 | 0 | 0 | 0 | 0.022 | 0.223 | 0.08 | 0.192 | 6.703 | 6.704 | 850 | 78.19 | -78.19
4372 | 0 | 0.007 | 0 | 0 | 0.051 | 0.213 | 0.078 | 0.151 | 6.738 | 6.61 | 850 | 78.01 | -78.01
4373 | 0.013 | 0.054 | 0.034 | 0.031 | 0.09 | 0.149 | 0.071 | 0.094 | 6.702 | 5.78 | 850 | 75.63 | -75.63
4374 | 0.053 | 0.139 | 0.101 | 0.103 | 0.141 | 0.132 | 0.088 | 0.06 | 6.905 | 4.992 | 850 | 80.82 | -80.82
4375 | 0.16 | 0.235 | 0.217 | 0.231 | 0.233 | 0.115 | 0.129 | 0.066 | 7.204 | 4.259 | 850 | 122.19 | -122.19
4376 | 0.322 | 0.319 | 0.303 | 0.342 | 0.295 | 0.09 | 0.157 | 0.087 | 7.714 | 3.769 | 850 | 141.3 | -141.3
4377 | 0.481 | 0.372 | 0.353 | 0.413 | 0.33 | 0.083 | 0.178 | 0.106 | 8.224 | 3.784 | 850 | 142.36 | -142.36
4378 | 0.541 | 0.315 | 0.412 | 0.526 | 0.383 | 0.097 | 0.198 | 0.105 | 8.434 | 4.02 | 850 | 115.57 | -115.57
4379 | 0.545 | 0.225 | 0.497 | 0.568 | 0.41 | 0.109 | 0.222 | 0.109 | 8.81 | 4.412 | 850 | 107.01 | -107.01
4380 | 0.517 | 0.169 | 0.387 | 0.5 | 0.436 | 0.117 | 0.236 | 0.115 | 9.248 | 4.74 | 850 | 91.67 | -91.67
4381 | 0.454 | 0.16 | 0.35 | 0.383 | 0.485 | 0.143 | 0.252 | 0.141 | 9.614 | 5.184 | 850 | 77.38 | -77.38
4382 | 0.395 | 0.179 | 0.385 | 0.284 | 0.511 | 0.192 | 0.274 | 0.168 | 9.886 | 5.74 | 850 | 69.9 | -69.9
4383 | 0.395 | 0.242 | 0.256 | 0.283 | 0.528 | 0.28 | 0.285 | 0.19 | 9.988 | 6.267 | 850 | 39.92 | -39.92
4384 | 0.299 | 0.185 | 0.183 | 0.249 | 0.541 | 0.366 | 0.288 | 0.227 | 9.961 | 6.782 | 850 | 34.61 | -34.61
4385 | 0.179 | 0.12 | 0.147 | 0.143 | 0.491 | 0.42 | 0.271 | 0.254 | 9.837 | 7.142 | 850 | 37.63 | -37.63
4386 | 0.096 | 0.057 | 0.051 | 0.055 | 0.412 | 0.357 | 0.236 | 0.248 | 9.746 | 7.407 | 850 | 62.2 | -62.2
4387 | 0.035 | 0.017 | 0.006 | 0.009 | 0.356 | 0.317 | 0.198 | 0.26 | 9.784 | 7.747 | 850 | 78.04 | -78.04
4388 | 0 | 0 | 0 | 0 | 0.323 | 0.352 | 0.202 | 0.3 | 9.823 | 8.473 | 850 | 102.47 | -102.47
4389 | 0 | 0 | 0 | 0 | 0.338 | 0.351 | 0.202 | 0.312 | 9.821 | 9.136 | 850 | 166.79 | -166.79
4390 | 0 | 0 | 0 | 0 | 0.34 | 0.366 | 0.188 | 0.328 | 9.599 | 9.391 | 850 | 129.1 | -129.1
4391 | 0 | 0 | 0 | 0 | 0.352 | 0.389 | 0.162 | 0.325 | 9.243 | 9.382 | 850 | 107.51 | -107.51
4392 | 0 | 0 | 0 | 0 | 0.366 | 0.406 | 0.149 | 0.301 | 9.021 | 9.232 | 850 | 87.88 | -87.88
4393 | 0 | 0 | 0 | 0 | 0.374 | 0.402 | 0.135 | 0.284 | 8.892 | 9.092 | 850 | 81.59 | -81.59
4394 | 0 | 0 | 0 | 0 | 0.384 | 0.381 | 0.118 | 0.263 | 8.658 | 9.039 | 850 | 79.93 | -79.93
4395 | 0 | 0 | 0 | 0 | 0.383 | 0.363 | 0.109 | 0.236 | 8.499 | 8.935 | 850 | 82.07 | -82.07
4396 | 0 | 0.008 | 0 | 0 | 0.387 | 0.31 | 0.099 | 0.19 | 8.463 | 8.583 | 850 | 80.95 | -80.95
4397 | 0.028 | 0.049 | 0.035 | 0.042 | 0.377 | 0.23 | 0.065 | 0.124 | 8.319 | 7.928 | 850 | 81.99 | -81.99
4398 | 0.078 | 0.139 | 0.103 | 0.126 | 0.325 | 0.353 | 0.044 | 0.106 | 8.316 | 7.976 | 850 | 81.99 | -81.99
4399 | 0.168 | 0.287 | 0.225 | 0.272 | 0.328 | 0.432 | 0.059 | 0.138 | 8.52 | 8.134 | 850 | 96.5 | -96.5
4400 | 0.292 | 0.43 | 0.354 | 0.428 | 0.353 | 0.461 | 0.095 | 0.185 | 8.839 | 8.194 | 850 | 100.69 | -100.69
4401 | 0.332 | 0.431 | 0.489 | 0.522 | 0.36 | 0.501 | 0.133 | 0.231 | 9.439 | 8.284 | 850 | 101.27 | -101.27
4402 | 0.442 | 0.345 | 0.49 | 0.536 | 0.363 | 0.534 | 0.172 | 0.254 | 10.226 | 8.436 | 850 | 87.5 | -87.5
4403 | 0.544 | 0.42 | 0.469 | 0.528 | 0.376 | 0.558 | 0.203 | 0.257 | 10.949 | 8.639 | 850 | 83.11 | -83.11
4404 | 0.558 | 0.401 | 0.342 | 0.447 | 0.413 | 0.561 | 0.241 | 0.254 | 11.335 | 8.843 | 850 | 74.56 | -74.56
4405 | 0.425 | 0.39 | 0.276 | 0.343 | 0.47 | 0.546 | 0.279 | 0.248 | 11.202 | 9.044 | 850 | 72.72 | -72.72
4406 | 0.272 | 0.407 | 0.224 | 0.352 | 0.537 | 0.524 | 0.304 | 0.24 | 10.974 | 9.193 | 850 | 69.16 | -69.16
4407 | 0.19 | 0.364 | 0.153 | 0.288 | 0.584 | 0.503 | 0.306 | 0.241 | 10.903 | 9.427 | 850 | 60.93 | -60.93
4408 | 0.133 | 0.24 | 0.086 | 0.206 | 0.579 | 0.487 | 0.292 | 0.245 | 10.855 | 9.888 | 850 | 62.73 | -62.73
4409 | 0.098 | 0.109 | 0.049 | 0.118 | 0.504 | 0.433 | 0.245 | 0.245 | 10.75 | 10.281 | 850 | 74.22 | -74.22
4410 | 0.049 | 0.054 | 0.02 | 0.043 | 0.366 | 0.355 | 0.163 | 0.243 | 10.608 | 10.256 | 850 | 75.9 | -75.9
4411 | 0.01 | 0.015 | 0.002 | 0.003 | 0.347 | 0.373 | 0.117 | 0.311 | 10.516 | 10.348 | 850 | 84.79 | -84.79
4412 | 0 | 0 | 0 | 0 | 0.343 | 0.431 | 0.138 | 0.38 | 10.319 | 10.446 | 850 | 103.63 | -103.63
4413 | 0 | 0 | 0 | 0 | 0.332 | 0.44 | 0.168 | 0.366 | 10.141 | 10.388 | 850 | 115 | -115
4414 | 0 | 0 | 0 | 0 | 0.328 | 0.384 | 0.182 | 0.313 | 10.109 | 10.288 | 850 | 109.96 | -109.96
4415 | 0 | 0 | 0 | 0 | 0.334 | 0.335 | 0.187 | 0.244 | 10.078 | 10.326 | 850 | 109.05 | -109.05
4416 | 0 | 0 | 0 | 0 | 0.328 | 0.294 | 0.195 | 0.199 | 9.941 | 10.259 | 850 | 86 | -86
4417 | 0 | 0 | 0 | 0 | 0.315 | 0.298 | 0.202 | 0.194 | 9.678 | 10.239 | 850 | 68.19 | -68.19
4418 | 0 | 0 | 0 | 0 | 0.304 | 0.325 | 0.191 | 0.208 | 9.416 | 10.233 | 850 | 65.3 | -65.3
4419 | 0 | 0 | 0 | 0 | 0.302 | 0.345 | 0.17 | 0.247 | 9.094 | 10.125 | 850 | 63.18 | -63.18
4420 | 0 | 0.007 | 0 | 0 | 0.282 | 0.305 | 0.151 | 0.249 | 8.565 | 9.925 | 850 | 65.58 | -65.58
4421 | 0.04 | 0.053 | 0.033 | 0.032 | 0.196 | 0.279 | 0.105 | 0.18 | 8.438 | 9.386 | 850 | 71.14 | -71.14
4422 | 0.107 | 0.126 | 0.1 | 0.097 | 0.172 | 0.285 | 0.095 | 0.156 | 8.296 | 8.805 | 850 | 78.91 | -78.91
4423 | 0.256 | 0.252 | 0.205 | 0.229 | 0.212 | 0.26 | 0.1 | 0.132 | 8.464 | 8.543 | 850 | 100.25 | -100.25
4424 | 0.397 | 0.347 | 0.32 | 0.401 | 0.237 | 0.243 | 0.097 | 0.116 | 9.012 | 8.617 | 850 | 116.51 | -116.51
4425 | 0.503 | 0.406 | 0.406 | 0.516 | 0.269 | 0.245 | 0.095 | 0.122 | 9.832 | 8.628 | 850 | 115 | -115
4426 | 0.574 | 0.404 | 0.437 | 0.547 | 0.306 | 0.235 | 0.107 | 0.132 | 10.338 | 8.539 | 850 | 90.59 | -90.59
4427 | 0.58 | 0.346 | 0.521 | 0.548 | 0.347 | 0.223 | 0.138 | 0.134 | 10.168 | 8.335 | 850 | 76.63 | -76.63
4428 | 0.439 | 0.357 | 0.465 | 0.561 | 0.382 | 0.217 | 0.191 | 0.145 | 9.811 | 8.102 | 850 | 73.1 | -73.1
4429 | 0.301 | 0.365 | 0.36 | 0.557 | 0.397 | 0.215 | 0.254 | 0.156 | 9.609 | 8.061 | 850 | 71.76 | -71.76
4430 | 0.215 | 0.337 | 0.143 | 0.441 | 0.416 | 0.203 | 0.306 | 0.161 | 9.525 | 8.14 | 850 | 71.14 | -71.14
4431 | 0.121 | 0.259 | 0.094 | 0.4 | 0.417 | 0.181 | 0.313 | 0.168 | 9.415 | 8.274 | 850 | 73.12 | -73.12
4432 | 0.095 | 0.21 | 0.094 | 0.275 | 0.38 | 0.155 | 0.335 | 0.182 | 8.956 | 8.332 | 850 | 71.98 | -71.98
4433 | 0.076 | 0.154 | 0.092 | 0.099 | 0.31 | 0.128 | 0.33 | 0.173 | 8.315 | 8.141 | 850 | 74.01 | -74.01
4434 | 0.051 | 0.067 | 0.07 | 0.013 | 0.225 | 0.104 | 0.22 | 0.182 | 8.117 | 7.785 | 850 | 86.97 | -86.97
4435 | 0.032 | 0.017 | 0.022 | 0 | 0.174 | 0.102 | 0.169 | 0.215 | 8.179 | 7.634 | 850 | 99.6 | -99.6
4436 | 0 | 0 | 0 | 0 | 0.221 | 0.133 | 0.199 | 0.235 | 8.402 | 8.084 | 850 | 118.79 | -118.79
4437 | 0 | 0 | 0 | 0 | 0.286 | 0.182 | 0.232 | 0.224 | 8.519 | 8.525 | 850 | 163.89 | -163.89
4438 | 0 | 0 | 0 | 0 | 0.366 | 0.224 | 0.254 | 0.25 | 8.931 | 8.665 | 850 | 115.88 | -115.88
4439 | 0 | 0 | 0 | 0 | 0.443 | 0.254 | 0.249 | 0.259 | 9.752 | 8.549 | 850 | 95.32 | -95.32
4440 | 0 | 0 | 0 | 0 | 0.462 | 0.256 | 0.237 | 0.229 | 10.631 | 8.431 | 850 | 76.1 | -76.1
4441 | 0 | 0 | 0 | 0 | 0.482 | 0.232 | 0.235 | 0.196 | 11.7 | 8.348 | 850 | 64.24 | -64.24
4442 | 0 | 0 | 0 | 0 | 0.515 | 0.223 | 0.251 | 0.188 | 12.395 | 8.626 | 850 | 51.94 | -51.94
4443 | 0 | 0 | 0 | 0 | 0.534 | 0.263 | 0.274 | 0.174 | 13.05 | 9.049 | 850 | 26.46 | -26.46
4444 | 0 | 0.008 | 0 | 0 | 0.553 | 0.277 | 0.327 | 0.157 | 13.145 | 9.383 | 850 | 18.01 | -18.01
4445 | 0.024 | 0.046 | 0.033 | 0.032 | 0.541 | 0.225 | 0.338 | 0.131 | 12.33 | 9.712 | 850 | 10.08 | -10.08
4446 | 0.06 | 0.141 | 0.098 | 0.096 | 0.572 | 0.315 | 0.322 | 0.162 | 12.053 | 10.419 | 850 | 10.27 | -10.27
4447 | 0.084 | 0.272 | 0.205 | 0.211 | 0.571 | 0.446 | 0.419 | 0.237 | 12.928 | 11.594 | 850 | 36.43 | -36.43
4448 | 0.096 | 0.369 | 0.296 | 0.34 | 0.512 | 0.566 | 0.577 | 0.293 | 13.257 | 12.464 | 850 | 40 | -40
4449 | 0.2 | 0.358 | 0.347 | 0.544 | 0.553 | 0.669 | 0.642 | 0.335 | 13.109 | 12.723 | 850 | 33.56 | -33.56
4450 | 0.424 | 0.378 | 0.318 | 0.611 | 0.659 | 0.724 | 0.683 | 0.366 | 13.05 | 12.341 | 850 | 22.65 | -22.65
4451 | 0.67 | 0.428 | 0.429 | 0.54 | 0.668 | 0.708 | 0.709 | 0.423 | 12.976 | 11.995 | 850 | 1.9 | -1.9
4452 | 0.709 | 0.431 | 0.555 | 0.424 | 0.671 | 0.658 | 0.72 | 0.483 | 12.902 | 12.288 | 850 | 0 | 0
4453 | 0.691 | 0.289 | 0.389 | 0.348 | 0.69 | 0.615 | 0.723 | 0.545 | 12.937 | 12.434 | 850 | -0.04 | 0.04
4454 | 0.629 | 0.145 | 0.413 | 0.321 | 0.669 | 0.608 | 0.694 | 0.6 | 13.113 | 12.421 | 850 | -5.03 | 5.03
4455 | 0.532 | 0.182 | 0.366 | 0.302 | 0.636 | 0.63 | 0.706 | 0.593 | 13.285 | 12.237 | 850 | -19.09 | 19.09
4456 | 0.394 | 0.242 | 0.279 | 0.22 | 0.608 | 0.595 | 0.668 | 0.522 | 13.319 | 12.089 | 850 | -18.03 | 18.03
4457 | 0.245 | 0.19 | 0.19 | 0.179 | 0.573 | 0.515 | 0.537 | 0.387 | 13.247 | 11.872 | 850 | -8.7 | 8.7
4458 | 0.097 | 0.066 | 0.084 | 0.067 | 0.526 | 0.397 | 0.433 | 0.303 | 13.261 | 11.544 | 850 | -0.03 | 0.03
4459 | 0.032 | 0.022 | 0.024 | 0.016 | 0.507 | 0.328 | 0.396 | 0.331 | 13.071 | 11.278 | 850 | 6.77 | -6.77
4460 | 0 | 0 | 0 | 0 | 0.528 | 0.331 | 0.384 | 0.406 | 12.984 | 10.978 | 850 | 49.85 | -49.85
4461 | 0 | 0 | 0 | 0 | 0.547 | 0.281 | 0.347 | 0.424 | 12.859 | 10.756 | 850 | 86.91 | -86.91
4462 | 0 | 0 | 0 | 0 | 0.526 | 0.271 | 0.324 | 0.368 | 12.734 | 10.448 | 850 | 115.3 | -115.3
4463 | 0 | 0 | 0 | 0 | 0.537 | 0.295 | 0.318 | 0.346 | 12.682 | 10.354 | 850 | 86.91 | -86.91
4464 | 0 | 0 | 0 | 0 | 0.555 | 0.34 | 0.325 | 0.322 | 12.402 | 10.622 | 850 | 64.01 | -64.01
4465 | 0 | 0 | 0 | 0 | 0.597 | 0.376 | 0.323 | 0.319 | 11.995 | 10.727 | 850 | 31.41 | -31.41
4466 | 0 | 0 | 0 | 0 | 0.65 | 0.388 | 0.312 | 0.338 | 11.288 | 10.709 | 850 | 20.13 | -20.13
4467 | 0 | 0 | 0 | 0 | 0.657 | 0.393 | 0.306 | 0.34 | 10.905 | 11.232 | 850 | 20.59 | -20.59
4468 | 0 | 0.007 | 0 | 0 | 0.614 | 0.332 | 0.292 | 0.281 | 10.815 | 11.217 | 850 | 19.79 | -19.79
4469 | 0.031 | 0.049 | 0.033 | 0.041 | 0.531 | 0.182 | 0.233 | 0.152 | 10.754 | 10.801 | 850 | 8.98 | -8.98
4470 | 0.092 | 0.126 | 0.1 | 0.119 | 0.488 | 0.123 | 0.131 | 0.077 | 10.845 | 10.519 | 850 | 10.01 | -10.01
4471 | 0.188 | 0.251 | 0.177 | 0.267 | 0.519 | 0.261 | 0.136 | 0.119 | 11.062 | 10.658 | 850 | 38.19 | -38.19
4472 | 0.336 | 0.325 | 0.262 | 0.388 | 0.577 | 0.35 | 0.199 | 0.127 | 11.659 | 11.206 | 850 | 45.75 | -45.75
4473 | 0.494 | 0.378 | 0.373 | 0.45 | 0.632 | 0.396 | 0.216 | 0.156 | 12.492 | 11.668 | 850 | 39.43 | -39.43
4474 | 0.591 | 0.534 | 0.457 | 0.465 | 0.674 | 0.43 | 0.197 | 0.18 | 13.108 | 12.019 | 850 | 18.56 | -18.56
4475 | 0.616 | 0.644 | 0.539 | 0.544 | 0.688 | 0.46 | 0.177 | 0.161 | 13.345 | 12.26 | 850 | 2.95 | -2.95
4476 | 0.622 | 0.661 | 0.571 | 0.561 | 0.694 | 0.48 | 0.157 | 0.13 | 13.164 | 12.43 | 850 | 0.41 | -0.41
4477 | 0.556 | 0.616 | 0.494 | 0.541 | 0.689 | 0.493 | 0.129 | 0.107 | 12.822 | 12.177 | 850 | -0.05 | 0.05
4478 | 0.487 | 0.539 | 0.336 | 0.446 | 0.691 | 0.497 | 0.103 | 0.093 | 12.372 | 11.523 | 850 | -0.64 | 0.64
4479 | 0.378 | 0.428 | 0.217 | 0.304 | 0.685 | 0.481 | 0.074 | 0.076 | 11.79 | 10.966 | 850 | -0.78 | 0.78
4480 | 0.243 | 0.294 | 0.164 | 0.174 | 0.651 | 0.454 | 0.055 | 0.056 | 10.848 | 10.554 | 850 | -0.03 | 0.03
4481 | 0.137 | 0.169 | 0.122 | 0.101 | 0.559 | 0.416 | 0.044 | 0.033 | 9.697 | 9.99 | 850 | 1.93 | -1.93
4482 | 0.087 | 0.068 | 0.052 | 0.054 | 0.448 | 0.338 | 0.029 | 0.012 | 8.624 | 9.399 | 850 | 16.81 | -16.81
4483 | 0.024 | 0.017 | 0.008 | 0.008 | 0.38 | 0.307 | 0.011 | 0.005 | 7.439 | 9.466 | 850 | 64.35 | -64.35
4484 | 0 | 0 | 0 | 0 | 0.386 | 0.35 | 0.012 | 0.03 | 6.543 | 9.961 | 850 | 90.09 | -90.09
4485 | 0 | 0 | 0 | 0 | 0.429 | 0.356 | 0.056 | 0.089 | 5.978 | 10.028 | 850 | 142.36 | -142.36
4486 | 0 | 0 | 0 | 0 | 0.453 | 0.347 | 0.122 | 0.182 | 5.913 | 9.899 | 850 | 130.38 | -130.38
4487 | 0 | 0 | 0 | 0 | 0.468 | 0.353 | 0.166 | 0.297 | 6.45 | 9.467 | 850 | 102.22 | -102.22
4488 | 0 | 0 | 0 | 0 | 0.503 | 0.361 | 0.188 | 0.396 | 7.276 | 9.198 | 850 | 84.95 | -84.95
4489 | 0 | 0 | 0 | 0 | 0.495 | 0.373 | 0.189 | 0.446 | 8.243 | 8.766 | 850 | 89.1 | -89.1
4490 | 0 | 0 | 0 | 0 | 0.486 | 0.383 | 0.173 | 0.453 | 9.185 | 8.652 | 850 | 70.71 | -70.71
4491 | 0 | 0 | 0 | 0 | 0.528 | 0.377 | 0.186 | 0.436 | 9.44 | 8.865 | 850 | 63.52 | -63.52
4492 | 0 | 0.006 | 0 | 0 | 0.551 | 0.33 | 0.239 | 0.387 | 9.637 | 8.924 | 850 | 46.46 | -46.46
4493 | 0.035 | 0.048 | 0.029 | 0.04 | 0.621 | 0.213 | 0.278 | 0.28 | 10.442 | 8.84 | 850 | 38.62 | -38.62
4494 | 0.103 | 0.132 | 0.09 | 0.119 | 0.521 | 0.172 | 0.263 | 0.147 | 11.25 | 8.696 | 850 | 15.69 | -15.69
4495 | 0.235 | 0.272 | 0.24 | 0.263 | 0.455 | 0.266 | 0.306 | 0.084 | 11.576 | 9.634 | 850 | 5.73 | -5.73
4496 | 0.371 | 0.391 | 0.39 | 0.419 | 0.707 | 0.46 | 0.443 | 0.061 | 12.295 | 11.404 | 850 | 5.37 | -5.37
4497 | 0.464 | 0.488 | 0.505 | 0.541 | 0.753 | 0.572 | 0.436 | 0.043 | 12.75 | 12.919 | 850 | 3.39 | -3.39
4498 | 0.483 | 0.567 | 0.578 | 0.609 | 0.754 | 0.646 | 0.347 | 0.033 | 12.76 | 13.732 | 850 | 0 | 0
4499 | 0.433 | 0.622 | 0.609 | 0.624 | 0.779 | 0.7 | 0.334 | 0.02 | 12.884 | 14.077 | 850 | -9.92 | 9.92
4500 | 0.39 | 0.642 | 0.469 | 0.542 | 0.809 | 0.729 | 0.42 | 0.003 | 13.596 | 13.987 | 850 | -28.87 | 28.87
4501 | 0.357 | 0.583 | 0.284 | 0.472 | 0.807 | 0.724 | 0.495 | 0.025 | 14.626 | 13.385 | 850 | -32.69 | 32.69
4502 | 0.33 | 0.451 | 0.158 | 0.294 | 0.854 | 0.689 | 0.689 | 0.058 | 16.124 | 12.173 | 850 | -44.1 | 44.1
4503 | 0.204 | 0.354 | 0.196 | 0.161 | 0.867 | 0.671 | 0.77 | 0.059 | 17.683 | 11.288 | 850 | -48.07 | 48.07
4504 | 0.12 | 0.205 | 0.174 | 0.071 | 0.872 | 0.663 | 0.671 | 0.039 | 18.774 | 11.502 | 850 | -34.84 | 34.84
4505 | 0.116 | 0.119 | 0.134 | 0.039 | 0.869 | 0.591 | 0.544 | 0.059 | 19.387 | 11.566 | 850 | -13.68 | 13.68
4506 | 0.093 | 0.02 | 0.036 | 0.017 | 0.86 | 0.614 | 0.371 | 0.26 | 18.8 | 12.082 | 850 | -0.06 | 0.06
4507 | 0.028 | 0 | 0.007 | 0.005 | 0.85 | 0.528 | 0.213 | 0.345 | 17.414 | 12.18 | 850 | 1.88 | -1.88
4508 | 0 | 0 | 0 | 0 | 0.835 | 0.517 | 0.286 | 0.403 | 16.162 | 12.163 | 850 | 0.22 | -0.22
4509 | 0 | 0 | 0 | 0 | 0.807 | 0.63 | 0.298 | 0.378 | 15.372 | 12.229 | 850 | 6.69 | -6.69
4510 | 0 | 0 | 0 | 0 | 0.775 | 0.607 | 0.278 | 0.298 | 14.758 | 13.235 | 850 | 9.4 | -9.4
4511 | 0 | 0 | 0 | 0 | 0.716 | 0.518 | 0.237 | 0.212 | 13.894 | 13.365 | 850 | 18 | -18
4512 | 0 | 0 | 0 | 0 | 0.642 | 0.473 | 0.196 | 0.227 | 13.163 | 13.047 | 850 | 14.02 | -14.02
4513 | 0 | 0 | 0 | 0 | 0.551 | 0.41 | 0.189 | 0.304 | 12.804 | 12.659 | 850 | -0.03 | 0.03
4514 | 0 | 0 | 0 | 0 | 0.519 | 0.39 | 0.166 | 0.242 | 12.603 | 12.216 | 850 | -0.1 | 0.1
4515 | 0 | 0 | 0 | 0 | 0.497 | 0.373 | 0.136 | 0.203 | 12.416 | 11.566 | 850 | -0.8 | 0.8
4516 | 0 | 0 | 0 | 0 | 0.467 | 0.344 | 0.091 | 0.219 | 12.12 | 11.29 | 850 | -0.48 | 0.48
4517 | 0.031 | 0.047 | 0.03 | 0.026 | 0.379 | 0.274 | 0.04 | 0.171 | 11.76 | 10.95 | 850 | -0.06 | 0.06
4518 | 0.095 | 0.139 | 0.095 | 0.124 | 0.39 | 0.407 | 0.015 | 0.113 | 11.56 | 11.433 | 850 | -0.01 | 0.01
4519 | 0.26 | 0.295 | 0.182 | 0.272 | 0.443 | 0.414 | 0.014 | 0.087 | 11.412 | 11.711 | 850 | -0.01 | 0.01
4520 | 0.42 | 0.434 | 0.235 | 0.408 | 0.444 | 0.399 | 0.016 | 0.063 | 11.166 | 11.698 | 850 | -0.01 | 0.01
4521 | 0.544 | 0.552 | 0.292 | 0.472 | 0.454 | 0.404 | 0.015 | 0.051 | 10.877 | 11.558 | 850 | -0.6 | 0.6
4522 | 0.629 | 0.622 | 0.319 | 0.466 | 0.454 | 0.386 | 0.009 | 0.044 | 10.533 | 11.197 | 850 | -6.49 | 6.49
4523 | 0.675 | 0.609 | 0.391 | 0.432 | 0.449 | 0.358 | 0.006 | 0.047 | 10.262 | 10.698 | 850 | -9.98 | 9.98
4524 | 0.674 | 0.471 | 0.453 | 0.433 | 0.424 | 0.32 | 0.008 | 0.06 | 10.026 | 10.126 | 850 | -12.04 | 12.04
4525 | 0.556 | 0.367 | 0.537 | 0.386 | 0.403 | 0.274 | 0.01 | 0.068 | 9.722 | 9.522 | 850 | -13.49 | 13.49
4526 | 0.376 | 0.316 | 0.602 | 0.307 | 0.403 | 0.218 | 0.016 | 0.068 | 9.474 | 8.891 | 850 | -22.37 | 22.37
4527 | 0.267 | 0.281 | 0.51 | 0.419 | 0.376 | 0.175 | 0.02 | 0.056 | 9.17 | 8.232 | 850 | -20.98 | 20.98
4528 | 0.235 | 0.238 | 0.34 | 0.29 | 0.328 | 0.157 | 0.018 | 0.04 | 8.601 | 7.444 | 850 | -12.2 | 12.2
4529 | 0.205 | 0.158 | 0.11 | 0.148 | 0.278 | 0.136 | 0.022 | 0.032 | 7.873 | 6.322 | 850 | -6.16 | 6.16
4530 | 0.093 | 0.066 | 0.037 | 0.063 | 0.198 | 0.126 | 0.021 | 0.033 | 7.383 | 5.396 | 850 | -0.08 | 0.08
4531 | 0.029 | 0.019 | 0.007 | 0.005 | 0.151 | 0.132 | 0.032 | 0.053 | 7.31 | 5.109 | 850 | 63.99 | -63.99
4532 | 0 | 0 | 0 | 0 | 0.118 | 0.137 | 0.046 | 0.056 | 7.682 | 4.99 | 850 | 90.27 | -90.27
4533 | 0 | 0 | 0 | 0 | 0.073 | 0.16 | 0.059 | 0.046 | 7.903 | 4.857 | 850 | 125.64 | -125.64
4534 | 0 | 0 | 0 | 0 | 0.049 | 0.199 | 0.1 | 0.061 | 7.99 | 4.902 | 850 | 133.17 | -133.17
4535 | 0 | 0 | 0 | 0 | 0.063 | 0.247 | 0.105 | 0.031 | 8.305 | 5.055 | 850 | 115.2 | -115.2
4536 | 0 | 0 | 0 | 0 | 0.126 | 0.242 | 0.095 | 0.023 | 8.96 | 5.204 | 850 | 97.13 | -97.13
4537 | 0 | 0 | 0 | 0 | 0.208 | 0.218 | 0.09 | 0.05 | 9.514 | 5.04 | 850 | 81.62 | -81.62
4538 | 0 | 0 | 0 | 0 | 0.265 | 0.186 | 0.087 | 0.091 | 9.901 | 4.731 | 850 | 76.65 | -76.65
4539 | 0 | 0 | 0 | 0 | 0.301 | 0.148 | 0.074 | 0.073 | 10.116 | 4.626 | 850 | 74.08 | -74.08
4540 | 0 | 0.004 | 0 | 0 | 0.311 | 0.115 | 0.051 | 0.053 | 9.922 | 4.937 | 850 | 77.72 | -77.72
4541 | 0.031 | 0.043 | 0.023 | 0.035 | 0.26 | 0.067 | 0.031 | 0.037 | 9.491 | 5.299 | 850 | 76.28 | -76.28
4542 | 0.098 | 0.131 | 0.08 | 0.114 | 0.138 | 0.041 | 0.011 | 0.021 | 9.076 | 5.356 | 850 | 80.44 | -80.44
4543 | 0.225 | 0.291 | 0.247 | 0.279 | 0.116 | 0.068 | 0.009 | 0.024 | 9.124 | 5.882 | 850 | 112.18 | -112.18
4544 | 0.381 | 0.437 | 0.408 | 0.433 | 0.157 | 0.107 | 0.012 | 0.018 | 9.003 | 6.832 | 850 | 125 | -125
4545 | 0.52 | 0.558 | 0.529 | 0.555 | 0.188 | 0.148 | 0.009 | 0.014 | 8.665 | 7.359 | 850 | 100.64 | -100.64
4546 | 0.613 | 0.64 | 0.597 | 0.642 | 0.216 | 0.172 | 0.006 | 0.021 | 8.222 | 7.516 | 850 | 77.61 | -77.61
4547 | 0.66 | 0.678 | 0.595 | 0.686 | 0.222 | 0.17 | 0.005 | 0.036 | 7.785 | 7.541 | 850 | 53.93 | -53.93
4548 | 0.672 | 0.68 | 0.602 | 0.679 | 0.195 | 0.161 | 0.007 | 0.046 | 7.353 | 7.598 | 850 | 38.43 | -38.43
4549 | 0.648 | 0.64 | 0.611 | 0.581 | 0.149 | 0.152 | 0.012 | 0.053 | 6.796 | 7.638 | 850 | 31.79 | -31.79
4550 | 0.592 | 0.57 | 0.603 | 0.501 | 0.102 | 0.138 | 0.015 | 0.06 | 6.1 | 7.386 | 850 | 29.45 | -29.45
4551 | 0.496 | 0.45 | 0.488 | 0.406 | 0.067 | 0.109 | 0.015 | 0.069 | 5.35 | 6.838 | 850 | 29.56 | -29.56
4552 | 0.345 | 0.288 | 0.339 | 0.35 | 0.04 | 0.078 | 0.015 | 0.075 | 4.643 | 6.255 | 850 | 36.75 | -36.75
4553 | 0.161 | 0.167 | 0.214 | 0.185 | 0.021 | 0.054 | 0.016 | 0.08 | 4.07 | 5.722 | 850 | 64 | -64
4554 | 0.05 | 0.063 | 0.07 | 0.05 | 0.016 | 0.036 | 0.023 | 0.095 | 3.742 | 5.112 | 850 | 80.2 | -80.2
4555 | 0.009 | 0.015 | 0.018 | 0.012 | 0.046 | 0.056 | 0.024 | 0.114 | 3.815 | 4.754 | 850 | 102.63 | -102.63
4556 | 0 | 0 | 0 | 0 | 0.124 | 0.153 | 0.055 | 0.14 | 4.473 | 4.926 | 850 | 136.49 | -136.49
4557 | 0 | 0 | 0 | 0 | 0.222 | 0.264 | 0.127 | 0.164 | 5.171 | 5.327 | 850 | 257.35 | -257.35
4558 | 0 | 0 | 0 | 0 | 0.289 | 0.322 | 0.207 | 0.176 | 5.696 | 5.7 | 850 | 173.69 | -173.69
4559 | 0 | 0 | 0 | 0 | 0.344 | 0.341 | 0.263 | 0.176 | 5.948 | 5.901 | 850 | 113.65 | -113.65
4560 | 0 | 0 | 0 | 0 | 0.383 | 0.345 | 0.254 | 0.166 | 6.488 | 6.036 | 850 | 92.02 | -92.02
4561 | 0 | 0 | 0 | 0 | 0.408 | 0.34 | 0.224 | 0.153 | 7.187 | 6.123 | 850 | 105.52 | -105.52
4562 | 0 | 0 | 0 | 0 | 0.407 | 0.332 | 0.18 | 0.147 | 7.742 | 6.38 | 850 | 95.96 | -95.96
4563 | 0 | 0 | 0 | 0 | 0.396 | 0.323 | 0.147 | 0.141 | 7.814 | 6.718 | 850 | 93.08 | -93.08
4564 | 0 | 0.004 | 0 | 0 | 0.37 | 0.3 | 0.125 | 0.136 | 7.672 | 7.036 | 850 | 91.14 | -91.14
4565 | 0.011 | 0.038 | 0.024 | 0.03 | 0.296 | 0.196 | 0.115 | 0.089 | 7.73 | 6.934 | 850 | 87.66 | -87.66
4566 | 0.056 | 0.128 | 0.079 | 0.109 | 0.199 | 0.105 | 0.073 | 0.042 | 7.901 | 6.739 | 850 | 96.83 | -96.83
4567 | 0.21 | 0.283 | 0.234 | 0.266 | 0.132 | 0.137 | 0.047 | 0.043 | 8.142 | 6.928 | 850 | 111.38 | -111.38
4568 | 0.346 | 0.396 | 0.372 | 0.418 | 0.114 | 0.208 | 0.071 | 0.054 | 8.616 | 7.476 | 850 | 103.76 | -103.76
4569 | 0.436 | 0.469 | 0.49 | 0.538 | 0.11 | 0.207 | 0.063 | 0.065 | 9.218 | 8.247 | 850 | 94 | -94
4570 | 0.49 | 0.605 | 0.579 | 0.616 | 0.115 | 0.181 | 0.05 | 0.074 | 9.569 | 9.173 | 850 | 67.26 | -67.26
4571 | 0.631 | 0.651 | 0.632 | 0.649 | 0.141 | 0.143 | 0.042 | 0.086 | 9.675 | 10 | 850 | 46.63 | -46.63
4572 | 0.651 | 0.656 | 0.653 | 0.651 | 0.173 | 0.12 | 0.042 | 0.105 | 9.541 | 10.176 | 850 | 33.71 | -33.71
4573 | 0.564 | 0.624 | 0.639 | 0.626 | 0.201 | 0.111 | 0.045 | 0.132 | 8.968 | 9.82 | 850 | 21.95 | -21.95
4574 | 0.536 | 0.558 | 0.583 | 0.568 | 0.21 | 0.103 | 0.044 | 0.16 | 8.212 | 9.123 | 850 | 5.04 | -5.04
4575 | 0.421 | 0.459 | 0.489 | 0.467 | 0.211 | 0.09 | 0.041 | 0.184 | 7.741 | 8.408 | 850 | 2.71 | -2.71
4576 | 0.297 | 0.329 | 0.35 | 0.326 | 0.237 | 0.078 | 0.038 | 0.202 | 7.838 | 8.152 | 850 | 11.08 | -11.08
4577 | 0.196 | 0.182 | 0.205 | 0.17 | 0.286 | 0.077 | 0.037 | 0.215 | 8.175 | 8.159 | 850 | 53.73 | -53.73
4578 | 0.09 | 0.054 | 0.07 | 0.057 | 0.319 | 0.083 | 0.036 | 0.212 | 8.624 | 8.353 | 850 | 81.69 | -81.69
4579 | 0.029 | 0.016 | 0.018 | 0.009 | 0.48 | 0.109 | 0.039 | 0.247 | 9.556 | 9.075 | 850 | 99.27 | -99.27
4580 | 0 | 0 | 0 | 0 | 0.634 | 0.241 | 0.055 | 0.26 | 10.761 | 9.977 | 850 | 151.5 | -151.5
4581 | 0 | 0 | 0 | 0 | 0.694 | 0.446 | 0.076 | 0.254 | 11.812 | 10.641 | 850 | 147.64 | -147.64
4582 | 0 | 0 | 0 | 0 | 0.671 | 0.567 | 0.126 | 0.255 | 12.259 | 11.076 | 850 | 108.12 | -108.12
4583 | 0 | 0 | 0 | 0 | 0.558 | 0.599 | 0.328 | 0.24 | 11.882 | 11.339 | 850 | 86.07 | -86.07
4584 | 0 | 0 | 0 | 0 | 0.434 | 0.59 | 0.427 | 0.171 | 11.497 | 11.5 | 850 | 68.89 | -68.89
4585 | 0 | 0 | 0 | 0 | 0.358 | 0.554 | 0.448 | 0.134 | 10.402 | 11.492 | 850 | 55 | -55
4586 | 0 | 0 | 0 | 0 | 0.292 | 0.497 | 0.426 | 0.091 | 9.277 | 11.425 | 850 | 54.9 | -54.9
4587 | 0 | 0 | 0 | 0 | 0.254 | 0.428 | 0.436 | 0.095 | 9.536 | 11.264 | 850 | 53.92 | -53.92
4588 | 0 | 0.003 | 0 | 0 | 0.274 | 0.338 | 0.34 | 0.158 | 9.969 | 10.766 | 850 | 54.98 | -54.98
4589 | 0.02 | 0.049 | 0.004 | 0.019 | 0.254 | 0.197 | 0.194 | 0.219 | 9.82 | 9.851 | 850 | 59.92 | -59.92
4590 | 0.028 | 0.124 | 0.033 | 0.052 | 0.242 | 0.107 | 0.058 | 0.31 | 9.515 | 8.554 | 850 | 66.14 | -66.14
4591 | 0.06 | 0.215 | 0.118 | 0.088 | 0.161 | 0.087 | 0.024 | 0.365 | 8.689 | 7.274 | 850 | 84.46 | -84.46
4592 | 0.199 | 0.274 | 0.262 | 0.157 | 0.126 | 0.096 | 0.017 | 0.33 | 7.935 | 7.045 | 850 | 106.46 | -106.46
4593 | 0.33 | 0.308 | 0.414 | 0.241 | 0.143 | 0.132 | 0.025 | 0.222 | 7.718 | 8.071 | 850 | 102.01 | -102.01
4594 | 0.5 | 0.319 | 0.501 | 0.276 | 0.17 | 0.166 | 0.056 | 0.138 | 7.529 | 8.522 | 850 | 84.93 | -84.93
4595 | 0.593 | 0.276 | 0.391 | 0.28 | 0.171 | 0.206 | 0.104 | 0.094 | 7.415 | 7.721 | 850 | 65 | -65
4596 | 0.604 | 0.208 | 0.212 | 0.315 | 0.154 | 0.253 | 0.132 | 0.083 | 7.348 | 7.086 | 850 | 55.77 | -55.77
4597 | 0.559 | 0.23 | 0.231 | 0.371 | 0.148 | 0.261 | 0.111 | 0.085 | 7.214 | 6.843 | 850 | 47.13 | -47.13
4598 | 0.496 | 0.268 | 0.291 | 0.354 | 0.14 | 0.225 | 0.092 | 0.101 | 7.008 | 6.097 | 850 | 44.58 | -44.58
4599 | 0.427 | 0.266 | 0.321 | 0.222 | 0.127 | 0.17 | 0.077 | 0.147 | 6.723 | 5.173 | 850 | 55 | -55
4600 | 0.331 | 0.207 | 0.26 | 0.079 | 0.113 | 0.112 | 0.056 | 0.179 | 6.358 | 4.501 | 850 | 58.43 | -58.43
4601 | 0.171 | 0.106 | 0.133 | 0.046 | 0.09 | 0.071 | 0.032 | 0.161 | 6.277 | 3.718 | 850 | 67.48 | -67.48
4602 | 0.049 | 0.028 | 0.07 | 0.024 | 0.084 | 0.045 | 0.018 | 0.143 | 6.542 | 2.984 | 850 | 80.14 | -80.14
4603 | 0.009 | 0.002 | 0.018 | 0.002 | 0.088 | 0.034 | 0.01 | 0.154 | 6.903 | 3.229 | 850 | 80.73 | -80.73
4604 | 0 | 0 | 0 | 0 | 0.108 | 0.037 | 0.007 | 0.14 | 7.192 | 4.093 | 850 | 99.72 | -99.72
4605 | 0 | 0 | 0 | 0 | 0.163 | 0.042 | 0.009 | 0.109 | 7.117 | 4.921 | 850 | 148.61 | -148.61
4606 | 0 | 0 | 0 | 0 | 0.218 | 0.048 | 0.032 | 0.152 | 6.82 | 5.677 | 850 | 164.08 | -164.08
4607 | 0 | 0 | 0 | 0 | 0.239 | 0.062 | 0.077 | 0.087 | 6.595 | 6.441 | 850 | 113.97 | -113.97
4608 | 0 | 0 | 0 | 0 | 0.226 | 0.078 | 0.129 | 0.032 | 6.47 | 7.098 | 850 | 92.92 | -92.92
4609 | 0 | 0 | 0 | 0 | 0.182 | 0.088 | 0.166 | 0.051 | 6.644 | 7.218 | 850 | 96.02 | -96.02
4610 | 0 | 0 | 0 | 0 | 0.114 | 0.098 | 0.176 | 0.067 | 7.034 | 6.701 | 850 | 79.95 | -79.95
4611 | 0 | 0 | 0 | 0 | 0.044 | 0.114 | 0.17 | 0.076 | 7.575 | 5.992 | 850 | 77.06 | -77.06
4612 | 0 | 0.002 | 0 | 0 | 0.007 | 0.139 | 0.142 | 0.075 | 7.996 | 5.538 | 850 | 79.6 | -79.6
4613 | 0.029 | 0.045 | 0.016 | 0.019 | 0.017 | 0.123 | 0.081 | 0.051 | 8.158 | 5.489 | 850 | 80.31 | -80.31
4614 | 0.09 | 0.117 | 0.076 | 0.048 | 0.031 | 0.126 | 0.038 | 0.027 | 8.167 | 5.834 | 850 | 81.98 | -81.98
4615 | 0.239 | 0.18 | 0.171 | 0.103 | 0.072 | 0.165 | 0.03 | 0.023 | 8.653 | 6.496 | 850 | 107.71 | -107.71
4616 | 0.395 | 0.332 | 0.308 | 0.2 | 0.148 | 0.212 | 0.032 | 0.017 | 9.062 | 7.067 | 850 | 120 | -120
4617 | 0.519 | 0.497 | 0.458 | 0.304 | 0.237 | 0.233 | 0.039 | 0.019 | 9.071 | 7.237 | 850 | 106.53 | -106.53
4618 | 0.607 | 0.568 | 0.573 | 0.383 | 0.306 | 0.214 | 0.051 | 0.025 | 8.753 | 6.921 | 850 | 89.11 | -89.11
4619 | 0.664 | 0.604 | 0.634 | 0.549 | 0.345 | 0.178 | 0.068 | 0.029 | 8.434 | 6.278 | 850 | 80.69 | -80.69
4620 | 0.681 | 0.604 | 0.636 | 0.598 | 0.346 | 0.147 | 0.08 | 0.025 | 8.206 | 5.726 | 850 | 66.6 | -66.6
4621 | 0.66 | 0.544 | 0.607 | 0.584 | 0.317 | 0.118 | 0.08 | 0.019 | 7.955 | 5.492 | 850 | 57.44 | -57.44
4622 | 0.603 | 0.486 | 0.543 | 0.534 | 0.283 | 0.089 | 0.069 | 0.017 | 7.66 | 5.538 | 850 | 47.7 | -47.7
4623 | 0.509 | 0.373 | 0.459 | 0.441 | 0.24 | 0.065 | 0.054 | 0.018 | 7.271 | 5.687 | 850 | 44.48 | -44.48
4624 | 0.376 | 0.276 | 0.304 | 0.321 | 0.19 | 0.05 | 0.045 | 0.018 | 6.824 | 5.661 | 850 | 50.1 | -50.1
4625 | 0.221 | 0.167 | 0.179 | 0.175 | 0.157 | 0.036 | 0.037 | 0.017 | 6.384 | 5.36 | 850 | 60.98 | -60.98
4626 | 0.089 | 0.064 | 0.077 | 0.062 | 0.165 | 0.023 | 0.029 | 0.018 | 6.174 | 4.972 | 850 | 81.91 | -81.91
4627 | 0.024 | 0.016 | 0.016 | 0.011 | 0.186 | 0.018 | 0.028 | 0.028 | 6.164 | 4.823 | 850 | 91.58 | -91.58
4628 | 0 | 0 | 0 | 0 | 0.226 | 0.02 | 0.053 | 0.047 | 6.074 | 4.956 | 850 | 120 | -120
4629 | 0 | 0 | 0 | 0 | 0.254 | 0.024 | 0.081 | 0.073 | 5.875 | 5.156 | 850 | 184.33 | -184.33
4630 | 0 | 0 | 0 | 0 | 0.236 | 0.031 | 0.095 | 0.096 | 5.693 | 5.485 | 850 | 166.74 | -166.74
4631 | 0 | 0 | 0 | 0 | 0.202 | 0.033 | 0.094 | 0.096 | 5.416 | 5.764 | 850 | 121.59 | -121.59
4632 | 0 | 0 | 0 | 0 | 0.177 | 0.041 | 0.083 | 0.093 | 5.112 | 5.889 | 850 | 98.12 | -98.12
4633 | 0 | 0 | 0 | 0 | 0.169 | 0.05 | 0.083 | 0.132 | 4.913 | 5.902 | 850 | 102.42 | -102.42
4634 | 0 | 0 | 0 | 0 | 0.179 | 0.06 | 0.089 | 0.23 | 4.816 | 5.726 | 850 | 87.31 | -87.31
4635 | 0 | 0 | 0 | 0 | 0.201 | 0.083 | 0.081 | 0.316 | 4.855 | 5.488 | 850 | 82.87 | -82.87
4636 | 0 | 0.001 | 0 | 0 | 0.233 | 0.114 | 0.095 | 0.36 | 4.806 | 5.342 | 850 | 83.03 | -83.03
4637 | 0.037 | 0.037 | 0.013 | 0.01 | 0.191 | 0.098 | 0.122 | 0.36 | 4.607 | 4.923 | 850 | 82.21 | -82.21
4638 | 0.103 | 0.101 | 0.042 | 0.072 | 0.154 | 0.083 | 0.09 | 0.216 | 4.078 | 4.473 | 850 | 84.25 | -84.25
4639 | 0.171 | 0.186 | 0.092 | 0.176 | 0.197 | 0.097 | 0.056 | 0.101 | 3.272 | 4.059 | 850 | 107.94 | -107.94
4640 | 0.226 | 0.334 | 0.146 | 0.208 | 0.252 | 0.135 | 0.104 | 0.09 | 2.812 | 3.711 | 850 | 109.92 | -109.92
4641 | 0.331 | 0.387 | 0.187 | 0.175 | 0.325 | 0.207 | 0.205 | 0.078 | 2.946 | 3.619 | 850 | 109.6 | -109.6
4642 | 0.449 | 0.401 | 0.145 | 0.232 | 0.338 | 0.297 | 0.295 | 0.055 | 3.659 | 4.05 | 850 | 102.4 | -102.4
4643 | 0.42 | 0.4 | 0.159 | 0.27 | 0.319 | 0.363 | 0.229 | 0.057 | 4.875 | 4.855 | 850 | 95.87 | -95.87
4644 | 0.305 | 0.438 | 0.178 | 0.195 | 0.31 | 0.41 | 0.164 | 0.044 | 6.113 | 5.863 | 850 | 89.83 | -89.83
4645 | 0.17 | 0.266 | 0.258 | 0.16 | 0.282 | 0.417 | 0.247 | 0.049 | 7.301 | 7.283 | 850 | 83.25 | -83.25
4646 | 0.148 | 0.15 | 0.427 | 0.121 | 0.196 | 0.35 | 0.256 | 0.048 | 8.506 | 8.787 | 850 | 78.6 | -78.6
4647 | 0.186 | 0.117 | 0.329 | 0.089 | 0.105 | 0.269 | 0.23 | 0.111 | 10.051 | 9.967 | 850 | 78.04 | -78.04
4648 | 0.202 | 0.092 | 0.126 | 0.061 | 0.101 | 0.274 | 0.165 | 0.347 | 11.345 | 11.231 | 850 | 78.19 | -78.19
4649 | 0.156 | 0.07 | 0.055 | 0.037 | 0.159 | 0.262 | 0.171 | 0.446 | 11.89 | 12.088 | 850 | 85.71 | -85.71
4650 | 0.093 | 0.024 | 0.019 | 0.011 | 0.254 | 0.254 | 0.102 | 0.531 | 12.088 | 12.462 | 850 | 85.54 | -85.54
4651 | 0.026 | 0 | 0.005 | 0 | 0.35 | 0.234 | 0.147 | 0.311 | 12.762 | 12.697 | 850 | 92.26 | -92.26
4652 | 0 | 0 | 0 | 0 | 0.446 | 0.222 | 0.197 | 0.155 | 12.243 | 12.25 | 850 | 102.39 | -102.39
4653 | 0 | 0 | 0 | 0 | 0.558 | 0.187 | 0.235 | 0.299 | 11.612 | 11.677 | 850 | 93.29 | -93.29
4654 | 0 | 0 | 0 | 0 | 0.655 | 0.153 | 0.251 | 0.304 | 10.472 | 10.694 | 850 | 94.61 | -94.61
4655 | 0 | 0 | 0 | 0 | 0.679 | 0.184 | 0.265 | 0.36 | 9.17 | 9.713 | 850 | 85.66 | -85.66
4656 | 0 | 0 | 0 | 0 | 0.709 | 0.271 | 0.274 | 0.531 | 7.864 | 8.861 | 850 | 79.11 | -79.11
4657 | 0 | 0 | 0 | 0 | 0.683 | 0.38 | 0.238 | 0.506 | 7.014 | 8.55 | 850 | 50.65 | -50.65
4658 | 0 | 0 | 0 | 0 | 0.657 | 0.454 | 0.212 | 0.252 | 8.385 | 8.45 | 850 | 50.52 | -50.52
4659 | 0 | 0 | 0 | 0 | 0.622 | 0.46 | 0.178 | 0.224 | 10.497 | 8.509 | 850 | 36.92 | -36.92
4660 | 0 | 0 | 0 | 0 | 0.619 | 0.472 | 0.148 | 0.205 | 11.614 | 8.759 | 850 | 37.67 | -37.67
4661 | 0.032 | 0.014 | 0.025 | 0.035 | 0.585 | 0.406 | 0.095 | 0.147 | 12.669 | 8.857 | 850 | 32.72 | -32.72
4662 | 0.093 | 0.086 | 0.082 | 0.116 | 0.646 | 0.413 | 0.067 | 0.119 | 13.561 | 8.84 | 850 | 31.05 | -31.05
4663 | 0.233 | 0.232 | 0.243 | 0.266 | 0.697 | 0.433 | 0.053 | 0.101 | 13.731 | 8.94 | 850 | 30.66 | -30.66
4664 | 0.373 | 0.377 | 0.392 | 0.389 | 0.702 | 0.417 | 0.055 | 0.093 | 13.203 | 9.155 | 850 | 27.82 | -27.82
4665 | 0.498 | 0.51 | 0.529 | 0.464 | 0.705 | 0.39 | 0.063 | 0.106 | 12.216 | 9.177 | 850 | 26.6 | -26.6
4666 | 0.574 | 0.596 | 0.615 | 0.519 | 0.709 | 0.364 | 0.067 | 0.126 | 11.348 | 9.049 | 850 | 20.97 | -20.97
4667 | 0.649 | 0.663 | 0.658 | 0.564 | 0.711 | 0.346 | 0.067 | 0.133 | 10.6 | 8.803 | 850 | 5.16 | -5.16
4668 | 0.648 | 0.668 | 0.665 | 0.577 | 0.713 | 0.347 | 0.07 | 0.131 | 9.997 | 8.589 | 850 | 0.04 | -0.04
4669 | 0.59 | 0.611 | 0.631 | 0.578 | 0.719 | 0.363 | 0.07 | 0.119 | 9.675 | 8.443 | 850 | -0.01 | 0.01
4670 | 0.527 | 0.579 | 0.554 | 0.558 | 0.701 | 0.366 | 0.066 | 0.104 | 9.784 | 8.338 | 850 | -5 | 5
4671 | 0.428 | 0.475 | 0.45 | 0.364 | 0.659 | 0.345 | 0.054 | 0.095 | 10.07 | 8.243 | 850 | -14.9 | 14.9
4672 | 0.312 | 0.342 | 0.329 | 0.182 | 0.617 | 0.315 | 0.042 | 0.095 | 10.318 | 8.296 | 850 | -11.47 | 11.47
4673 | 0.21 | 0.191 | 0.206 | 0.087 | 0.547 | 0.29 | 0.032 | 0.088 | 10.44 | 8.395 | 850 | -3.48 | 3.48
4674 | 0.089 | 0.058 | 0.075 | 0.043 | 0.389 | 0.241 | 0.025 | 0.073 | 10.396 | 8.294 | 850 | -0.01 | 0.01
4675 | 0.027 | 0.016 | 0.015 | 0.007 | 0.315 | 0.199 | 0.018 | 0.057 | 10.493 | 8.392 | 850 | 28.77 | -28.77
4676 | 0 | 0 | 0 | 0 | 0.329 | 0.184 | 0.012 | 0.043 | 10.759 | 8.806 | 850 | 50.33 | -50.33
4677 | 0 | 0 | 0 | 0 | 0.352 | 0.157 | 0.011 | 0.037 | 10.934 | 9.156 | 850 | 75.45 | -75.45
4678 | 0 | 0 | 0 | 0 | 0.363 | 0.105 | 0.011 | 0.048 | 11.087 | 9.244 | 850 | 76.26 | -76.26
4679 | 0 | 0 | 0 | 0 | 0.36 | 0.071 | 0.012 | 0.076 | 11.236 | 9.318 | 850 | 78.84 | -78.84
4680 | 0 | 0 | 0 | 0 | 0.352 | 0.058 | 0.012 | 0.103 | 11.307 | 9.169 | 850 | 63 | -63
4681 | 0 | 0 | 0 | 0 | 0.355 | 0.054 | 0.012 | 0.108 | 11.43 | 8.917 | 850 | 88.95 | -88.95
4682 | 0 | 0 | 0 | 0 | 0.37 | 0.049 | 0.012 | 0.095 | 11.531 | 8.72 | 850 | 63.19 | -63.19
4683 | 0 | 0 | 0 | 0 | 0.396 | 0.037 | 0.02 | 0.068 | 11.574 | 8.607 | 850 | 55.45 | -55.45
4684 | 0 | 0.002 | 0 | 0 | 0.404 | 0.021 | 0.03 | 0.056 | 11.613 | 8.424 | 850 | 44.3 | -44.3
4685 | 0.029 | 0.039 | 0.025 | 0.032 | 0.298 | 0.008 | 0.04 | 0.053 | 11.538 | 7.913 | 850 | 37.93 | -37.93
4686 | 0.09 | 0.124 | 0.082 | 0.11 | 0.208 | 0.011 | 0.031 | 0.036 | 11.454 | 8.164 | 850 | 36.81 | -36.81
4687 | 0.245 | 0.256 | 0.243 | 0.271 | 0.294 | 0.035 | 0.025 | 0.04 | 11.73 | 8.802 | 850 | 31.96 | -31.96
4688 | 0.385 | 0.389 | 0.39 | 0.422 | 0.332 | 0.067 | 0.035 | 0.034 | 11.895 | 9.043 | 850 | 14.28 | -14.28
4689 | 0.457 | 0.492 | 0.509 | 0.529 | 0.362 | 0.104 | 0.062 | 0.025 | 12.194 | 8.972 | 850 | 0.29 | -0.29
4690 | 0.527 | 0.561 | 0.619 | 0.595 | 0.385 | 0.139 | 0.083 | 0.013 | 12.519 | 8.826 | 850 | -3.31 | 3.31
4691 | 0.614 | 0.574 | 0.637 | 0.644 | 0.409 | 0.161 | 0.098 | 0.008 | 12.832 | 8.708 | 850 | -21.13 | 21.13
4692 | 0.631 | 0.573 | 0.62 | 0.644 | 0.423 | 0.147 | 0.12 | 0.011 | 13.023 | 8.432 | 850 | -40.08 | 40.08
4693 | 0.596 | 0.545 | 0.517 | 0.535 | 0.417 | 0.135 | 0.15 | 0.016 | 13.05 | 8.092 | 850 | -59.47 | 59.47
4694 | 0.534 | 0.483 | 0.309 | 0.532 | 0.42 | 0.127 | 0.186 | 0.023 | 13.078 | 7.856 | 850 | -73.96 | 73.96
4695 | 0.441 | 0.401 | 0.219 | 0.443 | 0.42 | 0.117 | 0.186 | 0.031 | 13.043 | 7.765 | 850 | -73.96 | 73.96
4696 | 0.329 | 0.291 | 0.114 | 0.222 | 0.39 | 0.107 | 0.151 | 0.04 | 12.934 | 7.802 | 850 | -51.82 | 51.82
4697 | 0.193 | 0.169 | 0.094 | 0.082 | 0.306 | 0.085 | 0.102 | 0.033 | 12.461 | 7.494 | 850 | -20.03 | 20.03
4698 | 0.087 | 0.061 | 0.077 | 0.022 | 0.216 | 0.062 | 0.064 | 0.013 | 11.952 | 6.942 | 850 | -0.05 | 0.05
4699 | 0.023 | 0.012 | 0.018 | 0 | 0.201 | 0.036 | 0.037 | 0.029 | 11.763 | 7.046 | 850 | 46.54 | -46.54
4700 | 0 | 0 | 0 | 0 | 0.215 | 0.018 | 0.011 | 0.092 | 11.822 | 7.605 | 850 | 91.93 | -91.93
4701 | 0 | 0 | 0 | 0 | 0.228 | 0.013 | 0.005 | 0.176 | 11.836 | 8.143 | 850 | 115.8 | -115.8
4702 | 0 | 0 | 0 | 0 | 0.237 | 0.027 | 0.008 | 0.194 | 11.882 | 8.455 | 850 | 108.68 | -108.68
4703 | 0 | 0 | 0 | 0 | 0.236 | 0.057 | 0.01 | 0.163 | 11.841 | 8.553 | 850 | 105.84 | -105.84
4704 | 0 | 0 | 0 | 0 | 0.226 | 0.094 | 0.009 | 0.133 | 11.543 | 8.387 | 850 | 87.06 | -87.06
4705 | 0 | 0 | 0 | 0 | 0.223 | 0.133 | 0.009 | 0.108 | 11.265 | 8.057 | 850 | 79.35 | -79.35
4706 | 0 | 0 | 0 | 0 | 0.233 | 0.162 | 0.014 | 0.084 | 11.093 | 7.736 | 850 | 66.24 | -66.24
4707 | 0 | 0 | 0 | 0 | 0.255 | 0.184 | 0.021 | 0.066 | 10.883 | 7.712 | 850 | 58.17 | -58.17
4708 | 0 | 0.002 | 0 | 0 | 0.279 | 0.18 | 0.023 | 0.067 | 10.671 | 7.694 | 850 | 63.03 | -63.03
4709 | 0.028 | 0.033 | 0.025 | 0.033 | 0.251 | 0.114 | 0.039 | 0.101 | 10.239 | 7.364 | 850 | 67.82 | -67.82
4710 | 0.088 | 0.124 | 0.082 | 0.103 | 0.131 | 0.041 | 0.048 | 0.079 | 9.871 | 6.836 | 850 | 80.07 | -80.07
4711 | 0.243 | 0.283 | 0.236 | 0.237 | 0.094 | 0.041 | 0.037 | 0.07 | 9.654 | 7.349 | 850 | 120 | -120
4712 | 0.4 | 0.429 | 0.39 | 0.39 | 0.127 | 0.053 | 0.043 | 0.091 | 9.296 | 8.289 | 850 | 144.1 | -144.1
4713 | 0.513 | 0.541 | 0.517 | 0.527 | 0.137 | 0.07 | 0.042 | 0.067 | 9.172 | 8.749 | 850 | 89.77 | -89.77
4714 | 0.603 | 0.617 | 0.606 | 0.615 | 0.125 | 0.085 | 0.029 | 0.045 | 8.976 | 8.844 | 850 | 59.29 | -59.29
4715 | 0.647 | 0.657 | 0.655 | 0.659 | 0.094 | 0.098 | 0.02 | 0.038 | 8.393 | 8.95 | 850 | 35.52 | -35.52
4716 | 0.639 | 0.67 | 0.667 | 0.665 | 0.058 | 0.104 | 0.023 | 0.04 | 7.291 | 8.764 | 850 | 11.29 | -11.29
4717 | 0.649 | 0.638 | 0.639 | 0.635 | 0.03 | 0.091 | 0.033 | 0.053 | 6.028 | 8.128 | 850 | 0.07 | -0.07
4718 | 0.603 | 0.569 | 0.543 | 0.569 | 0.018 | 0.068 | 0.043 | 0.086 | 4.81 | 7.255 | 850 | -0.01 | 0.01
4719 | 0.499 | 0.465 | 0.407 | 0.467 | 0.016 | 0.047 | 0.029 | 0.136 | 3.592 | 6.33 | 850 | -0.07 | 0.07
4720 | 0.353 | 0.323 | 0.225 | 0.332 | 0.034 | 0.028 | 0.022 | 0.19 | 2.78 | 5.261 | 850 | 3.54 | -3.54
4721 | 0.14 | 0.147 | 0.104 | 0.179 | 0.068 | 0.012 | 0.047 | 0.222 | 3.909 | 3.981 | 850 | 44.29 | -44.29
4722 | 0.064 | 0.052 | 0.054 | 0.053 | 0.098 | 0.007 | 0.075 | 0.236 | 4.826 | 3.206 | 850 | 82 | -82
4723 | 0.017 | 0.009 | 0.006 | 0.008 | 0.232 | 0.022 | 0.062 | 0.285 | 6.527 | 3.889 | 850 | 114.35 | -114.35
4724 | 0 | 0 | 0 | 0 | 0.371 | 0.126 | 0.049 | 0.369 | 7.386 | 5.467 | 850 | 204.19 | -204.19
4725 | 0 | 0 | 0 | 0 | 0.495 | 0.303 | 0.101 | 0.423 | 8.057 | 7.213 | 850 | 224.96 | -224.96
4726 | 0 | 0 | 0 | 0 | 0.518 | 0.411 | 0.242 | 0.405 | 8.781 | 8.296 | 850 | 143.56 | -143.56
4727 | 0 | 0 | 0 | 0 | 0.473 | 0.393 | 0.34 | 0.322 | 9.191 | 8.752 | 850 | 92.48 | -92.48
4728 | 0 | 0 | 0 | 0 | 0.41 | 0.319 | 0.31 | 0.257 | 9.183 | 8.903 | 850 | 80.1 | -80.1
4729 | 0 | 0 | 0 | 0 | 0.325 | 0.251 | 0.101 | 0.172 | 9.207 | 8.978 | 850 | 76.59 | -76.59
4730 | 0 | 0 | 0 | 0 | 0.263 | 0.203 | 0.076 | 0.044 | 9.207 | 9.157 | 850 | 63.77 | -63.77
4731 | 0 | 0 | 0 | 0 | 0.246 | 0.187 | 0.177 | 0.417 | 8.892 | 9.266 | 850 | 52.49 | -52.49
4732 | 0 | 0 | 0 | 0 | 0.283 | 0.147 | 0.213 | 0.503 | 8.433 | 9.137 | 850 | 36.82 | -36.82
4733 | 0.008 | 0.027 | 0.013 | 0.004 | 0.316 | 0.087 | 0.158 | 0.355 | 7.954 | 8.684 | 850 | 38.16 | -38.16
4734 | 0.065 | 0.058 | 0.082 | 0.029 | 0.346 | 0.056 | 0.157 | 0.262 | 7.561 | 8.186 | 850 | 50.32 | -50.32
4735 | 0.185 | 0.087 | 0.233 | 0.091 | 0.567 | 0.074 | 0.215 | 0.152 | 7.074 | 7.669 | 850 | 80.35 | -80.35
4736 | 0.35 | 0.111 | 0.382 | 0.141 | 0.691 | 0.14 | 0.271 | 0.095 | 7.257 | 7.349 | 850 | 90.95 | -90.95
4737 | 0.509 | 0.133 | 0.431 | 0.236 | 0.713 | 0.205 | 0.347 | 0.077 | 8.438 | 7.574 | 850 | 84.31 | -84.31
4738 | 0.617 | 0.179 | 0.582 | 0.452 | 0.697 | 0.207 | 0.357 | 0.06 | 10.133 | 7.572 | 850 | 62.77 | -62.77
4739 | 0.675 | 0.287 | 0.655 | 0.611 | 0.632 | 0.235 | 0.381 | 0.048 | 11.508 | 7.243 | 850 | 21.49 | -21.49
4740 | 0.689 | 0.431 | 0.677 | 0.646 | 0.548 | 0.292 | 0.425 | 0.043 | 11.841 | 6.871 | 850 | 0.06 | -0.06
4741 | 0.652 | 0.557 | 0.653 | 0.612 | 0.504 | 0.318 | 0.469 | 0.04 | 10.706 | 6.802 | 850 | -8.03 | 8.03
4742 | 0.515 | 0.508 | 0.58 | 0.536 | 0.497 | 0.34 | 0.489 | 0.047 | 9.465 | 7.23 | 850 | -11.03 | 11.03
4743 | 0.269 | 0.41 | 0.476 | 0.459 | 0.473 | 0.366 | 0.487 | 0.065 | 8.655 | 8.145 | 850 | -11.48 | 11.48
4744 | 0.233 | 0.282 | 0.343 | 0.33 | 0.477 | 0.358 | 0.457 | 0.094 | 7.962 | 8.77 | 850 | -11.14 | 11.14
4745 | 0.112 | 0.168 | 0.187 | 0.184 | 0.406 | 0.32 | 0.376 | 0.109 | 7.331 | 8.408 | 850 | -2.3 | 2.3
4746 | 0.034 | 0.066 | 0.074 | 0.059 | 0.34 | 0.259 | 0.285 | 0.097 | 7.125 | 7.451 | 850 | 22.12 | -22.12
4747 | 0.013 | 0.011 | 0.016 | 0.009 | 0.345 | 0.291 | 0.233 | 0.088 | 7.504 | 6.219 | 850 | 63.02 | -63.02
4748 | 0 | 0 | 0 | 0 | 0.376 | 0.37 | 0.2 | 0.085 | 7.605 | 5.223 | 850 | 81.99 | -81.99
4749 | 0 | 0 | 0 | 0 | 0.403 | 0.403 | 0.177 | 0.093 | 8.082 | 5.011 | 850 | 121.6 | -121.6
4750 | 0 | 0 | 0 | 0 | 0.43 | 0.387 | 0.169 | 0.125 | 8.761 | 5.977 | 850 | 114.28 | -114.28
4751 | 0 | 0 | 0 | 0 | 0.469 | 0.36 | 0.146 | 0.171 | 9.357 | 7.29 | 850 | 105.81 | -105.81
4752 | 0 | 0 | 0 | 0 | 0.491 | 0.338 | 0.118 | 0.172 | 9.665 | 8.113 | 850 | 84.31 | -84.31
4753 | 0 | 0 | 0 | 0 | 0.497 | 0.33 | 0.104 | 0.138 | 9.9 | 8.584 | 850 | 87.4 | -87.4
4754 | 0 | 0 | 0 | 0 | 0.498 | 0.329 | 0.094 | 0.108 | 9.973 | 8.842 | 850 | 72.98 | -72.98
4755 | 0 | 0 | 0 | 0 | 0.537 | 0.33 | 0.083 | 0.089 | 10.062 | 9.036 | 850 | 72.82 | -72.82
4756 | 0 | 0.001 | 0 | 0 | 0.532 | 0.318 | 0.074 | 0.074 | 10.028 | 9.08 | 850 | 70.53 | -70.53
4757 | 0.03 | 0.04 | 0.015 | 0.019 | 0.49 | 0.23 | 0.062 | 0.052 | 10.278 | 8.859 | 850 | 71.05 | -71.05
4758 | 0.092 | 0.106 | 0.073 | 0.098 | 0.525 | 0.252 | 0.029 | 0.034 | 10.763 | 9.167 | 850 | 77.44 | -77.44
4759 | 0.222 | 0.211 | 0.181 | 0.212 | 0.577 | 0.387 | 0.018 | 0.031 | 11.417 | 9.594 | 850 | 90.05 | -90.05
4760 | 0.297 | 0.324 | 0.353 | 0.348 | 0.573 | 0.449 | 0.016 | 0.02 | 11.973 | 9.915 | 850 | 99.76 | -99.76
4761 | 0.312 | 0.432 | 0.498 | 0.444 | 0.553 | 0.478 | 0.018 | 0.033 | 12.027 | 10.115 | 850 | 105.7 | -105.7
4762 | 0.406 | 0.5 | 0.594 | 0.5 | 0.52 | 0.483 | 0.02 | 0.063 | 11.8 | 10.209 | 850 | 77.14 | -77.14
4763 | 0.542 | 0.521 | 0.648 | 0.552 | 0.482 | 0.48 | 0.021 | 0.1 | 11.602 | 10.369 | 850 | 58.19 | -58.19
4764 | 0.574 | 0.53 | 0.663 | 0.609 | 0.45 | 0.474 | 0.02 | 0.127 | 11.383 | 10.715 | 850 | 41.75 | -41.75
4765 | 0.506 | 0.515 | 0.639 | 0.608 | 0.413 | 0.465 | 0.017 | 0.136 | 11.094 | 11.176 | 850 | 32.59 | -32.59
4766 | 0.499 | 0.451 | 0.573 | 0.539 | 0.374 | 0.448 | 0.016 | 0.126 | 10.805 | 11.553 | 850 | 21.85 | -21.85
4767 | 0.452 | 0.382 | 0.458 | 0.442 | 0.338 | 0.418 | 0.017 | 0.1 | 10.524 | 11.677 | 850 | 10.8 | -10.8
4768 | 0.351 | 0.274 | 0.332 | 0.296 | 0.301 | 0.388 | 0.022 | 0.073 | 10.24 | 11.588 | 850 | 13.47 | -13.47
4769 | 0.212 | 0.16 | 0.193 | 0.158 | 0.254 | 0.347 | 0.035 | 0.054 | 9.862 | 11.31 | 850 | 38.88 | -38.88
4770 | 0.085 | 0.061 | 0.073 | 0.058 | 0.191 | 0.277 | 0.067 | 0.051 | 9.227 | 10.902 | 850 | 61.68 | -61.68
4771 | 0.025 | 0.012 | 0.015 | 0.008 | 0.148 | 0.228 | 0.132 | 0.049 | 8.498 | 10.485 | 850 | 82.93 | -82.93
4772 | 0 | 0 | 0 | 0 | 0.124 | 0.242 | 0.226 | 0.045 | 7.778 | 10.376 | 850 | 106.89 | -106.89
4773 | 0 | 0 | 0 | 0 | 0.09 | 0.256 | 0.304 | 0.039 | 6.891 | 10.103 | 850 | 187.95 | -187.95
4774 | 0 | 0 | 0 | 0 | 0.054 | 0.267 | 0.363 | 0.038 | 5.931 | 9.737 | 850 | 143.47 | -143.47
4775 | 0 | 0 | 0 | 0 | 0.025 | 0.264 | 0.409 | 0.046 | 5.104 | 9.401 | 850 | 114.91 | -114.91
4776 | 0 | 0 | 0 | 0 | 0.012 | 0.254 | 0.438 | 0.067 | 4.496 | 9.078 | 850 | 92.81 | -92.81
4777 | 0 | 0 | 0 | 0 | 0.014 | 0.236 | 0.42 | 0.102 | 4.128 | 8.788 | 850 | 89.97 | -89.97
4778 | 0 | 0 | 0 | 0 | 0.031 | 0.219 | 0.408 | 0.145 | 4.062 | 8.401 | 850 | 80.29 | -80.29
4779 | 0 | 0 | 0 | 0 | 0.053 | 0.191 | 0.417 | 0.189 | 4.168 | 8.16 | 850 | 79.05 | -79.05
4780 | 0 | 0 | 0 | 0 | 0.074 | 0.15 | 0.406 | 0.232 | 4.539 | 7.884 | 850 | 78.54 | -78.54
4781 | 0.03 | 0.034 | 0.023 | 0.03 | 0.095 | 0.081 | 0.323 | 0.199 | 4.815 | 7.146 | 850 | 79.27 | -79.27
4782 | 0.092 | 0.122 | 0.084 | 0.107 | 0.056 | 0.071 | 0.177 | 0.114 | 4.856 | 6.76 | 850 | 92.1 | -92.1
4783 | 0.185 | 0.285 | 0.217 | 0.269 | 0.043 | 0.063 | 0.257 | 0.153 | 4.945 | 6.563 | 850 | 120.88 | -120.88
4784 | 0.261 | 0.436 | 0.37 | 0.423 | 0.037 | 0.057 | 0.326 | 0.192 | 4.948 | 6.403 | 850 | 107.27 | -107.27
4785 | 0.339 | 0.553 | 0.491 | 0.533 | 0.03 | 0.053 | 0.284 | 0.187 | 5.009 | 6.328 | 850 | 96.74 | -96.74
4786 | 0.427 | 0.623 | 0.542 | 0.597 | 0.025 | 0.041 | 0.226 | 0.172 | 4.959 | 6.189 | 850 | 79.22 | -79.22
4787 | 0.567 | 0.619 | 0.506 | 0.655 | 0.023 | 0.028 | 0.171 | 0.151 | 4.791 | 5.945 | 850 | 63.84 | -63.84
4788 | 0.656 | 0.63 | 0.455 | 0.674 | 0.021 | 0.019 | 0.124 | 0.132 | 4.588 | 5.821 | 850 | 47.13 | -47.13
4789 | 0.634 | 0.618 | 0.389 | 0.629 | 0.018 | 0.012 | 0.087 | 0.115 | 4.319 | 5.79 | 850 | 35.01 | -35.01
4790 | 0.558 | 0.525 | 0.342 | 0.503 | 0.014 | 0.01 | 0.063 | 0.101 | 4.092 | 5.724 | 850 | 33.96 | -33.96
4791 | 0.425 | 0.374 | 0.361 | 0.361 | 0.011 | 0.009 | 0.046 | 0.095 | 4.021 | 5.556 | 850 | 37.01 | -37.01
4792 | 0.269 | 0.255 | 0.305 | 0.209 | 0.01 | 0.012 | 0.04 | 0.095 | 4.06 | 5.291 | 850 | 48.78 | -48.78
4793 | 0.135 | 0.139 | 0.195 | 0.108 | 0.015 | 0.017 | 0.047 | 0.108 | 4 | 4.974 | 850 | 67.56 | -67.56
4794 | 0.063 | 0.057 | 0.074 | 0.039 | 0.023 | 0.027 | 0.064 | 0.116 | 3.987 | 4.554 | 850 | 85.48 | -85.48
4795 | 0.018 | 0.01 | 0.014 | 0.003 | 0.063 | 0.064 | 0.117 | 0.157 | 4.415 | 3.961 | 850 | 92 | -92
4796 | 0 | 0 | 0 | 0 | 0.136 | 0.126 | 0.214 | 0.202 | 4.996 | 3.566 | 850 | 130.18 | -130.18
4797 | 0 | 0 | 0 | 0 | 0.209 | 0.189 | 0.28 | 0.219 | 5.154 | 3.389 | 850 | 227.6 | -227.6
4798 | 0 | 0 | 0 | 0 | 0.246 | 0.244 | 0.316 | 0.237 | 4.974 | 3.387 | 850 | 184.46 | -184.46
4799 | 0 | 0 | 0 | 0 | 0.255 | 0.274 | 0.323 | 0.256 | 4.762 | 3.534 | 850 | 119.54 | -119.54
4800 | 0 | 0 | 0 | 0 | 0.245 | 0.269 | 0.304 | 0.257 | 4.748 | 3.555 | 850 | 101.92 | -101.92
4801 | 0 | 0 | 0 | 0 | 0.217 | 0.235 | 0.275 | 0.251 | 4.92 | 3.493 | 850 | 90.11 | -90.11
4802 | 0 | 0 | 0 | 0 | 0.182 | 0.189 | 0.247 | 0.237 | 5.199 | 3.48 | 850 | 80.45 | -80.45
4803 | 0 | 0 | 0 | 0 | 0.154 | 0.149 | 0.224 | 0.23 | 5.539 | 3.577 | 850 | 79.91 | -79.91
4804 | 0 | 0 | 0 | 0 | 0.141 | 0.121 | 0.187 | 0.207 | 5.902 | 3.6 | 850 | 79.29 | -79.29
4805 | 0.03 | 0.03 | 0.022 | 0.031 | 0.135 | 0.084 | 0.144 | 0.132 | 6.003 | 3.407 | 850 | 83.38 | -83.38
4806 | 0.091 | 0.12 | 0.082 | 0.103 | 0.087 | 0.037 | 0.06 | 0.075 | 5.496 | 2.786 | 850 | 91.38 | -91.38
4807 | 0.199 | 0.28 | 0.208 | 0.234 | 0.038 | 0.027 | 0.028 | 0.062 | 4.944 | 2.59 | 850 | 115.6 | -115.6
4808 | 0.3 | 0.427 | 0.35 | 0.367 | 0.031 | 0.02 | 0.032 | 0.068 | 4.814 | 2.923 | 850 | 110.72 | -110.72
4809 | 0.389 | 0.543 | 0.471 | 0.48 | 0.048 | 0.015 | 0.025 | 0.061 | 4.719 | 3.15 | 850 | 98.4 | -98.4
4810 | 0.475 | 0.622 | 0.567 | 0.527 | 0.049 | 0.014 | 0.023 | 0.051 | 4.509 | 3.19 | 850 | 81.43 | -81.43
4811 | 0.519 | 0.662 | 0.623 | 0.565 | 0.044 | 0.013 | 0.018 | 0.047 | 4.515 | 3.147 | 850 | 70 | -70
4812 | 0.526 | 0.666 | 0.627 | 0.589 | 0.04 | 0.012 | 0.02 | 0.049 | 4.694 | 3.182 | 850 | 58.75 | -58.75
4813 | 0.493 | 0.629 | 0.58 | 0.578 | 0.037 | 0.01 | 0.027 | 0.045 | 4.897 | 3.287 | 850 | 44.34 | -44.34
4814 | 0.436 | 0.558 | 0.499 | 0.498 | 0.034 | 0.01 | 0.034 | 0.04 | 5.084 | 3.392 | 850 | 36.5 | -36.5
4815 | 0.341 | 0.443 | 0.392 | 0.392 | 0.036 | 0.016 | 0.041 | 0.037 | 5.236 | 3.511 | 850 | 36.2 | -36.2
4816 | 0.233 | 0.291 | 0.256 | 0.289 | 0.043 | 0.026 | 0.049 | 0.042 | 5.41 | 3.777 | 850 | 42.54 | -42.54
4817 | 0.135 | 0.145 | 0.154 | 0.159 | 0.053 | 0.045 | 0.063 | 0.048 | 5.737 | 4.371 | 850 | 63.79 | -63.79
4818 | 0.059 | 0.048 | 0.059 | 0.048 | 0.074 | 0.092 | 0.067 | 0.033 | 6.239 | 4.988 | 850 | 77.34 | -77.34
4819 | 0.015 | 0.004 | 0.009 | 0.002 | 0.126 | 0.228 | 0.078 | 0.028 | 6.828 | 6.044 | 850 | 91.61 | -91.61
4820 | 0 | 0 | 0 | 0 | 0.191 | 0.373 | 0.094 | 0.049 | 7.486 | 6.956 | 850 | 121.02 | -121.02
4821 | 0 | 0 | 0 | 0 | 0.26 | 0.413 | 0.094 | 0.074 | 8.121 | 7.31 | 850 | 190.46 | -190.46
4822 | 0 | 0 | 0 | 0 | 0.322 | 0.388 | 0.069 | 0.095 | 8.517 | 7.125 | 850 | 120 | -120
4823 | 0 | 0 | 0 | 0 | 0.366 | 0.352 | 0.042 | 0.118 | 8.663 | 6.825 | 850 | 106.86 | -106.86
4824 | 0 | 0 | 0 | 0 | 0.377 | 0.332 | 0.038 | 0.169 | 8.607 | 6.606 | 850 | 91.55 | -91.55
4825 | 0 | 0 | 0 | 0 | 0.37 | 0.314 | 0.056 | 0.196 | 8.367 | 6.423 | 850 | 94.73 | -94.73
4826 | 0 | 0 | 0 | 0 | 0.357 | 0.294 | 0.086 | 0.172 | 8.01 | 6.248 | 850 | 89.41 | -89.41
4827 | 0 | 0 | 0 | 0 | 0.345 | 0.28 | 0.114 | 0.132 | 7.605 | 6.19 | 850 | 88.25 | -88.25
4828 | 0 | 0 | 0 | 0 | 0.328 | 0.266 | 0.117 | 0.121 | 7.318 | 6.335 | 850 | 89.88 | -89.88
4829 | 0.025 | 0.033 | 0.021 | 0.022 | 0.254 | 0.184 | 0.097 | 0.128 | 7.188 | 6.116 | 850 | 94.24 | -94.24
4830 | 0.084 | 0.107 | 0.075 | 0.084 | 0.143 | 0.106 | 0.044 | 0.087 | 6.885 | 5.557 | 850 | 93.8 | -93.8
4831 | 0.226 | 0.221 | 0.222 | 0.17 | 0.102 | 0.117 | 0.018 | 0.057 | 6.74 | 5.44 | 850 | 91.49 | -91.49
4832 | 0.381 | 0.319 | 0.372 | 0.231 | 0.12 | 0.15 | 0.011 | 0.047 | 6.893 | 5.928 | 850 | 85.99 | -85.99
4833 | 0.503 | 0.412 | 0.495 | 0.305 | 0.158 | 0.147 | 0.009 | 0.053 | 7.467 | 6.056 | 850 | 68.2 | -68.2
4834 | 0.59 | 0.51 | 0.573 | 0.351 | 0.177 | 0.118 | 0.013 | 0.059 | 8.098 | 5.898 | 850 | 49.8 | -49.8
4835 | 0.64 | 0.578 | 0.611 | 0.457 | 0.169 | 0.084 | 0.018 | 0.057 | 8.628 | 5.621 | 850 | 5.15 | -5.15
4836 | 0.657 | 0.585 | 0.625 | 0.517 | 0.152 | 0.059 | 0.018 | 0.047 | 8.984 | 5.334 | 850 | 0 | 0
4837 | 0.634 | 0.551 | 0.602 | 0.485 | 0.138 | 0.044 | 0.015 | 0.04 | 9.199 | 5.187 | 850 | -4.65 | 4.65
4838 | 0.574 | 0.495 | 0.55 | 0.416 | 0.132 | 0.04 | 0.011 | 0.043 | 9.304 | 5.322 | 850 | -4.29 | 4.29
4839 | 0.481 | 0.385 | 0.462 | 0.334 | 0.136 | 0.045 | 0.008 | 0.055 | 9.412 | 5.689 | 850 | -2.88 | 2.88
4840 | 0.351 | 0.255 | 0.339 | 0.243 | 0.156 | 0.06 | 0.007 | 0.082 | 9.647 | 6.264 | 850 | -2.71 | 2.71
4841 | 0.208 | 0.154 | 0.194 | 0.137 | 0.185 | 0.088 | 0.007 | 0.122 | 9.965 | 6.991 | 850 | 2.42 | -2.42
4842 | 0.079 | 0.056 | 0.068 | 0.054 | 0.203 | 0.142 | 0.008 | 0.165 | 10.47 | 7.797 | 850 | 52.29 | -52.29
4843 | 0.02 | 0.009 | 0.011 | 0.004 | 0.283 | 0.28 | 0.006 | 0.231 | 11.12 | 8.756 | 850 | 85 | -85
4844 | 0 | 0 | 0 | 0 | 0.41 | 0.44 | 0.008 | 0.292 | 11.628 | 9.501 | 850 | 109.56 | -109.56
4845 | 0 | 0 | 0 | 0 | 0.504 | 0.514 | 0.015 | 0.322 | 11.678 | 9.533 | 850 | 134.75 | -134.75
4846 | 0 | 0 | 0 | 0 | 0.534 | 0.529 | 0.025 | 0.306 | 11.335 | 9.177 | 850 | 108.81 | -108.81
4847 | 0 | 0 | 0 | 0 | 0.515 | 0.518 | 0.038 | 0.271 | 10.863 | 8.809 | 850 | 84.1 | -84.1
4848 | 0 | 0 | 0 | 0 | 0.48 | 0.497 | 0.058 | 0.251 | 10.333 | 8.551 | 850 | 74.51 | -74.51
4849 | 0 | 0 | 0 | 0 | 0.443 | 0.464 | 0.086 | 0.254 | 9.747 | 8.356 | 850 | 63.63 | -63.63
4850 | 0 | 0 | 0 | 0 | 0.411 | 0.424 | 0.104 | 0.266 | 9.122 | 8.257 | 850 | 56.3 | -56.3
4851 | 0 | 0 | 0 | 0 | 0.393 | 0.39 | 0.111 | 0.271 | 8.537 | 8.253 | 850 | 55.2 | -55.2
4852 | 0 | 0 | 0 | 0 | 0.363 | 0.349 | 0.104 | 0.274 | 7.969 | 8.236 | 850 | 60.38 | -60.38
4853 | 0.024 | 0.038 | 0.02 | 0.029 | 0.277 | 0.217 | 0.059 | 0.212 | 7.212 | 7.711 | 850 | 68.61 | -68.61
4854 | 0.084 | 0.121 | 0.076 | 0.103 | 0.126 | 0.098 | 0.019 | 0.087 | 6.346 | 7.004 | 850 | 75.24 | -75.24
4855 | 0.167 | 0.265 | 0.222 | 0.256 | 0.045 | 0.102 | 0.016 | 0.068 | 5.211 | 6.73 | 850 | 81.37 | -81.37
4856 | 0.252 | 0.402 | 0.372 | 0.405 | 0.025 | 0.127 | 0.056 | 0.118 | 4.123 | 7.12 | 850 | 60.31 | -60.31
4857 | 0.332 | 0.508 | 0.482 | 0.524 | 0.026 | 0.121 | 0.089 | 0.117 | 3.052 | 7.92 | 850 | 48.68 | -48.68
4858 | 0.373 | 0.576 | 0.55 | 0.61 | 0.032 | 0.111 | 0.079 | 0.089 | 2.533 | 8.541 | 850 | 10.57 | -10.57
4859 | 0.329 | 0.591 | 0.621 | 0.643 | 0.044 | 0.095 | 0.043 | 0.07 | 2.786 | 8.575 | 850 | 0.07 | -0.07
4860 | 0.274 | 0.547 | 0.627 | 0.629 | 0.066 | 0.074 | 0.025 | 0.058 | 3.41 | 8.178 | 850 | 0.01 | -0.01
4861 | 0.202 | 0.425 | 0.582 | 0.561 | 0.078 | 0.057 | 0.03 | 0.055 | 3.712 | 7.694 | 850 | 0.01 | -0.01
4862 | 0.154 | 0.315 | 0.513 | 0.471 | 0.067 | 0.048 | 0.042 | 0.053 | 4.02 | 7.292 | 850 | -0.08 | 0.08
4863 | 0.113 | 0.197 | 0.394 | 0.325 | 0.063 | 0.046 | 0.064 | 0.051 | 4.694 | 7.06 | 850 | -0.21 | 0.21
4864 | 0.077 | 0.107 | 0.243 | 0.186 | 0.078 | 0.043 | 0.095 | 0.042 | 5.513 | 7.031 | 850 | 0.04 | -0.04
4865 | 0.054 | 0.05 | 0.167 | 0.095 | 0.095 | 0.035 | 0.104 | 0.025 | 6.176 | 7.135 | 850 | 0.11 | -0.11
4866 | 0.026 | 0.014 | 0.07 | 0.03 | 0.099 | 0.038 | 0.105 | 0.016 | 6.822 | 7.21 | 850 | 59.81 | -59.81
4867 | 0.002 | 0 | 0.012 | 0 | 0.091 | 0.051 | 0.132 | 0.009 | 7.342 | 7.074 | 850 | 94.27 | -94.27
4868 | 0 | 0 | 0 | 0 | 0.08 | 0.077 | 0.162 | 0.007 | 7.487 | 6.803 | 850 | 108.27 | -108.27
4869 | 0 | 0 | 0 | 0 | 0.095 | 0.114 | 0.173 | 0.02 | 7.48 | 6.505 | 850 | 127.68 | -127.68
4870 | 0 | 0 | 0 | 0 | 0.139 | 0.149 | 0.19 | 0.061 | 7.576 | 6.081 | 850 | 128.12 | -128.12
4871 | 0 | 0 | 0 | 0 | 0.23 | 0.164 | 0.23 | 0.137 | 8.011 | 5.569 | 850 | 111.85 | -111.85
4872 | 0 | 0 | 0 | 0 | 0.38 | 0.151 | 0.265 | 0.224 | 8.676 | 5.145 | 850 | 93.7 | -93.7
4873 | 0 | 0 | 0 | 0 | 0.51 | 0.131 | 0.258 | 0.281 | 9.228 | 4.932 | 850 | 122.1 | -122.1
4874 | 0 | 0 | 0 | 0 | 0.559 | 0.119 | 0.225 | 0.291 | 9.583 | 5.07 | 850 | 96.63 | -96.63
4875 | 0 | 0 | 0 | 0 | 0.541 | 0.134 | 0.184 | 0.28 | 9.723 | 5.561 | 850 | 86.88 | -86.88
4876 | 0 | 0 | 0 | 0 | 0.483 | 0.187 | 0.176 | 0.25 | 10.005 | 6.227 | 850 | 86.93 | -86.93
4877 | 0.026 | 0.033 | 0.012 | 0.028 | 0.409 | 0.211 | 0.172 | 0.207 | 10.285 | 6.704 | 850 | 86.14 | -86.14
4878 | 0.084 | 0.103 | 0.054 | 0.1 | 0.461 | 0.37 | 0.132 | 0.181 | 10.301 | 7.471 | 850 | 82.26 | -82.26
4879 | 0.217 | 0.221 | 0.141 | 0.248 | 0.498 | 0.557 | 0.145 | 0.159 | 9.764 | 8.944 | 850 | 119.48 | -119.48
4880 | 0.395 | 0.354 | 0.3 | 0.396 | 0.429 | 0.64 | 0.148 | 0.146 | 9.267 | 10.483 | 850 | 131.68 | -131.68
4881 | 0.538 | 0.473 | 0.447 | 0.508 | 0.38 | 0.683 | 0.152 | 0.128 | 9.04 | 11.49 | 850 | 126.05 | -126.05
4882 | 0.632 | 0.582 | 0.518 | 0.582 | 0.383 | 0.691 | 0.156 | 0.126 | 8.885 | 11.854 | 850 | 94.34 | -94.34
4883 | 0.686 | 0.606 | 0.534 | 0.611 | 0.392 | 0.67 | 0.161 | 0.141 | 8.735 | 11.931 | 850 | 75.14 | -75.14
4884 | 0.699 | 0.616 | 0.541 | 0.624 | 0.384 | 0.636 | 0.169 | 0.161 | 8.526 | 11.884 | 850 | 72.88 | -72.88
4885 | 0.672 | 0.586 | 0.584 | 0.617 | 0.364 | 0.612 | 0.174 | 0.187 | 8.146 | 11.778 | 850 | 66.22 | -66.22
4886 | 0.601 | 0.492 | 0.567 | 0.559 | 0.327 | 0.593 | 0.179 | 0.218 | 7.5 | 11.551 | 850 | 43.25 | -43.25
4887 | 0.485 | 0.398 | 0.491 | 0.455 | 0.264 | 0.562 | 0.176 | 0.249 | 6.69 | 11.205 | 850 | 19.41 | -19.41
4888 | 0.274 | 0.306 | 0.346 | 0.323 | 0.188 | 0.517 | 0.172 | 0.257 | 5.606 | 10.769 | 850 | 20.38 | -20.38
4889 | 0.149 | 0.16 | 0.197 | 0.163 | 0.115 | 0.454 | 0.173 | 0.227 | 4.43 | 10.268 | 850 | 48.46 | -48.46
4890 | 0.076 | 0.055 | 0.069 | 0.051 | 0.063 | 0.363 | 0.173 | 0.191 | 3.238 | 9.706 | 850 | 63.69 | -63.69
4891 | 0.016 | 0.008 | 0.01 | 0.004 | 0.027 | 0.28 | 0.188 | 0.174 | 2.741 | 9.149 | 850 | 81.15 | -81.15
4892 | 0 | 0 | 0 | 0 | 0.009 | 0.249 | 0.214 | 0.154 | 3.688 | 8.695 | 850 | 99.04 | -99.04
4893 | 0 | 0 | 0 | 0 | 0.031 | 0.214 | 0.204 | 0.133 | 5.151 | 8.046 | 850 | 186.24 | -186.24
4894 | 0 | 0 | 0 | 0 | 0.095 | 0.174 | 0.191 | 0.137 | 6.516 | 7.305 | 850 | 172.04 | -172.04
4895 | 0 | 0 | 0 | 0 | 0.19 | 0.127 | 0.183 | 0.157 | 7.52 | 6.603 | 850 | 111.04 | -111.04
4896 | 0 | 0 | 0 | 0 | 0.286 | 0.073 | 0.181 | 0.183 | 8.173 | 5.913 | 850 | 98 | -98
4897 | 0 | 0 | 0 | 0 | 0.359 | 0.032 | 0.182 | 0.202 | 8.65 | 5.355 | 850 | 83.39 | -83.39
4898 | 0 | 0 | 0 | 0 | 0.406 | 0.012 | 0.17 | 0.199 | 8.976 | 5.253 | 850 | 75.8 | -75.8
4899 | 0 | 0 | 0 | 0 | 0.436 | 0.012 | 0.162 | 0.176 | 9.241 | 5.607 | 850 | 76.7 | -76.7
4900 | 0 | 0 | 0 | 0 | 0.443 | 0.034 | 0.155 | 0.148 | 9.267 | 6.154 | 850 | 70.5 | -70.5
4901 | 0.017 | 0.036 | 0.019 | 0.027 | 0.395 | 0.056 | 0.142 | 0.094 | 8.925 | 6.635 | 850 | 73.83 | -73.83
4902 | 0.072 | 0.111 | 0.079 | 0.099 | 0.303 | 0.051 | 0.078 | 0.05 | 8.785 | 6.944 | 850 | 76.61 | -76.61
4903 | 0.177 | 0.24 | 0.193 | 0.25 | 0.271 | 0.068 | 0.073 | 0.054 | 8.999 | 7.32 | 850 | 106.73 | -106.73
4904 | 0.311 | 0.355 | 0.333 | 0.394 | 0.364 | 0.089 | 0.084 | 0.07 | 8.959 | 7.987 | 850 | 120.51 | -120.51
4905 | 0.44 | 0.512 | 0.479 | 0.515 | 0.374 | 0.106 | 0.098 | 0.087 | 8.499 | 8.625 | 850 | 115.21 | -115.21
4906 | 0.537 | 0.59 | 0.589 | 0.592 | 0.336 | 0.118 | 0.126 | 0.093 | 7.901 | 8.936 | 850 | 87.29 | -87.29
4907 | 0.511 | 0.635 | 0.643 | 0.615 | 0.276 | 0.123 | 0.172 | 0.089 | 7.219 | 9.066 | 850 | 68.87 | -68.87
4908 | 0.383 | 0.641 | 0.656 | 0.607 | 0.251 | 0.119 | 0.232 | 0.086 | 6.571 | 8.884 | 850 | 61.37 | -61.37
4909 | 0.146 | 0.607 | 0.597 | 0.601 | 0.17 | 0.114 | 0.291 | 0.093 | 6.089 | 8.299 | 850 | 43.42 | -43.42
4910 | 0.098 | 0.542 | 0.312 | 0.524 | 0.111 | 0.143 | 0.314 | 0.113 | 5.725 | 8.359 | 850 | 38.29 | -38.29
4911 | 0.09 | 0.435 | 0.218 | 0.459 | 0.082 | 0.178 | 0.321 | 0.14 | 6.236 | 8.116 | 850 | 36.01 | -36.01
4912 | 0.066 | 0.299 | 0.223 | 0.325 | 0.151 | 0.164 | 0.296 | 0.162 | 7.109 | 6.895 | 850 | 41.96 | -41.96
4913 | 0.053 | 0.15 | 0.156 | 0.168 | 0.292 | 0.132 | 0.249 | 0.179 | 7.984 | 6.174 | 850 | 64.86 | -64.86
4914 | 0.039 | 0.048 | 0.06 | 0.047 | 0.347 | 0.073 | 0.195 | 0.172 | 8.608 | 5.919 | 850 | 79.53 | -79.53
4915 | 0.013 | 0.003 | 0.007 | 0 | 0.41 | 0.029 | 0.244 | 0.163 | 8.814 | 5.672 | 850 | 79.92 | -79.92
4916 | 0 | 0 | 0 | 0 | 0.425 | 0.019 | 0.321 | 0.188 | 9.101 | 5.343 | 850 | 96.03 | -96.03
4917 | 0 | 0 | 0 | 0 | 0.406 | 0.048 | 0.351 | 0.254 | 9.387 | 5.057 | 850 | 118.52 | -118.52
4918 | 0 | 0 | 0 | 0 | 0.388 | 0.142 | 0.363 | 0.338 | 9.92 | 5.354 | 850 | 102.01 | -102.01
4919 | 0 | 0 | 0 | 0 | 0.37 | 0.281 | 0.34 | 0.341 | 10.238 | 6.147 | 850 | 99.23 | -99.23
4920 | 0 | 0 | 0 | 0 | 0.357 | 0.312 | 0.325 | 0.289 | 10.203 | 6.849 | 850 | 91.58 | -91.58
4921 | 0 | 0 | 0 | 0 | 0.348 | 0.329 | 0.251 | 0.231 | 10.015 | 7.609 | 850 | 83.55 | -83.55
4922 | 0 | 0 | 0 | 0 | 0.348 | 0.33 | 0.186 | 0.229 | 10.026 | 8.146 | 850 | 78.33 | -78.33
4923 | 0 | 0 | 0 | 0 | 0.35 | 0.386 | 0.141 | 0.302 | 10.154 | 8.416 | 850 | 72.56 | -72.56
4924 | 0 | 0 | 0 | 0 | 0.346 | 0.409 | 0.11 | 0.327 | 10.307 | 8.493 | 850 | 74.85 | -74.85
4925 | 0.023 | 0.036 | 0.001 | 0.029 | 0.3 | 0.31 | 0.073 | 0.312 | 10.259 | 8.321 | 850 | 74.99 | -74.99
4926 | 0.078 | 0.12 | 0.026 | 0.097 | 0.216 | 0.328 | 0.055 | 0.315 | 9.976 | 8.365 | 850 | 75.77 | -75.77
4927 | 0.176 | 0.277 | 0.095 | 0.193 | 0.245 | 0.355 | 0.06 | 0.336 | 9.578 | 8.36 | 850 | 103.07 | -103.07
4928 | 0.248 | 0.421 | 0.255 | 0.307 | 0.244 | 0.354 | 0.064 | 0.333 | 9.253 | 8.361 | 850 | 128.9 | -128.9
4929 | 0.314 | 0.531 | 0.409 | 0.443 | 0.231 | 0.349 | 0.066 | 0.304 | 8.902 | 8.488 | 850 | 99.19 | -99.19
4930 | 0.39 | 0.594 | 0.55 | 0.495 | 0.233 | 0.368 | 0.07 | 0.283 | 8.607 | 8.768 | 850 | 72.91 | -72.91
4931 | 0.491 | 0.603 | 0.627 | 0.499 | 0.249 | 0.408 | 0.071 | 0.265 | 8.458 | 9.187 | 850 | 54.9 | -54.9
4932 | 0.593 | 0.573 | 0.631 | 0.533 | 0.268 | 0.444 | 0.071 | 0.254 | 8.331 | 9.562 | 850 | 21.19 | -21.19
4933 | 0.6 | 0.515 | 0.61 | 0.543 | 0.28 | 0.467 | 0.063 | 0.254 | 8.206 | 9.838 | 850 | 1.58 | -1.58
4934 | 0.545 | 0.402 | 0.475 | 0.498 | 0.287 | 0.473 | 0.055 | 0.253 | 8.098 | 10.016 | 850 | -0.15 | 0.15
4935 | 0.464 | 0.26 | 0.402 | 0.42 | 0.286 | 0.461 | 0.053 | 0.249 | 7.975 | 10.099 | 850 | -2.06 | 2.06
4936 | 0.321 | 0.154 | 0.301 | 0.299 | 0.293 | 0.446 | 0.063 | 0.236 | 7.796 | 10.102 | 850 | -1.96 | 1.96
4937 | 0.161 | 0.087 | 0.181 | 0.154 | 0.276 | 0.42 | 0.088 | 0.224 | 7.568 | 9.922 | 850 | 2.21 | -2.21
4938 | 0.072 | 0.042 | 0.067 | 0.05 | 0.235 | 0.364 | 0.114 | 0.222 | 7.29 | 9.504 | 850 | 39.27 | -39.27
4939 | 0.016 | 0.006 | 0.006 | 0 | 0.25 | 0.31 | 0.161 | 0.254 | 7.084 | 9.225 | 850 | 69.34 | -69.34
4940 | 0 | 0 | 0 | 0 | 0.268 | 0.333 | 0.219 | 0.253 | 6.923 | 9.153 | 850 | 95.9 | -95.9
4941 | 0 | 0 | 0 | 0 | 0.245 | 0.352 | 0.219 | 0.24 | 6.585 | 9.043 | 850 | 109.93 | -109.93
4942 | 0 | 0 | 0 | 0 | 0.197 | 0.355 | 0.183 | 0.237 | 6.099 | 8.809 | 850 | 121.82 | -121.82
4943 | 0 | 0 | 0 | 0 | 0.139 | 0.331 | 0.127 | 0.214 | 5.508 | 8.538 | 850 | 109.58 | -109.58
4944 | 0 | 0 | 0 | 0 | 0.082 | 0.304 | 0.085 | 0.168 | 4.94 | 8.278 | 850 | 95.03 | -95.03
4945 | 0 | 0 | 0 | 0 | 0.034 | 0.254 | 0.066 | 0.117 | 4.646 | 7.992 | 850 | 92.55 | -92.55
4946 | 0 | 0 | 0 | 0 | 0.011 | 0.214 | 0.068 | 0.075 | 4.527 | 7.738 | 850 | 87.2 | -87.2
4947 | 0 | 0 | 0 | 0 | 0.014 | 0.183 | 0.076 | 0.045 | 4.447 | 7.513 | 850 | 84.9 | -84.9
4948 | 0 | 0 | 0 | 0 | 0.041 | 0.156 | 0.094 | 0.027 | 4.632 | 7.258 | 850 | 79.92 | -79.92
4949 | 0.025 | 0.03 | 0.018 | 0.027 | 0.086 | 0.081 | 0.119 | 0.016 | 5.373 | 6.637 | 850 | 76.4 | -76.4
4950 | 0.085 | 0.118 | 0.077 | 0.1 | 0.068 | 0.077 | 0.081 | 0.007 | 6.102 | 5.95 | 850 | 92.53 | -92.53
4951 | 0.214 | 0.282 | 0.219 | 0.252 | 0.056 | 0.124 | 0.077 | 0.008 | 6.616 | 5.611 | 850 | 106.16 | -106.16
4952 | 0.372 | 0.437 | 0.367 | 0.402 | 0.056 | 0.147 | 0.067 | 0.011 | 7.103 | 5.393 | 850 | 116.86 | -116.86
4953 | 0.523 | 0.558 | 0.505 | 0.527 | 0.055 | 0.154 | 0.044 | 0.013 | 7.431 | 5.225 | 850 | 90.98 | -90.98
4954 | 0.614 | 0.636 | 0.61 | 0.622 | 0.053 | 0.147 | 0.028 | 0.013 | 7.491 | 4.982 | 850 | 71.98 | -71.98
4955 | 0.664 | 0.678 | 0.659 | 0.668 | 0.053 | 0.125 | 0.022 | 0.013 | 7.421 | 4.872 | 850 | 55.08 | -55.08
4956 | 0.673 | 0.679 | 0.661 | 0.674 | 0.05 | 0.106 | 0.019 | 0.013 | 7.376 | 4.916 | 850 | 36.95 | -36.95
4957 | 0.586 | 0.634 | 0.644 | 0.64 | 0.049 | 0.095 | 0.014 | 0.012 | 7.563 | 4.754 | 850 | 24.31 | -24.31
4958 | 0.397 | 0.545 | 0.562 | 0.568 | 0.051 | 0.081 | 0.01 | 0.011 | 8.018 | 4.288 | 850 | 17.36 | -17.36
4959 | 0.189 | 0.448 | 0.278 | 0.444 | 0.055 | 0.067 | 0.009 | 0.009 | 8.313 | 3.55 | 850 | 13.27 | -13.27
4960 | 0.125 | 0.298 | 0.175 | 0.282 | 0.061 | 0.052 | 0.009 | 0.008 | 8.417 | 2.801 | 850 | 26.2 | -26.2
4961 | 0.153 | 0.14 | 0.152 | 0.1 | 0.066 | 0.032 | 0.008 | 0.01 | 8.419 | 2.503 | 850 | 53.8 | -53.8
4962 | 0.077 | 0.04 | 0.066 | 0.036 | 0.079 | 0.024 | 0.007 | 0.019 | 8.374 | 3.181 | 850 | 80 | -80
4963 | 0.016 | 0 | 0.005 | 0 | 0.096 | 0.043 | 0.009 | 0.043 | 8.783 | 4.43 | 850 | 97 | -97
4964 | 0 | 0 | 0 | 0 | 0.139 | 0.089 | 0.016 | 0.064 | 9.335 | 5.794 | 850 | 126.93 | -126.93
4965 | 0 | 0 | 0 | 0 | 0.229 | 0.157 | 0.024 | 0.078 | 9.512 | 6.872 | 850 | 155.72 | -155.72
4966 | 0 | 0 | 0 | 0 | 0.317 | 0.238 | 0.041 | 0.09 | 9.383 | 7.693 | 850 | 131.61 | -131.61
4967 | 0 | 0 | 0 | 0 | 0.387 | 0.319 | 0.063 | 0.104 | 9.222 | 8.205 | 850 | 100 | -100
4968 | 0 | 0 | 0 | 0 | 0.435 | 0.357 | 0.075 | 0.107 | 9.184 | 8.517 | 850 | 84.95 | -84.95
4969 | 0 | 0 | 0 | 0 | 0.435 | 0.356 | 0.071 | 0.101 | 9.15 | 8.598 | 850 | 83.32 | -83.32
4970 | 0 | 0 | 0 | 0 | 0.411 | 0.325 | 0.059 | 0.089 | 9.188 | 8.665 | 850 | 73.9 | -73.9
4971 | 0 | 0 | 0 | 0 | 0.382 | 0.282 | 0.051 | 0.067 | 9.054 | 8.688 | 850 | 79.1 | -79.1
4972 | 0 | 0 | 0 | 0 | 0.34 | 0.251 | 0.054 | 0.055 | 8.968 | 8.465 | 850 | 81.61 | -81.61
4973 | 0.005 | 0.013 | 0.01 | 0.028 | 0.284 | 0.188 | 0.076 | 0.064 | 8.82 | 7.896 | 850 | 81.17 | -81.17
4974 | 0.035 | 0.049 | 0.045 | 0.084 | 0.245 | 0.098 | 0.098 | 0.045 | 8.72 | 7.221 | 850 | 83.21 | -83.21
4975 | 0.087 | 0.111 | 0.087 | 0.152 | 0.216 | 0.059 | 0.076 | 0.022 | 8.779 | 6.782 | 850 | 99.52 | -99.52
4976 | 0.129 | 0.233 | 0.111 | 0.21 | 0.246 | 0.089 | 0.058 | 0.013 | 9.131 | 6.676 | 850 | 116.56 | -116.56
4977 | 0.193 | 0.423 | 0.161 | 0.387 | 0.34 | 0.115 | 0.077 | 0.008 | 9.224 | 6.881 | 850 | 104.1 | -104.1
4978 | 0.21 | 0.501 | 0.349 | 0.408 | 0.42 | 0.153 | 0.074 | 0.011 | 8.902 | 7.329 | 850 | 96.83 | -96.83
4979 | 0.233 | 0.415 | 0.472 | 0.235 | 0.431 | 0.197 | 0.052 | 0.023 | 8.7 | 7.873 | 850 | 90.53 | -90.53
4980 | 0.512 | 0.281 | 0.555 | 0.295 | 0.42 | 0.247 | 0.053 | 0.034 | 8.82 | 8.352 | 850 | 81.35 | -81.35
4981 | 0.588 | 0.195 | 0.597 | 0.491 | 0.418 | 0.271 | 0.071 | 0.028 | 9.086 | 8.592 | 850 | 70 | -70
4982 | 0.517 | 0.232 | 0.578 | 0.42 | 0.44 | 0.277 | 0.083 | 0.02 | 8.888 | 8.633 | 850 | 63.12 | -63.12
4983 | 0.366 | 0.403 | 0.478 | 0.283 | 0.396 | 0.277 | 0.083 | 0.027 | 8.505 | 8.672 | 850 | 60.19 | -60.19
4984 | 0.264 | 0.299 | 0.305 | 0.232 | 0.352 | 0.249 | 0.07 | 0.029 | 8.145 | 8.331 | 850 | 68.14 | -68.14
4985 | 0.149 | 0.15 | 0.151 | 0.152 | 0.281 | 0.202 | 0.058 | 0.033 | 7.754 | 7.605 | 850 | 72.84 | -72.84
4986 | 0.037 | 0.053 | 0.053 | 0.052 | 0.208 | 0.172 | 0.039 | 0.03 | 7.301 | 7.295 | 850 | 88.52 | -88.52
4987 | 0.006 | 0.004 | 0.002 | 0.002 | 0.18 | 0.172 | 0.024 | 0.02 | 6.906 | 7.609 | 850 | 94.34 | -94.34
4988 | 0 | 0 | 0 | 0 | 0.147 | 0.208 | 0.028 | 0.023 | 6.589 | 7.891 | 850 | 107.79 | -107.79
4989 | 0 | 0 | 0 | 0 | 0.12 | 0.255 | 0.066 | 0.035 | 6.258 | 8.088 | 850 | 143.25 | -143.25
4990 | 0 | 0 | 0 | 0 | 0.106 | 0.276 | 0.126 | 0.044 | 5.806 | 8.087 | 850 | 139 | -139
4991 | 0 | 0 | 0 | 0 | 0.101 | 0.26 | 0.171 | 0.049 | 5.212 | 7.903 | 850 | 106.39 | -106.39
4992 | 0 | 0 | 0 | 0 | 0.069 | 0.202 | 0.183 | 0.053 | 4.873 | 7.455 | 850 | 97.91 | -97.91
4993 | 0 | 0 | 0 | 0 | 0.043 | 0.131 | 0.152 | 0.06 | 4.468 | 6.923 | 850 | 103.96 | -103.96
4994 | 0 | 0 | 0 | 0 | 0.07 | 0.088 | 0.091 | 0.067 | 4.239 | 6.632 | 850 | 103.41 | -103.41
4995 | 0 | 0 | 0 | 0 | 0.113 | 0.051 | 0.056 | 0.07 | 4.109 | 6.131 | 850 | 97.39 | -97.39
4996 | 0 | 0 | 0 | 0 | 0.08 | 0.027 | 0.06 | 0.066 | 3.863 | 5.68 | 850 | 95.25 | -95.25
4997 | 0.017 | 0.009 | 0.01 | 0.011 | 0.047 | 0.019 | 0.097 | 0.063 | 3.904 | 5.154 | 850 | 92.46 | -92.46
4998 | 0.053 | 0.02 | 0.075 | 0.067 | 0.032 | 0.018 | 0.097 | 0.032 | 4.098 | 4.816 | 850 | 90.51 | -90.51
4999 | 0.169 | 0.035 | 0.204 | 0.13 | 0.02 | 0.021 | 0.053 | 0.012 | 4.25 | 4.426 | 850 | 87.4 | -87.4
5000 | 0.337 | 0.074 | 0.315 | 0.394 | 0.016 | 0.033 | 0.053 | 0.02 | 4.327 | 4.048 | 850 | 82.75 | -82.75
5001 | 0.41 | 0.148 | 0.407 | 0.523 | 0.021 | 0.039 | 0.082 | 0.02 | 4.194 | 4.171 | 850 | 84.69 | -84.69
5002 | 0.442 | 0.305 | 0.423 | 0.606 | 0.035 | 0.039 | 0.097 | 0.02 | 3.901 | 4.25 | 850 | 67.67 | -67.67
5003 | 0.356 | 0.455 | 0.412 | 0.622 | 0.045 | 0.043 | 0.109 | 0.031 | 3.55 | 4.053 | 850 | 60.78 | -60.78
5004 | 0.239 | 0.499 | 0.56 | 0.549 | 0.05 | 0.058 | 0.121 | 0.046 | 3.093 | 4.136 | 850 | 39.9 | -39.9
5005 | 0.207 | 0.362 | 0.47 | 0.424 | 0.041 | 0.072 | 0.125 | 0.06 | 2.586 | 4.165 | 850 | 28 | -28
5006 | 0.154 | 0.296 | 0.417 | 0.492 | 0.028 | 0.087 | 0.125 | 0.057 | 2.64 | 3.997 | 850 | 17.8 | -17.8
5007 | 0.103 | 0.27 | 0.355 | 0.401 | 0.015 | 0.093 | 0.114 | 0.042 | 3.032 | 3.581 | 850 | 17.92 | -17.92
5008 | 0.053 | 0.137 | 0.177 | 0.283 | 0.01 | 0.087 | 0.107 | 0.032 | 3.612 | 3.29 | 850 | 35.02 | -35.02
5009 | 0.035 | 0.064 | 0.066 | 0.149 | 0.011 | 0.081 | 0.141 | 0.039 | 4.304 | 2.986 | 850 | 67.72 | -67.72
5010 | 0.018 | 0.011 | 0.027 | 0.045 | 0.027 | 0.085 | 0.151 | 0.035 | 4.971 | 2.907 | 850 | 94.73 | -94.73
5011 | 0.006 | 0 | 0 | 0 | 0.035 | 0.104 | 0.147 | 0.021 | 5.665 | 3.102 | 850 | 104.97 | -104.97
5012 | 0 | 0 | 0 | 0 | 0.022 | 0.155 | 0.127 | 0.013 | 6.217 | 3.886 | 850 | 116.69 | -116.69
5013 | 0 | 0 | 0 | 0 | 0.025 | 0.176 | 0.095 | 0.033 | 6.642 | 4.51 | 850 | 123.1 | -123.1
5014 | 0 | 0 | 0 | 0 | 0.118 | 0.199 | 0.078 | 0.043 | 6.729 | 4.483 | 850 | 121.82 | -121.82
5015 | 0 | 0 | 0 | 0 | 0.186 | 0.206 | 0.106 | 0.127 | 6.537 | 3.646 | 850 | 108.1 | -108.1
5016 | 0 | 0 | 0 | 0 | 0.2 | 0.192 | 0.187 | 0.291 | 6.484 | 2.82 | 850 | 97.94 | -97.94
5017 | 0 | 0 | 0 | 0 | 0.197 | 0.191 | 0.274 | 0.351 | 6.788 | 3.061 | 850 | 109.99 | -109.99
5018 | 0 | 0 | 0 | 0 | 0.28 | 0.245 | 0.346 | 0.338 | 7.556 | 4.034 | 850 | 95.11 | -95.11
5019 | 0 | 0 | 0 | 0 | 0.34 | 0.366 | 0.331 | 0.353 | 8.695 | 5.13 | 850 | 88.21 | -88.21
5020 | 0 | 0 | 0 | 0 | 0.349 | 0.464 | 0.277 | 0.325 | 9.34 | 6.02 | 850 | 81.53 | -81.53
5021 | 0.02 | 0.004 | 0.013 | 0.008 | 0.291 | 0.46 | 0.205 | 0.426 | 8.687 | 6.997 | 850 | 78.54 | -78.54
5022 | 0.079 | 0.062 | 0.071 | 0.09 | 0.198 | 0.319 | 0.176 | 0.451 | 7.559 | 7.719 | 850 | 79.26 | -79.26
5023 | 0.211 | 0.191 | 0.23 | 0.233 | 0.195 | 0.277 | 0.14 | 0.49 | 7.377 | 8.491 | 850 | 75.53 | -75.53
5024 | 0.355 | 0.395 | 0.399 | 0.408 | 0.224 | 0.297 | 0.104 | 0.482 | 8.034 | 9.076 | 850 | 72.61 | -72.61
5025 | 0.493 | 0.499 | 0.538 | 0.548 | 0.214 | 0.393 | 0.077 | 0.476 | 8.704 | 9.466 | 850 | 25.49 | -25.49
5026 | 0.596 | 0.55 | 0.635 | 0.634 | 0.23 | 0.464 | 0.05 | 0.454 | 8.983 | 9.788 | 850 | 4.92 | -4.92
5027 | 0.652 | 0.592 | 0.689 | 0.686 | 0.268 | 0.514 | 0.031 | 0.392 | 8.984 | 10.138 | 850 | 0 | 0
5028 | 0.671 | 0.588 | 0.703 | 0.704 | 0.291 | 0.547 | 0.026 | 0.292 | 8.887 | 10.567 | 850 | -2.43 | 2.43
5029 | 0.649 | 0.569 | 0.679 | 0.671 | 0.306 | 0.559 | 0.029 | 0.216 | 8.669 | 11.02 | 850 | -16.63 | 16.63
5030 | 0.593 | 0.539 | 0.615 | 0.6 | 0.294 | 0.554 | 0.036 | 0.181 | 8.365 | 11.411 | 850 | -39.91 | 39.91
5031 | 0.5 | 0.443 | 0.513 | 0.49 | 0.276 | 0.56 | 0.044 | 0.136 | 8.084 | 11.665 | 850 | -48.69 | 48.69
5032 | 0.369 | 0.316 | 0.374 | 0.346 | 0.254 | 0.547 | 0.061 | 0.098 | 8.071 | 11.767 | 850 | -33.53 | 33.53
5033 | 0.185 | 0.173 | 0.211 | 0.181 | 0.25 | 0.497 | 0.093 | 0.076 | 8.017 | 11.65 | 850 | -13.77 | 13.77
5034 | 0.067 | 0.049 | 0.06 | 0.039 | 0.242 | 0.412 | 0.152 | 0.068 | 7.639 | 11.352 | 850 | -1.99 | 1.99
5035 | 0.014 | 0.003 | 0.007 | 0.001 | 0.249 | 0.42 | 0.257 | 0.076 | 7.237 | 10.956 | 850 | 40.87 | -40.87
5036 | 0 | 0 | 0 | 0 | 0.267 | 0.47 | 0.358 | 0.057 | 6.85 | 10.678 | 850 | 92.48 | -92.48
5037 | 0 | 0 | 0 | 0 | 0.248 | 0.47 | 0.393 | 0.023 | 6.459 | 10.439 | 850 | 111.85 | -111.85
5038 | 0 | 0 | 0 | 0 | 0.207 | 0.43 | 0.4 | 0.014 | 6.26 | 10.413 | 850 | 115.66 | -115.66
5039 | 0 | 0 | 0 | 0 | 0.165 | 0.395 | 0.406 | 0.015 | 6.017 | 10.475 | 850 | 104.95 | -104.95
5040 | 0 | 0 | 0 | 0 | 0.119 | 0.363 | 0.398 | 0.018 | 5.466 | 10.35 | 850 | 84.46 | -84.46
5041 | 0 | 0 | 0 | 0 | 0.066 | 0.331 | 0.379 | 0.033 | 5.179 | 10.28 | 850 | 79.59 | -79.59
5042 | 0 | 0 | 0 | 0 | 0.028 | 0.301 | 0.366 | 0.062 | 5.301 | 10.034 | 850 | 76.03 | -76.03
5043 | 0 | 0 | 0 | 0 | 0.01 | 0.304 | 0.37 | 0.1 | 5.073 | 9.772 | 850 | 72.25 | -72.25
5044 | 0 | 0 | 0 | 0 | 0.007 | 0.312 | 0.376 | 0.13 | 4.65 | 9.606 | 850 | 76.29 | -76.29
5045 | 0.017 | 0.023 | 0.013 | 0.019 | 0.013 | 0.188 | 0.345 | 0.132 | 4.337 | 9.049 | 850 | 80 | -80
5046 | 0.072 | 0.113 | 0.064 | 0.094 | 0.014 | 0.126 | 0.172 | 0.062 | 4.122 | 8.634 | 850 | 101.3 | -101.3
5047 | 0.241 | 0.287 | 0.234 | 0.267 | 0.011 | 0.156 | 0.115 | 0.049 | 3.9 | 8.448 | 850 | 135 | -135
5048 | 0.408 | 0.446 | 0.4 | 0.429 | 0.012 | 0.176 | 0.216 | 0.063 | 3.966 | 8.05 | 850 | 121.66 | -121.66
5049 | 0.542 | 0.569 | 0.534 | 0.556 | 0.016 | 0.196 | 0.181 | 0.053 | 4.124 | 7.892 | 850 | 98.46 | -98.46
5050 | 0.636 | 0.65 | 0.629 | 0.643 | 0.016 | 0.206 | 0.151 | 0.039 | 4.013 | 7.8 | 850 | 63.66 | -63.66
5051 | 0.689 | 0.689 | 0.682 | 0.689 | 0.012 | 0.217 | 0.127 | 0.03 | 3.593 | 7.766 | 850 | 10.58 | -10.58
5052 | 0.703 | 0.662 | 0.696 | 0.696 | 0.01 | 0.224 | 0.106 | 0.026 | 2.958 | 7.736 | 850 | -0.16 | 0.16
5053 | 0.679 | 0.607 | 0.672 | 0.665 | 0.01 | 0.22 | 0.094 | 0.026 | 2.4 | 7.641 | 850 | -0.19 | 0.19
5054 | 0.617 | 0.563 | 0.61 | 0.595 | 0.015 | 0.205 | 0.087 | 0.031 | 2.246 | 7.371 | 850 | -1.7 | 1.7
5055 | 0.519 | 0.481 | 0.51 | 0.488 | 0.021 | 0.177 | 0.088 | 0.037 | 2.679 | 6.929 | 850 | -0.98 | 0.98
5056 | 0.385 | 0.341 | 0.372 | 0.344 | 0.032 | 0.146 | 0.099 | 0.049 | 3.377 | 6.547 | 850 | -0.07 | 0.07
5057 | 0.224 | 0.178 | 0.209 | 0.179 | 0.053 | 0.114 | 0.125 | 0.062 | 4.017 | 5.999 | 850 | 13.74 | -13.74
5058 | 0.071 | 0.041 | 0.056 | 0.034 | 0.083 | 0.097 | 0.155 | 0.07 | 4.608 | 5.311 | 850 | 64.48 | -64.48
5059 | 0.013 | 0.002 | 0.005 | 0 | 0.148 | 0.086 | 0.245 | 0.083 | 5.176 | 4.71 | 850 | 96.91 | -96.91
5060 | 0 | 0 | 0 | 0 | 0.23 | 0.061 | 0.349 | 0.096 | 5.769 | 4.053 | 850 | 123.24 | -123.24
5061 | 0 | 0 | 0 | 0 | 0.301 | 0.045 | 0.433 | 0.114 | 6.279 | 3.526 | 850 | 178.07 | -178.07
5062 | 0 | 0 | 0 | 0 | 0.353 | 0.044 | 0.468 | 0.158 | 6.614 | 3.147 | 850 | 132.72 | -132.72
5063 | 0 | 0 | 0 | 0 | 0.395 | 0.051 | 0.439 | 0.232 | 6.831 | 2.889 | 850 | 107.8 | -107.8
5064 | 0 | 0 | 0 | 0 | 0.425 | 0.058 | 0.371 | 0.311 | 6.973 | 3.058 | 850 | 90.2 | -90.2
5065 | 0 | 0 | 0 | 0 | 0.428 | 0.065 | 0.292 | 0.363 | 7.027 | 3.197 | 850 | 78.01 | -78.01
5066 | 0 | 0 | 0 | 0 | 0.41 | 0.074 | 0.225 | 0.403 | 6.907 | 3.344 | 850 | 75.77 | -75.77
5067 | 0 | 0 | 0 | 0 | 0.387 | 0.09 | 0.183 | 0.425 | 6.554 | 3.837 | 850 | 79.27 | -79.27
5068 | 0 | 0 | 0 | 0 | 0.361 | 0.115 | 0.166 | 0.423 | 6.129 | 4.453 | 850 | 83.73 | -83.73
5069 | 0.019 | 0.023 | 0.014 | 0.019 | 0.304 | 0.129 | 0.155 | 0.341 | 5.707 | 4.902 | 850 | 88.59 | -88.59
5070 | 0.076 | 0.111 | 0.072 | 0.095 | 0.147 | 0.07 | 0.089 | 0.168 | 5.03 | 4.637 | 850 | 101.85 | -101.85
5071 | 0.227 | 0.28 | 0.208 | 0.268 | 0.059 | 0.064 | 0.035 | 0.098 | 4.353 | 4.492 | 850 | 115.64 | -115.64
5072 | 0.34 | 0.432 | 0.305 | 0.427 | 0.031 | 0.081 | 0.024 | 0.142 | 3.883 | 4.869 | 850 | 113.48 | -113.48
5073 | 0.406 | 0.543 | 0.297 | 0.551 | 0.024 | 0.078 | 0.014 | 0.121 | 3.591 | 4.943 | 850 | 99.65 | -99.65
5074 | 0.531 | 0.623 | 0.334 | 0.629 | 0.018 | 0.071 | 0.005 | 0.1 | 3.273 | 4.789 | 850 | 67.78 | -67.78
5075 | 0.641 | 0.669 | 0.519 | 0.649 | 0.015 | 0.064 | 0.008 | 0.085 | 2.839 | 4.494 | 850 | 37.52 | -37.52
5076 | 0.662 | 0.672 | 0.625 | 0.646 | 0.01 | 0.055 | 0.013 | 0.07 | 2.583 | 4.035 | 850 | 7.84 | -7.84
5077 | 0.634 | 0.605 | 0.632 | 0.629 | 0.007 | 0.045 | 0.008 | 0.058 | 3.651 | 3.349 | 850 | 1.09 | -1.09
5078 | 0.581 | 0.461 | 0.57 | 0.557 | 0.014 | 0.033 | 0.009 | 0.05 | 4.527 | 2.631 | 850 | -0.04 | 0.04
5079 | 0.481 | 0.389 | 0.462 | 0.421 | 0.026 | 0.026 | 0.02 | 0.045 | 4.85 | 2.452 | 850 | -0.06 | 0.06
5080 | 0.262 | 0.317 | 0.302 | 0.249 | 0.041 | 0.025 | 0.034 | 0.032 | 4.838 | 2.649 | 850 | 13.25 | -13.25
5081 | 0.113 | 0.169 | 0.161 | 0.141 | 0.053 | 0.025 | 0.051 | 0.025 | 4.775 | 2.874 | 850 | 40.68 | -40.68
5082 | 0.061 | 0.041 | 0.058 | 0.04 | 0.081 | 0.028 | 0.071 | 0.028 | 5.146 | 3.222 | 850 | 78.1 | -78.1
5083 | 0.012 | 0.001 | 0.001 | 0 | 0.179 | 0.048 | 0.164 | 0.083 | 6.191 | 4.269 | 850 | 103.4 | -103.4
5084 | 0 | 0 | 0 | 0 | 0.317 | 0.099 | 0.404 | 0.163 | 7.209 | 5.183 | 850 | 129.44 | -129.44
5085 | 0 | 0 | 0 | 0 | 0.417 | 0.17 | 0.37 | 0.179 | 7.742 | 5.616 | 850 | 177.13 | -177.13
5086 | 0 | 0 | 0 | 0 | 0.411 | 0.208 | 0.166 | 0.132 | 7.613 | 5.523 | 850 | 147.67 | -147.67
5087 | 0 | 0 | 0 | 0 | 0.371 | 0.206 | 0.096 | 0.141 | 7.14 | 5.135 | 850 | 114.98 | -114.98
5088 | 0 | 0 | 0 | 0 | 0.338 | 0.196 | 0.093 | 0.179 | 6.59 | 4.762 | 850 | 99.04 | -99.04
5089 | 0 | 0 | 0 | 0 | 0.277 | 0.173 | 0.059 | 0.162 | 5.971 | 4.465 | 850 | 98.85 | -98.85
5090 | 0 | 0 | 0 | 0 | 0.197 | 0.136 | 0.024 | 0.104 | 5.391 | 4.076 | 850 | 87.29 | -87.29
5091 | 0 | 0 | 0 | 0 | 0.134 | 0.1 | 0.029 | 0.055 | 5.173 | 3.747 | 850 | 85.19 | -85.19
5092 | 0 | 0 | 0 | 0 | 0.105 | 0.071 | 0.056 | 0.037 | 5.246 | 3.676 | 850 | 82.9 | -82.9
5093 | 0.018 | 0.025 | 0.013 | 0.019 | 0.105 | 0.056 | 0.068 | 0.055 | 5.44 | 3.545 | 850 | 90.6 | -90.6
5094 | 0.076 | 0.099 | 0.071 | 0.092 | 0.074 | 0.029 | 0.046 | 0.061 | 5.663 | 3.364 | 850 | 102.39 | -102.39
5095 | 0.208 | 0.254 | 0.211 | 0.258 | 0.041 | 0.016 | 0.016 | 0.037 | 5.944 | 3.517 | 850 | 112.51 | -112.51
5096 | 0.325 | 0.408 | 0.362 | 0.412 | 0.034 | 0.016 | 0.006 | 0.027 | 6.515 | 3.98 | 850 | 110.14 | -110.14
5097 | 0.423 | 0.491 | 0.48 | 0.531 | 0.032 | 0.015 | 0.004 | 0.022 | 6.651 | 4.291 | 850 | 95.26 | -95.26
5098 | 0.524 | 0.564 | 0.561 | 0.615 | 0.028 | 0.021 | 0.022 | 0.016 | 6.37 | 4.521 | 850 | 79.02 | -79.02
5099 | 0.598 | 0.599 | 0.526 | 0.656 | 0.043 | 0.033 | 0.042 | 0.017 | 6.293 | 4.849 | 850 | 55.89 | -55.89
5100 | 0.624 | 0.577 | 0.49 | 0.659 | 0.051 | 0.04 | 0.038 | 0.02 | 6.573 | 5.182 | 850 | 33.46 | -33.46
5101 | 0.611 | 0.505 | 0.527 | 0.622 | 0.044 | 0.04 | 0.028 | 0.021 | 6.849 | 5.47 | 850 | 21.75 | -21.75
5102 | 0.539 | 0.435 | 0.438 | 0.552 | 0.035 | 0.045 | 0.031 | 0.02 | 6.908 | 5.72 | 850 | 11.36 | -11.36
5103 | 0.419 | 0.38 | 0.28 | 0.446 | 0.034 | 0.056 | 0.052 | 0.021 | 6.812 | 5.827 | 850 | 17.53 | -17.53
5104 | 0.299 | 0.223 | 0.146 | 0.295 | 0.045 | 0.07 | 0.088 | 0.022 | 6.883 | 5.806 | 850 | 31.74 | -31.74
5105 | 0.168 | 0.08 | 0.063 | 0.142 | 0.066 | 0.094 | 0.104 | 0.024 | 7.28 | 5.834 | 850 | 46.09 | -46.09
5106 | 0.066 | 0.022 | 0.023 | 0.033 | 0.109 | 0.13 | 0.104 | 0.039 | 7.846 | 6.003 | 850 | 75.85 | -75.85
5107 | 0.01 | 0 | 0 | 0 | 0.257 | 0.161 | 0.094 | 0.042 | 8.352 | 6.385 | 850 | 99.16 | -99.16
5108 | 0 | 0 | 0 | 0 | 0.396 | 0.158 | 0.058 | 0.042 | 8.725 | 6.72 | 850 | 115.39 | -115.39
5109 | 0 | 0 | 0 | 0 | 0.42 | 0.153 | 0.028 | 0.121 | 8.927 | 6.913 | 850 | 136.15 | -136.15
5110 | 0 | 0 | 0 | 0 | 0.377 | 0.147 | 0.028 | 0.372 | 8.966 | 7.048 | 850 | 116.19 | -116.19
5111 | 0 | 0 | 0 | 0 | 0.335 | 0.138 | 0.054 | 0.487 | 8.78 | 7.12 | 850 | 104.51 | -104.51
5112 | 0 | 0 | 0 | 0 | 0.305 | 0.133 | 0.082 | 0.423 | 8.413 | 7.012 | 850 | 96.49 | -96.49
5113 | 0 | 0 | 0 | 0 | 0.286 | 0.131 | 0.097 | 0.34 | 7.931 | 6.744 | 850 | 96.45 | -96.45
5114 | 0 | 0 | 0 | 0 | 0.272 | 0.128 | 0.107 | 0.281 | 7.369 | 6.426 | 850 | 92.4 | -92.4
5115 | 0 | 0 | 0 | 0 | 0.266 | 0.127 | 0.121 | 0.254 | 6.834 | 6.003 | 850 | 86.85 | -86.85
5116 | 0 | 0 | 0 | 0 | 0.253 | 0.139 | 0.128 | 0.219 | 6.428 | 5.579 | 850 | 84.11 | -84.11
5117 | 0.019 | 0.026 | 0.012 | 0.022 | 0.186 | 0.101 | 0.127 | 0.15 | 6.111 | 5.218 | 850 | 93.08 | -93.08
5118 | 0.078 | 0.106 | 0.075 | 0.095 | 0.089 | 0.076 | 0.081 | 0.075 | 5.806 | 4.693 | 850 | 112.71 | -112.71
5119 | 0.222 | 0.26 | 0.196 | 0.221 | 0.075 | 0.082 | 0.041 | 0.044 | 5.657 | 4.167 | 850 | 134.39 | -134.39
5120 | 0.371 | 0.408 | 0.309 | 0.32 | 0.067 | 0.055 | 0.044 | 0.03 | 5.543 | 3.748 | 850 | 109.52 | -109.52
5121 | 0.494 | 0.523 | 0.378 | 0.389 | 0.059 | 0.028 | 0.071 | 0.022 | 5.496 | 3.438 | 850 | 105.95 | -105.95
5122 | 0.583 | 0.601 | 0.398 | 0.504 | 0.044 | 0.017 | 0.123 | 0.024 | 5.47 | 3.144 | 850 | 90.1 | -90.1
5123 | 0.632 | 0.644 | 0.373 | 0.579 | 0.032 | 0.011 | 0.19 | 0.037 | 5.458 | 3.113 | 850 | 76.95 | -76.95
5124 | 0.63 | 0.642 | 0.336 | 0.52 | 0.026 | 0.01 | 0.219 | 0.059 | 5.451 | 3.373 | 850 | 67.64 | -67.64
5125 | 0.567 | 0.613 | 0.319 | 0.364 | 0.023 | 0.013 | 0.231 | 0.084 | 5.55 | 3.652 | 850 | 64.03 | -64.03
5126 | 0.434 | 0.546 | 0.27 | 0.265 | 0.03 | 0.021 | 0.245 | 0.112 | 5.854 | 3.937 | 850 | 60.38 | -60.38
5127 | 0.278 | 0.441 | 0.173 | 0.192 | 0.056 | 0.032 | 0.204 | 0.162 | 6.215 | 4.314 | 850 | 62.39 | -62.39
5128 | 0.152 | 0.301 | 0.093 | 0.108 | 0.129 | 0.045 | 0.131 | 0.224 | 6.775 | 4.593 | 850 | 71.22 | -71.22
5129 | 0.074 | 0.154 | 0.057 | 0.034 | 0.26 | 0.075 | 0.112 | 0.207 | 7.523 | 4.934 | 850 | 77.39 | -77.39
5130 | 0.024 | 0.041 | 0.035 | 0.005 | 0.393 | 0.157 | 0.115 | 0.184 | 7.987 | 5.267 | 850 | 95.16 | -95.16
5131 | 0 | 0 | 0 | 0 | 0.42 | 0.314 | 0.151 | 0.165 | 8.238 | 5.543 | 850 | 102.83 | -102.83
5132 | 0 | 0 | 0 | 0 | 0.409 | 0.398 | 0.18 | 0.163 | 8.308 | 5.547 | 850 | 112.5 | -112.5
5133 | 0 | 0 | 0 | 0 | 0.389 | 0.393 | 0.208 | 0.155 | 8.052 | 5.383 | 850 | 138.07 | -138.07
5134 | 0 | 0 | 0 | 0 | 0.364 | 0.372 | 0.261 | 0.178 | 7.871 | 5.226 | 850 | 124.03 | -124.03
5135 | 0 | 0 | 0 | 0 | 0.349 | 0.335 | 0.31 | 0.219 | 7.863 | 4.979 | 850 | 112.94 | -112.94
5136 | 0 | 0 | 0 | 0 | 0.396 | 0.294 | 0.335 | 0.277 | 7.997 | 4.731 | 850 | 105.7 | -105.7
5137 | 0 | 0 | 0 | 0 | 0.4 | 0.261 | 0.33 | 0.328 | 8.057 | 4.562 | 850 | 93.93 | -93.93
5138 | 0 | 0 | 0 | 0 | 0.366 | 0.244 | 0.328 | 0.316 | 7.914 | 4.594 | 850 | 89.17 | -89.17
5139 | 0 | 0 | 0 | 0 | 0.316 | 0.218 | 0.332 | 0.284 | 7.657 | 5.116 | 850 | 88.11 | -88.11
5140 | 0 | 0 | 0 | 0 | 0.24 | 0.171 | 0.319 | 0.235 | 7.381 | 5.94 | 850 | 82.97 | -82.97
5141 | 0.011 | 0.005 | 0 | 0.017 | 0.157 | 0.113 | 0.293 | 0.186 | 7.179 | 6.623 | 850 | 86.95 | -86.95
5142 | 0.07 | 0.041 | 0.034 | 0.072 | 0.082 | 0.066 | 0.199 | 0.176 | 6.874 | 6.796 | 850 | 96.61 | -96.61
5143 | 0.19 | 0.087 | 0.1 | 0.111 | 0.086 | 0.049 | 0.222 | 0.228 | 6.605 | 6.695 | 850 | 110.75 | -110.75
5144 | 0.33 | 0.135 | 0.188 | 0.162 | 0.087 | 0.047 | 0.205 | 0.349 | 6.138 | 6.496 | 850 | 121.38 | -121.38
5145 | 0.469 | 0.169 | 0.283 | 0.252 | 0.059 | 0.048 | 0.18 | 0.553 | 5.51 | 6.076 | 850 | 113.19 | -113.19
5146 | 0.584 | 0.218 | 0.387 | 0.305 | 0.035 | 0.064 | 0.162 | 0.671 | 4.805 | 5.614 | 850 | 104.42 | -104.42
5147 | 0.654 | 0.292 | 0.521 | 0.341 | 0.023 | 0.084 | 0.144 | 0.722 | 4.179 | 5.266 | 850 | 91.68 | -91.68
5148 | 0.671 | 0.404 | 0.577 | 0.401 | 0.018 | 0.09 | 0.121 | 0.741 | 3.683 | 5.299 | 850 | 77.69 | -77.69
5149 | 0.644 | 0.471 | 0.582 | 0.5 | 0.018 | 0.088 | 0.102 | 0.737 | 3.565 | 5.716 | 850 | 73.58 | -73.58
5150 | 0.581 | 0.45 | 0.518 | 0.517 | 0.019 | 0.095 | 0.083 | 0.705 | 3.83 | 6.245 | 850 | 61.94 | -61.94
5151 | 0.48 | 0.305 | 0.421 | 0.414 | 0.021 | 0.112 | 0.064 | 0.623 | 4.253 | 6.562 | 850 | 53.44 | -53.44
5152 | 0.355 | 0.173 | 0.295 | 0.282 | 0.021 | 0.126 | 0.052 | 0.497 | 4.626 | 6.499 | 850 | 50.58 | -50.58
5153 | 0.204 | 0.085 | 0.166 | 0.156 | 0.022 | 0.145 | 0.046 | 0.328 | 4.754 | 6.243 | 850 | 65.42 | -65.42
5154 | 0.069 | 0.037 | 0.053 | 0.045 | 0.026 | 0.161 | 0.046 | 0.206 | 4.794 | 6.067 | 850 | 77.69 | -77.69
5155 | 0.01 | 0 | 0.001 | 0 | 0.048 | 0.199 | 0.039 | 0.162 | 4.936 | 6.012 | 850 | 102.22 | -102.22
5156 | 0 | 0 | 0 | 0 | 0.101 | 0.224 | 0.026 | 0.119 | 5.09 | 6.004 | 850 | 128.49 | -128.49
5157 | 0 | 0 | 0 | 0 | 0.162 | 0.21 | 0.018 | 0.089 | 5.133 | 6.139 | 850 | 146.19 | -146.19
5158 | 0 | 0 | 0 | 0 | 0.197 | 0.17 | 0.017 | 0.064 | 5.024 | 6.386 | 850 | 121.66 | -121.66
5159 | 0 | 0 | 0 | 0 | 0.188 | 0.131 | 0.017 | 0.047 | 4.821 | 6.599 | 850 | 114.42 | -114.42
5160 | 0 | 0 | 0 | 0 | 0.161 | 0.091 | 0.017 | 0.05 | 4.674 | 6.713 | 850 | 99.01 | -99.01
5161 | 0 | 0 | 0 | 0 | 0.125 | 0.054 | 0.018 | 0.057 | 4.669 | 6.739 | 850 | 102.65 | -102.65
5162 | 0 | 0 | 0 | 0 | 0.088 | 0.028 | 0.023 | 0.055 | 4.909 | 6.606 | 850 | 99.14 | -99.14
5163 | 0 | 0 | 0 | 0 | 0.064 | 0.017 | 0.033 | 0.043 | 5.464 | 6.317 | 850 | 93.3 | -93.3
5164 | 0 | 0 | 0 | 0 | 0.063 | 0.02 | 0.053 | 0.033 | 6.149 | 5.912 | 850 | 89.1 | -89.1
5165 | 0.016 | 0.024 | 0.008 | 0.02 | 0.08 | 0.026 | 0.078 | 0.028 | 6.696 | 5.37 | 850 | 86.31 | -86.31
5166 | 0.072 | 0.104 | 0.066 | 0.093 | 0.067 | 0.026 | 0.056 | 0.015 | 6.806 | 4.429 | 850 | 94.88 | -94.88
5167 | 0.146 | 0.259 | 0.176 | 0.234 | 0.049 | 0.032 | 0.059 | 0.017 | 6.722 | 3.829 | 850 | 103.74 | -103.74
5168 | 0.211 | 0.411 | 0.296 | 0.386 | 0.055 | 0.038 | 0.086 | 0.021 | 6.721 | 3.904 | 850 | 95.51 | -95.51
5169 | 0.27 | 0.532 | 0.414 | 0.51 | 0.079 | 0.042 | 0.119 | 0.023 | 6.987 | 4.351 | 850 | 84.5 | -84.5
5170 | 0.297 | 0.614 | 0.462 | 0.572 | 0.104 | 0.045 | 0.139 | 0.025 | 7.214 | 4.741 | 850 | 66.06 | -66.06
5171 | 0.376 | 0.657 | 0.507 | 0.559 | 0.11 | 0.053 | 0.148 | 0.035 | 7.25 | 5.068 | 850 | 32.44 | -32.44
5172 | 0.461 | 0.655 | 0.545 | 0.485 | 0.112 | 0.063 | 0.152 | 0.053 | 7.243 | 5.304 | 850 | 20.36 | -20.36
5173 | 0.453 | 0.621 | 0.531 | 0.435 | 0.121 | 0.069 | 0.152 | 0.072 | 7.364 | 5.367 | 850 | 14.66 | -14.66
5174 | 0.309 | 0.552 | 0.453 | 0.395 | 0.127 | 0.073 | 0.149 | 0.086 | 7.684 | 5.266 | 850 | 6.41 | -6.41
5175 | 0.165 | 0.443 | 0.328 | 0.319 | 0.13 | 0.074 | 0.156 | 0.086 | 8.048 | 5.045 | 850 | 4.1 | -4.1
5176 | 0.102 | 0.301 | 0.243 | 0.231 | 0.14 | 0.068 | 0.173 | 0.08 | 7.967 | 4.64 | 850 | 12.38 | -12.38
5177 | 0.055 | 0.15 | 0.135 | 0.126 | 0.148 | 0.056 | 0.189 | 0.084 | 7.535 | 4.239 | 850 | 32.44 | -32.44
5178 | 0.017 | 0.041 | 0.052 | 0.036 | 0.169 | 0.039 | 0.187 | 0.082 | 7.09 | 3.947 | 850 | 73.61 | -73.61
5179 | 0 | 0 | 0 | 0 | 0.215 | 0.021 | 0.216 | 0.062 | 6.508 | 3.949 | 850 | 103.55 | -103.55
5180 | 0 | 0 | 0 | 0 | 0.229 | 0.011 | 0.26 | 0.052 | 5.951 | 4.597 | 850 | 110.02 | -110.02
5181 | 0 | 0 | 0 | 0 | 0.217 | 0.022 | 0.296 | 0.06 | 5.724 | 5.48 | 850 | 124.64 | -124.64
5182 | 0 | 0 | 0 | 0 | 0.189 | 0.049 | 0.306 | 0.091 | 5.973 | 6.153 | 850 | 136.64 | -136.64
5183 | 0 | 0 | 0 | 0 | 0.177 | 0.08 | 0.26 | 0.138 | 6.394 | 6.489 | 850 | 119.2 | -119.2
5184 | 0 | 0 | 0 | 0 | 0.217 | 0.121 | 0.202 | 0.19 | 6.726 | 6.534 | 850 | 101.3 | -101.3
5185 | 0 | 0 | 0 | 0 | 0.274 | 0.171 | 0.168 | 0.226 | 6.904 | 6.442 | 850 | 110.21 | -110.21
5186 | 0 | 0 | 0 | 0 | 0.299 | 0.194 | 0.149 | 0.24 | 7.05 | 6.437 | 850 | 101.34 | -101.34
5187 | 0 | 0 | 0 | 0 | 0.305 | 0.181 | 0.148 | 0.264 | 7.453 | 6.626 | 850 | 96.9 | -96.9
5188 | 0 | 0 | 0 | 0 | 0.348 | 0.159 | 0.14 | 0.287 | 8.27 | 6.746 | 850 | 92.68 | -92.68
5189 | 0.012 | 0 | 0.009 | 0 | 0.357 | 0.137 | 0.128 | 0.261 | 8.996 | 6.555 | 850 | 90.21 | -90.21
5190 | 0.07 | 0.018 | 0.063 | 0.048 | 0.251 | 0.108 | 0.081 | 0.215 | 9.373 | 6.153 | 850 | 83 | -83
5191 | 0.147 | 0.046 | 0.142 | 0.194 | 0.265 | 0.093 | 0.086 | 0.202 | 9.522 | 5.985 | 850 | 77.7 | -77.7
5192 | 0.237 | 0.112 | 0.308 | 0.374 | 0.322 | 0.13 | 0.106 | 0.274 | 9.301 | 6.297 | 850 | 73.2 | -73.2
5193 | 0.389 | 0.286 | 0.407 | 0.475 | 0.383 | 0.187 | 0.12 | 0.335 | 9.108 | 6.725 | 850 | 63.93 | -63.93
5194 | 0.443 | 0.484 | 0.445 | 0.494 | 0.446 | 0.222 | 0.128 | 0.333 | 9.163 | 6.958 | 850 | 28.11 | -28.11
5195 | 0.48 | 0.561 | 0.445 | 0.453 | 0.483 | 0.26 | 0.134 | 0.31 | 9.417 | 7.41 | 850 | 8.05 | -8.05
5196 | 0.514 | 0.56 | 0.414 | 0.529 | 0.491 | 0.323 | 0.138 | 0.28 | 9.691 | 7.994 | 850 | 2.05 | -2.05
5197 | 0.475 | 0.428 | 0.382 | 0.578 | 0.494 | 0.406 | 0.146 | 0.249 | 9.751 | 8.712 | 850 | 0.06 | -0.06
5198 | 0.313 | 0.377 | 0.231 | 0.494 | 0.491 | 0.504 | 0.152 | 0.227 | 9.558 | 9.496 | 850 | -0.04 | 0.04
5199 | 0.187 | 0.402 | 0.161 | 0.291 | 0.455 | 0.58 | 0.158 | 0.222 | 9.13 | 10.149 | 850 | -2.16 | 2.16
5200 | 0.124 | 0.303 | 0.08 | 0.14 | 0.391 | 0.605 | 0.151 | 0.22 | 8.62 | 10.571 | 850 | -0.01 | 0.01
5201 | 0.096 | 0.145 | 0.034 | 0.059 | 0.304 | 0.59 | 0.137 | 0.223 | 8.153 | 10.584 | 850 | 1 | -1
5202 | 0.066 | 0.042 | 0.009 | 0.01 | 0.235 | 0.515 | 0.128 | 0.214 | 7.848 | 10.437 | 850 | 22.46 | -22.46
5203 | 0.01 | 0 | 0 | 0 | 0.22 | 0.47 | 0.127 | 0.215 | 7.867 | 10.498 | 850 | 73.17 | -73.17
5204 | 0 | 0 | 0 | 0 | 0.203 | 0.488 | 0.105 | 0.214 | 7.627 | 10.596 | 850 | 105.66 | -105.66
5205 | 0 | 0 | 0 | 0 | 0.162 | 0.464 | 0.076 | 0.194 | 7.353 | 10.231 | 850 | 119.92 | -119.92
5206 | 0 | 0 | 0 | 0 | 0.136 | 0.383 | 0.07 | 0.166 | 7.333 | 9.918 | 850 | 124.99 | -124.99
5207 | 0 | 0 | 0 | 0 | 0.146 | 0.311 | 0.073 | 0.146 | 7.448 | 9.765 | 850 | 112.94 | -112.94
5208 | 0 | 0 | 0 | 0 | 0.165 | 0.317 | 0.083 | 0.117 | 7.398 | 9.547 | 850 | 104.83 | -104.83
5209 | 0 | 0 | 0 | 0 | 0.172 | 0.313 | 0.092 | 0.098 | 7.149 | 9.282 | 850 | 103.08 | -103.08
5210 | 0 | 0 | 0 | 0 | 0.163 | 0.297 | 0.095 | 0.107 | 6.798 | 8.964 | 850 | 85.32 | -85.32
5211 | 0 | 0 | 0 | 0 | 0.158 | 0.269 | 0.09 | 0.135 | 6.237 | 8.607 | 850 | 82.3 | -82.3
5212 | 0 | 0 | 0 | 0 | 0.143 | 0.228 | 0.078 | 0.151 | 5.599 | 7.875 | 850 | 85.35 | -85.35
5213 | 0.011 | 0.021 | 0.007 | 0.009 | 0.138 | 0.14 | 0.058 | 0.131 | 5.097 | 7.104 | 850 | 83.59 | -83.59
5214 | 0.069 | 0.097 | 0.063 | 0.079 | 0.096 | 0.108 | 0.028 | 0.074 | 4.768 | 6.276 | 850 | 97.24 | -97.24
5215 | 0.182 | 0.24 | 0.207 | 0.212 | 0.07 | 0.121 | 0.014 | 0.095 | 4.687 | 5.91 | 850 | 118.98 | -118.98
5216 | 0.301 | 0.389 | 0.369 | 0.362 | 0.081 | 0.118 | 0.01 | 0.125 | 4.961 | 5.738 | 850 | 136.75 | -136.75
5217 | 0.436 | 0.508 | 0.514 | 0.507 | 0.091 | 0.124 | 0.012 | 0.15 | 5.124 | 5.934 | 850 | 113.97 | -113.97
5218 | 0.493 | 0.602 | 0.608 | 0.611 | 0.093 | 0.136 | 0.016 | 0.172 | 4.978 | 6.083 | 850 | 102.83 | -102.83
5219 | 0.524 | 0.65 | 0.67 | 0.666 | 0.082 | 0.149 | 0.019 | 0.182 | 4.631 | 6.074 | 850 | 74.5 | -74.5
5220 | 0.556 | 0.648 | 0.683 | 0.675 | 0.068 | 0.15 | 0.022 | 0.183 | 4.3 | 5.962 | 850 | 64.3 | -64.3
5221 | 0.582 | 0.606 | 0.655 | 0.656 | 0.056 | 0.141 | 0.025 | 0.17 | 3.997 | 5.711 | 850 | 57.12 | -57.12
5222 | 0.529 | 0.528 | 0.593 | 0.585 | 0.046 | 0.123 | 0.027 | 0.146 | 3.621 | 5.316 | 850 | 42.05 | -42.05
5223 | 0.431 | 0.427 | 0.492 | 0.472 | 0.034 | 0.096 | 0.029 | 0.116 | 3.13 | 4.897 | 850 | 36.35 | -36.35
5224 | 0.307 | 0.299 | 0.354 | 0.321 | 0.024 | 0.072 | 0.035 | 0.09 | 2.835 | 4.485 | 850 | 51.43 | -51.43
5225 | 0.184 | 0.144 | 0.195 | 0.165 | 0.019 | 0.053 | 0.051 | 0.076 | 3.393 | 4.041 | 850 | 70.1 | -70.1
5226 | 0.066 | 0.038 | 0.052 | 0.036 | 0.023 | 0.035 | 0.079 | 0.061 | 4.258 | 3.531 | 850 | 85.4 | -85.4
5227 | 0.007 | 0 | 0.001 | 0 | 0.049 | 0.021 | 0.162 | 0.056 | 5.401 | 3.17 | 850 | 108.97 | -108.97
5228 | 0 | 0 | 0 | 0 | 0.117 | 0.014 | 0.254 | 0.064 | 6.654 | 3.166 | 850 | 152.76 | -152.76
5229 | 0 | 0 | 0 | 0 | 0.216 | 0.018 | 0.306 | 0.093 | 7.598 | 3.363 | 850 | 250.01 | -250.01
5230 | 0 | 0 | 0 | 0 | 0.312 | 0.028 | 0.335 | 0.142 | 8.147 | 3.839 | 850 | 170.93 | -170.93
5231 | 0 | 0 | 0 | 0 | 0.385 | 0.039 | 0.344 | 0.199 | 8.397 | 4.291 | 850 | 120.3 | -120.3
5232 | 0 | 0 | 0 | 0 | 0.43 | 0.05 | 0.328 | 0.245 | 8.498 | 4.747 | 850 | 102.92 | -102.92
5233 | 0 | 0 | 0 | 0 | 0.44 | 0.061 | 0.304 | 0.267 | 8.382 | 5.199 | 850 | 103.09 | -103.09
5234 | 0 | 0 | 0 | 0 | 0.43 | 0.067 | 0.273 | 0.286 | 8.221 | 5.643 | 850 | 95.57 | -95.57
5235 | 0 | 0 | 0 | 0 | 0.406 | 0.07 | 0.239 | 0.297 | 7.904 | 6.001 | 850 | 89.24 | -89.24
5236 | 0 | 0 | 0 | 0 | 0.357 | 0.068 | 0.201 | 0.292 | 7.346 | 6.177 | 850 | 85.24 | -85.24
5237 | 0.011 | 0.02 | 0.006 | 0.015 | 0.289 | 0.058 | 0.158 | 0.238 | 6.9 | 6.093 | 850 | 85.76 | -85.76
5238 | 0.068 | 0.102 | 0.06 | 0.088 | 0.146 | 0.026 | 0.07 | 0.12 | 6.403 | 5.392 | 850 | 95.77 | -95.77
5239 | 0.217 | 0.265 | 0.218 | 0.257 | 0.068 | 0.024 | 0.02 | 0.1 | 5.966 | 4.985 | 850 | 123.86 | -123.86
5240 | 0.374 | 0.419 | 0.38 | 0.417 | 0.066 | 0.031 | 0.016 | 0.114 | 5.676 | 5.169 | 850 | 126.04 | -126.04
5241 | 0.502 | 0.541 | 0.511 | 0.544 | 0.067 | 0.037 | 0.012 | 0.088 | 5.58 | 5.362 | 850 | 85.29 | -85.29
5242 | 0.598 | 0.626 | 0.602 | 0.631 | 0.073 | 0.04 | 0.013 | 0.074 | 5.819 | 5.548 | 850 | 74.51 | -74.51
5243 | 0.649 | 0.668 | 0.652 | 0.675 | 0.076 | 0.039 | 0.02 | 0.062 | 5.811 | 5.661 | 850 | 36.04 | -36.04
5244 | 0.663 | 0.671 | 0.665 | 0.681 | 0.072 | 0.036 | 0.032 | 0.051 | 5.542 | 5.678 | 850 | 21.43 | -21.43
5245 | 0.64 | 0.637 | 0.639 | 0.648 | 0.067 | 0.03 | 0.049 | 0.042 | 5.084 | 5.586 | 850 | 15.86 | -15.86
5246 | 0.577 | 0.565 | 0.576 | 0.578 | 0.062 | 0.024 | 0.064 | 0.035 | 4.608 | 5.488 | 850 | 2.95 | -2.95
5247 | 0.477 | 0.457 | 0.473 | 0.469 | 0.058 | 0.02 | 0.073 | 0.028 | 4.296 | 5.456 | 850 | 4.79 | -4.79
5248 | 0.343 | 0.315 | 0.336 | 0.324 | 0.058 | 0.018 | 0.077 | 0.024 | 4.124 | 5.618 | 850 | 19.44 | -19.44
5249 | 0.192 | 0.158 | 0.183 | 0.162 | 0.062 | 0.019 | 0.081 | 0.021 | 4.149 | 6.128 | 850 | 39.71 | -39.71
5250 | 0.061 | 0.033 | 0.05 | 0.032 | 0.063 | 0.03 | 0.087 | 0.027 | 4.358 | 7.096 | 850 | 82.19 | -82.19
5251 | 0.005 | 0 | 0 | 0 | 0.067 | 0.063 | 0.099 | 0.057 | 4.594 | 8.485 | 850 | 106.29 | -106.29
5252 | 0 | 0 | 0 | 0 | 0.1 | 0.133 | 0.111 | 0.105 | 5.121 | 9.493 | 850 | 174.58 | -174.58
5253 | 0 | 0 | 0 | 0 | 0.161 | 0.225 | 0.128 | 0.158 | 5.795 | 9.862 | 850 | 230.85 | -230.85
5254 | 0 | 0 | 0 | 0 | 0.234 | 0.318 | 0.146 | 0.205 | 6.395 | 9.808 | 850 | 170.45 | -170.45
5255 | 0 | 0 | 0 | 0 | 0.306 | 0.388 | 0.141 | 0.232 | 6.795 | 9.598 | 850 | 118.54 | -118.54
5256 | 0 | 0 | 0 | 0 | 0.356 | 0.41 | 0.105 | 0.225 | 6.86 | 9.392 | 850 | 100.03 | -100.03
5257 | 0 | 0 | 0 | 0 | 0.372 | 0.392 | 0.063 | 0.174 | 6.38 | 9.195 | 850 | 91.39 | -91.39
5258 | 0 | 0 | 0 | 0 | 0.364 | 0.362 | 0.037 | 0.155 | 5.43 | 9.034 | 850 | 83.24 | -83.24
5259 | 0 | 0 | 0 | 0 | 0.332 | 0.328 | 0.028 | 0.163 | 4.862 | 8.817 | 850 | 79.29 | -79.29
5260 | 0 | 0 | 0 | 0 | 0.277 | 0.274 | 0.032 | 0.176 | 4.908 | 8.641 | 850 | 83.24 | -83.24
5261 | 0.011 | 0.022 | 0.006 | 0.016 | 0.204 | 0.181 | 0.025 | 0.178 | 5.127 | 8.252 | 850 | 86.43 | -86.43
5262 | 0.07 | 0.1 | 0.066 | 0.091 | 0.104 | 0.089 | 0.018 | 0.111 | 5.183 | 7.453 | 850 | 104.36 | -104.36
5263 | 0.18 | 0.245 | 0.159 | 0.247 | 0.046 | 0.079 | 0.018 | 0.054 | 5.312 | 6.908 | 850 | 126.07 | -126.07
5264 | 0.301 | 0.398 | 0.233 | 0.397 | 0.045 | 0.114 | 0.06 | 0.038 | 5.958 | 7.043 | 850 | 127.98 | -127.98
5265 | 0.379 | 0.516 | 0.364 | 0.51 | 0.069 | 0.111 | 0.211 | 0.023 | 6.766 | 7.972 | 850 | 109.06 | -109.06
5266 | 0.427 | 0.602 | 0.508 | 0.569 | 0.088 | 0.084 | 0.276 | 0.013 | 7.146 | 8.505 | 850 | 88.91 | -88.91
5267 | 0.385 | 0.644 | 0.446 | 0.515 | 0.114 | 0.055 | 0.196 | 0.024 | 6.84 | 8.568 | 850 | 73.56 | -73.56
5268 | 0.306 | 0.643 | 0.272 | 0.391 | 0.147 | 0.037 | 0.119 | 0.07 | 6.35 | 8.11 | 850 | 62.49 | -62.49
5269 | 0.259 | 0.555 | 0.261 | 0.437 | 0.166 | 0.032 | 0.108 | 0.133 | 6.155 | 7.329 | 850 | 42.14 | -42.14
5270 | 0.209 | 0.337 | 0.307 | 0.411 | 0.17 | 0.038 | 0.126 | 0.169 | 6.264 | 6.577 | 850 | 35.05 | -35.05
5271 | 0.197 | 0.243 | 0.266 | 0.188 | 0.166 | 0.047 | 0.123 | 0.189 | 6.484 | 5.924 | 850 | 51.19 | -51.19
5272 | 0.184 | 0.196 | 0.219 | 0.11 | 0.172 | 0.045 | 0.105 | 0.183 | 6.826 | 5.538 | 850 | 69.28 | -69.28
5273 | 0.106 | 0.076 | 0.159 | 0.09 | 0.189 | 0.041 | 0.089 | 0.165 | 7.305 | 5.301 | 850 | 85.74 | -85.74
5274 | 0.041 | 0.009 | 0.051 | 0.021 | 0.213 | 0.044 | 0.096 | 0.147 | 7.709 | 5.01 | 850 | 105.2 | -105.2
5275 | 0.001 | 0 | 0 | 0 | 0.271 | 0.05 | 0.121 | 0.115 | 7.955 | 4.851 | 850 | 106.41 | -106.41
5276 | 0 | 0 | 0 | 0 | 0.302 | 0.063 | 0.153 | 0.136 | 7.819 | 5.112 | 850 | 119.75 | -119.75
5277 | 0 | 0 | 0 | 0 | 0.245 | 0.105 | 0.187 | 0.173 | 7.507 | 5.973 | 850 | 149.28 | -149.28
5278 | 0 | 0 | 0 | 0 | 0.156 | 0.196 | 0.195 | 0.195 | 7.022 | 7.543 | 850 | 134.25 | -134.25
5279 | 0 | 0 | 0 | 0 | 0.083 | 0.301 | 0.193 | 0.185 | 6.73 | 9.19 | 850 | 112.74 | -112.74
5280 | 0 | 0 | 0 | 0 | 0.035 | 0.347 | 0.207 | 0.171 | 6.785 | 10.203 | 850 | 102.78 | -102.78
5281 | 0 | 0 | 0 | 0 | 0.023 | 0.353 | 0.216 | 0.164 | 7.151 | 10.059 | 850 | 96.43 | -96.43
5282 | 0 | 0 | 0 | 0 | 0.04 | 0.351 | 0.209 | 0.159 | 7.672 | 9.447 | 850 | 88.06 | -88.06
5283 | 0 | 0 | 0 | 0 | 0.082 | 0.347 | 0.196 | 0.151 | 8.091 | 8.808 | 850 | 87.36 | -87.36
5284 | 0 | 0 | 0 | 0 | 0.141 | 0.313 | 0.173 | 0.132 | 8.367 | 8.138 | 850 | 88.06 | -88.06
5285 | 0 | 0.009 | 0 | 0.009 | 0.198 | 0.236 | 0.154 | 0.114 | 8.268 | 7.531 | 850 | 88.27 | -88.27
5286 | 0.015 | 0.037 | 0.021 | 0.035 | 0.226 | 0.196 | 0.112 | 0.061 | 7.808 | 6.751 | 850 | 96.11 | -96.11
5287 | 0.101 | 0.068 | 0.07 | 0.067 | 0.183 | 0.138 | 0.075 | 0.045 | 7.582 | 6.284 | 850 | 110.93 | -110.93
5288 | 0.302 | 0.113 | 0.239 | 0.105 | 0.206 | 0.081 | 0.07 | 0.052 | 7.679 | 6.203 | 850 | 124.93 | -124.93
5289 | 0.476 | 0.141 | 0.451 | 0.139 | 0.273 | 0.057 | 0.076 | 0.087 | 7.76 | 6.634 | 850 | 114.41 | -114.41
5290 | 0.603 | 0.162 | 0.584 | 0.185 | 0.28 | 0.063 | 0.082 | 0.169 | 7.74 | 7.117 | 850 | 106.84 | -106.84
5291 | 0.659 | 0.293 | 0.656 | 0.337 | 0.26 | 0.1 | 0.098 | 0.218 | 7.854 | 7.48 | 850 | 86.1 | -86.1
5292 | 0.662 | 0.459 | 0.68 | 0.601 | 0.233 | 0.137 | 0.117 | 0.136 | 7.81 | 7.576 | 850 | 71.6 | -71.6
5293 | 0.627 | 0.492 | 0.658 | 0.621 | 0.209 | 0.149 | 0.125 | 0.07 | 7.343 | 7.486 | 850 | 57.09 | -57.09
5294 | 0.51 | 0.474 | 0.594 | 0.577 | 0.175 | 0.149 | 0.114 | 0.068 | 6.872 | 7.438 | 850 | 40.49 | -40.49
5295 | 0.399 | 0.427 | 0.484 | 0.464 | 0.148 | 0.146 | 0.097 | 0.072 | 6.522 | 7.317 | 850 | 32.18 | -32.18
5296 | 0.253 | 0.3 | 0.344 | 0.318 | 0.127 | 0.133 | 0.08 | 0.079 | 5.777 | 7.291 | 850 | 40.24 | -40.24
5297 | 0.144 | 0.152 | 0.192 | 0.159 | 0.101 | 0.113 | 0.069 | 0.095 | 5.091 | 7.197 | 850 | 57.81 | -57.81
5298 | 0.054 | 0.039 | 0.05 | 0.034 | 0.081 | 0.095 | 0.071 | 0.101 | 4.567 | 6.701 | 850 | 80.52 | -80.52
5299 | 0.002 | 0 | 0 | 0 | 0.081 | 0.063 | 0.101 | 0.096 | 3.966 | 6.274 | 850 | 101.92 | -101.92
5300 | 0 | 0 | 0 | 0 | 0.104 | 0.026 | 0.14 | 0.088 | 4.96 | 5.847 | 850 | 138.49 | -138.49
5301 | 0 | 0 | 0 | 0 | 0.171 | 0.016 | 0.154 | 0.087 | 7.391 | 4.982 | 850 | 197.31 | -197.31
5302 | 0 | 0 | 0 | 0 | 0.294 | 0.026 | 0.131 | 0.095 | 9.553 | 3.572 | 850 | 135 | -135
5303 | 0 | 0 | 0 | 0 | 0.421 | 0.047 | 0.092 | 0.095 | 10.629 | 3.197 | 850 | 102 | -102
5304 | 0 | 0 | 0 | 0 | 0.473 | 0.095 | 0.057 | 0.088 | 11.21 | 4.864 | 850 | 93.56 | -93.56
5305 | 0 | 0 | 0 | 0 | 0.48 | 0.17 | 0.052 | 0.072 | 11.601 | 6.438 | 850 | 103.71 | -103.71
5306 | 0 | 0 | 0 | 0 | 0.48 | 0.234 | 0.052 | 0.048 | 12.367 | 7.66 | 850 | 83.92 | -83.92
5307 | 0 | 0 | 0 | 0 | 0.488 | 0.286 | 0.031 | 0.033 | 13.021 | 8.465 | 850 | 67.34 | -67.34
5308 | 0 | 0 | 0 | 0 | 0.504 | 0.316 | 0.016 | 0.028 | 13.387 | 8.882 | 850 | 64.3 | -64.3
5309 | 0 | 0.008 | 0.004 | 0.014 | 0.515 | 0.271 | 0.019 | 0.024 | 13.897 | 9.228 | 850 | 53.31 | -53.31
5310 | 0.016 | 0.089 | 0.06 | 0.089 | 0.51 | 0.173 | 0.014 | 0.009 | 13.72 | 9.552 | 850 | 64.36 | -64.36
5311 | 0.034 | 0.222 | 0.161 | 0.168 | 0.515 | 0.221 | 0.014 | 0.006 | 13.991 | 9.98 | 850 | 80 | -80
5312 | 0.117 | 0.341 | 0.285 | 0.317 | 0.577 | 0.383 | 0.043 | 0.012 | 13.886 | 10.793 | 850 | 88.41 | -88.41
5313 | 0.303 | 0.282 | 0.48 | 0.265 | 0.651 | 0.44 | 0.066 | 0.018 | 13.82 | 11.858 | 850 | 59.4 | -59.4
5314 | 0.243 | 0.146 | 0.589 | 0.361 | 0.774 | 0.46 | 0.084 | 0.029 | 13.762 | 12.552 | 850 | 31.31 | -31.31
5315 | 0.194 | 0.146 | 0.641 | 0.565 | 0.795 | 0.497 | 0.105 | 0.046 | 13.667 | 12.667 | 850 | 8.98 | -8.98
5316 | 0.199 | 0.303 | 0.648 | 0.615 | 0.77 | 0.541 | 0.128 | 0.063 | 13.594 | 12.757 | 850 | 0.6 | -0.6
5317 | 0.322 | 0.283 | 0.585 | 0.613 | 0.791 | 0.519 | 0.15 | 0.079 | 13.29 | 13.087 | 850 | -0.03 | 0.03
5318 | 0.315 | 0.155 | 0.516 | 0.487 | 0.771 | 0.48 | 0.171 | 0.09 | 13.148 | 13.351 | 850 | -0.16 | 0.16
5319 | 0.284 | 0.18 | 0.468 | 0.244 | 0.702 | 0.554 | 0.186 | 0.092 | 12.969 | 13.034 | 850 | -0.8 | 0.8
5320 | 0.243 | 0.177 | 0.333 | 0.171 | 0.612 | 0.637 | 0.189 | 0.093 | 12.833 | 12.668 | 850 | -0.11 | 0.11
5321 | 0.153 | 0.103 | 0.164 | 0.111 | 0.47 | 0.599 | 0.177 | 0.098 | 12.396 | 12.839 | 850 | -0.01 | 0.01
5322 | 0.063 | 0.035 | 0.047 | 0.035 | 0.409 | 0.524 | 0.163 | 0.072 | 11.841 | 12.776 | 850 | 2.55 | -2.55
5323 | 0.004 | 0 | 0 | 0 | 0.399 | 0.506 | 0.179 | 0.043 | 11.612 | 12.486 | 850 | 41.78 | -41.78
5324 | 0 | 0 | 0 | 0 | 0.417 | 0.46 | 0.209 | 0.026 | 11.433 | 11.847 | 850 | 81.04 | -81.04
5325 | 0 | 0 | 0 | 0 | 0.38 | 0.404 | 0.224 | 0.021 | 11.071 | 11.481 | 850 | 124.97 | -124.97
5326 | 0 | 0 | 0 | 0 | 0.271 | 0.38 | 0.216 | 0.024 | 10.746 | 10.919 | 850 | 118.05 | -118.05
5327 | 0 | 0 | 0 | 0 | 0.177 | 0.317 | 0.19 | 0.033 | 10.315 | 10.558 | 850 | 113.46 | -113.46
5328 | 0 | 0 | 0 | 0 | 0.106 | 0.277 | 0.162 | 0.05 | 10.144 | 10.365 | 850 | 93.23 | -93.23
5329 | 0 | 0 | 0 | 0 | 0.079 | 0.242 | 0.13 | 0.078 | 10.047 | 9.981 | 850 | 85.09 | -85.09
5330 | 0 | 0 | 0 | 0 | 0.097 | 0.226 | 0.093 | 0.114 | 9.978 | 9.7 | 850 | 92.13 | -92.13
5331 | 0 | 0 | 0 | 0 | 0.16 | 0.23 | 0.062 | 0.131 | 9.97 | 9.639 | 850 | 87.28 | -87.28
5332 | 0 | 0 | 0 | 0 | 0.244 | 0.235 | 0.045 | 0.115 | 9.919 | 9.652 | 850 | 84.67 | -84.67
5333 | 0.007 | 0.017 | 0.002 | 0.011 | 0.304 | 0.191 | 0.044 | 0.097 | 9.794 | 9.387 | 850 | 82.93 | -82.93
5334 | 0.062 | 0.098 | 0.055 | 0.083 | 0.249 | 0.102 | 0.033 | 0.055 | 9.343 | 9.017 | 850 | 85.52 | -85.52
5335 | 0.198 | 0.267 | 0.212 | 0.245 | 0.225 | 0.135 | 0.021 | 0.03 | 9.191 | 9.48 | 850 | 88.68 | -88.68
5336 | 0.36 | 0.417 | 0.372 | 0.395 | 0.325 | 0.19 | 0.038 | 0.032 | 9.236 | 10.199 | 850 | 76.01 | -76.01
5337 | 0.504 | 0.533 | 0.502 | 0.515 | 0.388 | 0.228 | 0.059 | 0.045 | 9.321 | 10.684 | 850 | 31.86 | -31.86
5338 | 0.598 | 0.606 | 0.595 | 0.599 | 0.406 | 0.249 | 0.07 | 0.066 | 9.517 | 10.985 | 850 | 0.2 | -0.2
5339 | 0.655 | 0.64 | 0.65 | 0.644 | 0.42 | 0.265 | 0.068 | 0.088 | 9.732 | 11.289 | 850 | -3 | 3
5340 | 0.67 | 0.635 | 0.666 | 0.653 | 0.423 | 0.304 | 0.055 | 0.1 | 9.755 | 11.538 | 850 | -12.2 | 12.2
5341 | 0.643 | 0.573 | 0.644 | 0.629 | 0.427 | 0.365 | 0.041 | 0.099 | 9.773 | 11.546 | 850 | -22.49 | 22.49
5342 | 0.581 | 0.531 | 0.582 | 0.567 | 0.419 | 0.423 | 0.029 | 0.091 | 9.721 | 11.538 | 850 | -40.77 | 40.77
5343 | 0.478 | 0.436 | 0.484 | 0.462 | 0.404 | 0.476 | 0.023 | 0.086 | 10.033 | 11.178 | 850 | -40.09 | 40.09
5344 | 0.341 | 0.298 | 0.35 | 0.319 | 0.406 | 0.487 | 0.027 | 0.083 | 10.36 | 10.905 | 850 | -29.67 | 29.67
5345 | 0.177 | 0.142 | 0.188 | 0.159 | 0.364 | 0.467 | 0.045 | 0.093 | 10.658 | 10.164 | 850 | -8.2 | 8.2
5346 | 0.052 | 0.031 | 0.044 | 0.026 | 0.357 | 0.382 | 0.076 | 0.098 | 10.868 | 9.34 | 850 | 0.07 | -0.07
5347 | 0 | 0 | 0 | 0 | 0.399 | 0.338 | 0.142 | 0.09 | 10.622 | 9.154 | 850 | 48.84 | -48.84
5348 | 0 | 0 | 0 | 0 | 0.377 | 0.297 | 0.183 | 0.078 | 10.361 | 9.157 | 850 | 106.55 | -106.55
5349 | 0 | 0 | 0 | 0 | 0.331 | 0.244 | 0.179 | 0.056 | 10.195 | 9.322 | 850 | 125.43 | -125.43
5350 | 0 | 0 | 0 | 0 | 0.301 | 0.225 | 0.161 | 0.037 | 9.793 | 9.644 | 850 | 133 | -133
5351 | 0 | 0 | 0 | 0 | 0.279 | 0.261 | 0.145 | 0.026 | 9.229 | 9.897 | 850 | 117.85 | -117.85
5352 | 0 | 0 | 0 | 0 | 0.268 | 0.27 | 0.134 | 0.02 | 8.683 | 10.055 | 850 | 106.64 | -106.64
5353 | 0 | 0 | 0 | 0 | 0.245 | 0.26 | 0.135 | 0.013 | 8.232 | 9.977 | 850 | 106.71 | -106.71
5354 | 0 | 0 | 0 | 0 | 0.199 | 0.274 | 0.148 | 0.009 | 7.929 | 9.843 | 850 | 104.17 | -104.17
5355 | 0 | 0 | 0 | 0 | 0.148 | 0.285 | 0.165 | 0.009 | 7.733 | 9.834 | 850 | 99.96 | -99.96
5356 | 0 | 0 | 0 | 0 | 0.107 | 0.261 | 0.182 | 0.012 | 7.524 | 9.769 | 850 | 95.14 | -95.14
5357 | 0.005 | 0.015 | 0.001 | 0.01 | 0.072 | 0.199 | 0.194 | 0.016 | 7.278 | 9.423 | 850 | 96.49 | -96.49
5358 | 0.061 | 0.09 | 0.055 | 0.083 | 0.036 | 0.127 | 0.15 | 0.013 | 7.027 | 8.779 | 850 | 114.97 | -114.97
5359 | 0.2 | 0.238 | 0.202 | 0.238 | 0.026 | 0.133 | 0.079 | 0.008 | 6.693 | 9.293 | 850 | 106.44 | -106.44
5360 | 0.347 | 0.398 | 0.376 | 0.377 | 0.034 | 0.132 | 0.111 | 0.009 | 6.657 | 9.511 | 850 | 71.02 | -71.02
5361 | 0.48 | 0.517 | 0.506 | 0.509 | 0.043 | 0.147 | 0.132 | 0.01 | 6.683 | 9.759 | 850 | 27.8 | -27.8
5362 | 0.587 | 0.605 | 0.593 | 0.618 | 0.055 | 0.183 | 0.13 | 0.009 | 6.87 | 9.848 | 850 | 0 | 0
5363 | 0.653 | 0.653 | 0.641 | 0.665 | 0.071 | 0.212 | 0.124 | 0.009 | 6.94 | 9.808 | 850 | -5.01 | 5.01
5364 | 0.674 | 0.663 | 0.652 | 0.669 | 0.084 | 0.233 | 0.121 | 0.014 | 6.809 | 9.621 | 850 | -14.99 | 14.99
5365 | 0.651 | 0.638 | 0.63 | 0.633 | 0.087 | 0.236 | 0.124 | 0.023 | 6.486 | 9.382 | 850 | -32.04 | 32.04
5366 | 0.591 | 0.564 | 0.565 | 0.558 | 0.078 | 0.224 | 0.128 | 0.037 | 6.164 | 8.934 | 850 | -59.96 | 59.96
5367 | 0.492 | 0.451 | 0.457 | 0.446 | 0.067 | 0.191 | 0.136 | 0.051 | 5.909 | 8.472 | 850 | -50.09 | 50.09
5368 | 0.356 | 0.313 | 0.315 | 0.308 | 0.069 | 0.158 | 0.158 | 0.067 | 5.74 | 8.081 | 850 | -31.42 | 31.42
5369 | 0.197 | 0.154 | 0.166 | 0.152 | 0.095 | 0.141 | 0.199 | 0.078 | 5.636 | 7.685 | 850 | -4.97 | 4.97
5370 | 0.055 | 0.027 | 0.044 | 0.026 | 0.162 | 0.149 | 0.26 | 0.113 | 5.607 | 7.281 | 850 | 1.46 | -1.46
5371 | 0.001 | 0 | 0 | 0 | 0.312 | 0.181 | 0.37 | 0.169 | 5.723 | 7.136 | 850 | 88.14 | -88.14
5372 | 0 | 0 | 0 | 0 | 0.409 | 0.188 | 0.46 | 0.229 | 5.834 | 7.063 | 850 | 128.8 | -128.8
5373 | 0 | 0 | 0 | 0 | 0.416 | 0.182 | 0.503 | 0.289 | 5.891 | 7.059 | 850 | 137.18 | -137.18
5374 | 0 | 0 | 0 | 0 | 0.383 | 0.174 | 0.496 | 0.344 | 5.797 | 7.055 | 850 | 126.15 | -126.15
5375 | 0 | 0 | 0 | 0 | 0.354 | 0.165 | 0.46 | 0.383 | 5.568 | 6.829 | 850 | 109.99 | -109.99
5376 | 0 | 0 | 0 | 0 | 0.338 | 0.15 | 0.446 | 0.376 | 5.335 | 6.436 | 850 | 97.28 | -97.28
5377 | 0 | 0 | 0 | 0 | 0.327 | 0.129 | 0.47 | 0.363 | 5.189 | 6.185 | 850 | 104.98 | -104.98
5378 | 0 | 0 | 0 | 0 | 0.317 | 0.108 | 0.3 | 0.381 | 5.186 | 6.119 | 850 | 94.62 | -94.62
5379 | 0 | 0 | 0 | 0 | 0.314 | 0.09 | 0.199 | 0.389 | 5.345 | 6.132 | 850 | 85.3 | -85.3
5380 | 0 | 0 | 0 | 0 | 0.319 | 0.076 | 0.201 | 0.325 | 5.78 | 6.029 | 850 | 86.6 | -86.6
5381 | 0.005 | 0.015 | 0 | 0.008 | 0.292 | 0.057 | 0.151 | 0.287 | 6.419 | 5.695 | 850 | 88.85 | -88.85
5382 | 0.06 | 0.097 | 0.045 | 0.082 | 0.161 | 0.02 | 0.068 | 0.18 | 6.811 | 4.721 | 850 | 114.54 | -114.54
5383 | 0.222 | 0.264 | 0.128 | 0.247 | 0.114 | 0.006 | 0.018 | 0.112 | 7.159 | 3.609 | 850 | 153.82 | -153.82
5384 | 0.387 | 0.418 | 0.224 | 0.405 | 0.148 | 0.004 | 0.016 | 0.095 | 7.478 | 2.936 | 850 | 153.82 | -153.82
5385 | 0.518 | 0.539 | 0.308 | 0.528 | 0.193 | 0.003 | 0.029 | 0.057 | 7.572 | 2.757 | 850 | 115.25 | -115.25
5386 | 0.612 | 0.619 | 0.384 | 0.613 | 0.213 | 0.003 | 0.035 | 0.042 | 7.496 | 2.7 | 850 | 69.9 | -69.9
5387 | 0.663 | 0.659 | 0.442 | 0.655 | 0.214 | 0.003 | 0.036 | 0.034 | 7.435 | 2.732 | 850 | 40.12 | -40.12
5388 | 0.675 | 0.663 | 0.47 | 0.651 | 0.206 | 0.004 | 0.039 | 0.029 | 7.498 | 2.699 | 850 | 16.04 | -16.04
5389 | 0.647 | 0.621 | 0.467 | 0.618 | 0.203 | 0.005 | 0.04 | 0.027 | 7.67 | 2.628 | 850 | 10.06 | -10.06
5390 | 0.575 | 0.513 | 0.409 | 0.536 | 0.207 | 0.009 | 0.039 | 0.026 | 7.993 | 3.025 | 850 | 6.98 | -6.98
5391 | 0.434 | 0.385 | 0.318 | 0.411 | 0.221 | 0.018 | 0.043 | 0.024 | 8.412 | 3.505 | 850 | 13.8 | -13.8
5392 | 0.243 | 0.242 | 0.218 | 0.277 | 0.242 | 0.027 | 0.043 | 0.018 | 8.89 | 4.041 | 850 | 27.87 | -27.87
5393 | 0.14 | 0.114 | 0.125 | 0.134 | 0.27 | 0.05 | 0.033 | 0.011 | 9.244 | 4.698 | 850 | 48.65 | -48.65
5394 | 0.05 | 0.027 | 0.042 | 0.027 | 0.387 | 0.154 | 0.03 | 0.007 | 9.857 | 5.57 | 850 | 89.29 | -89.29
5395 | 0 | 0 | 0 | 0 | 0.547 | 0.384 | 0.028 | 0.007 | 10.766 | 6.673 | 850 | 122.78 | -122.78
5396 | 0 | 0 | 0 | 0 | 0.629 | 0.51 | 0.029 | 0.012 | 11.309 | 7.487 | 850 | 206.02 | -206.02
5397 | 0 | 0 | 0 | 0 | 0.631 | 0.514 | 0.031 | 0.018 | 11.285 | 8.019 | 850 | 224.84 | -224.84
5398 | 0 | 0 | 0 | 0 | 0.619 | 0.464 | 0.034 | 0.023 | 11.148 | 8.379 | 850 | 128.34 | -128.34
5399 | 0 | 0 | 0 | 0 | 0.577 | 0.423 | 0.042 | 0.031 | 11.045 | 8.606 | 850 | 106.88 | -106.88
5400 | 0 | 0 | 0 | 0 | 0.545 | 0.403 | 0.061 | 0.028 | 10.973 | 8.753 | 850 | 100.05 | -100.05
5401 | 0 | 0 | 0 | 0 | 0.509 | 0.396 | 0.089 | 0.058 | 10.964 | 8.76 | 850 | 99.64 | -99.64
5402 | 0 | 0 | 0 | 0 | 0.46 | 0.392 | 0.076 | 0.125 | 10.963 | 8.755 | 850 | 87.91 | -87.91
5403 | 0 | 0 | 0 | 0 | 0.413 | 0.395 | 0.061 | 0.11 | 10.807 | 8.834 | 850 | 86.6 | -86.6
5404 | 0 | 0 | 0 | 0 | 0.381 | 0.394 | 0.05 | 0.079 | 10.458 | 8.969 | 850 | 84.79 | -84.79
5405 | 0.003 | 0.014 | 0 | 0.008 | 0.352 | 0.312 | 0.052 | 0.05 | 10.285 | 8.92 | 850 | 84.76 | -84.76
5406 | 0.049 | 0.095 | 0.053 | 0.08 | 0.271 | 0.184 | 0.053 | 0.025 | 9.672 | 8.465 | 850 | 101.37 | -101.37
5407 | 0.128 | 0.258 | 0.162 | 0.228 | 0.194 | 0.144 | 0.031 | 0.012 | 9.103 | 8.333 | 850 | 125.66 | -125.66
5408 | 0.195 | 0.412 | 0.285 | 0.375 | 0.162 | 0.224 | 0.021 | 0.024 | 8.817 | 8.973 | 850 | 133.71 | -133.71
5409 | 0.236 | 0.533 | 0.385 | 0.49 | 0.154 | 0.217 | 0.026 | 0.044 | 8.991 | 9.243 | 850 | 117.89 | -117.89
5410 | 0.272 | 0.612 | 0.451 | 0.556 | 0.15 | 0.197 | 0.026 | 0.046 | 9.137 | 9.079 | 850 | 87.81 | -87.81
5411 | 0.322 | 0.65 | 0.493 | 0.578 | 0.149 | 0.182 | 0.018 | 0.046 | 8.872 | 8.943 | 850 | 66.67 | -66.67
5412 | 0.389 | 0.651 | 0.479 | 0.543 | 0.148 | 0.163 | 0.011 | 0.062 | 8.209 | 8.91 | 850 | 55.94 | -55.94
5413 | 0.374 | 0.607 | 0.429 | 0.456 | 0.139 | 0.147 | 0.007 | 0.084 | 7.602 | 9.017 | 850 | 43.01 | -43.01
5414 | 0.319 | 0.53 | 0.367 | 0.372 | 0.122 | 0.143 | 0.007 | 0.095 | 7.171 | 9.187 | 850 | 40.37 | -40.37
5415 | 0.269 | 0.417 | 0.276 | 0.286 | 0.107 | 0.162 | 0.013 | 0.109 | 6.696 | 9.3 | 850 | 47.96 | -47.96
5416 | 0.213 | 0.274 | 0.194 | 0.194 | 0.101 | 0.217 | 0.018 | 0.113 | 6.328 | 9.28 | 850 | 64.15 | -64.15
5417 | 0.119 | 0.126 | 0.106 | 0.101 | 0.114 | 0.309 | 0.026 | 0.121 | 6.043 | 9.524 | 850 | 86 | -86
5418 | 0.031 | 0.026 | 0.031 | 0.023 | 0.203 | 0.467 | 0.048 | 0.191 | 6.087 | 10.256 | 850 | 105 | -105
5419 | 0 | 0 | 0 | 0 | 0.366 | 0.631 | 0.079 | 0.301 | 6.478 | 10.997 | 850 | 121.04 | -121.04
5420 | 0 | 0 | 0 | 0 | 0.494 | 0.64 | 0.106 | 0.367 | 6.763 | 11.292 | 850 | 202.72 | -202.72
5421 | 0 | 0 | 0 | 0 | 0.478 | 0.581 | 0.114 | 0.367 | 6.603 | 11.224 | 850 | 205.35 | -205.35
5422 | 0 | 0 | 0 | 0 | 0.311 | 0.526 | 0.115 | 0.295 | 6.566 | 10.813 | 850 | 128.9 | -128.9
5423 | 0 | 0 | 0 | 0 | 0.143 | 0.473 | 0.095 | 0.214 | 6.042 | 10.299 | 850 | 111.48 | -111.48
5424 | 0 | 0 | 0 | 0 | 0.084 | 0.437 | 0.085 | 0.144 | 4.733 | 10.109 | 850 | 104.99 | -104.99
5425 | 0 | 0 | 0 | 0 | 0.169 | 0.433 | 0.264 | 0.075 | 5.15 | 9.872 | 850 | 87.73 | -87.73
5426 | 0 | 0 | 0 | 0 | 0.251 | 0.437 | 0.459 | 0.054 | 4.921 | 9.849 | 850 | 90.79 | -90.79
5427 | 0 | 0 | 0 | 0 | 0.222 | 0.436 | 0.423 | 0.051 | 4.278 | 9.645 | 850 | 87.73 | -87.73
5428 | 0 | 0 | 0 | 0 | 0.181 | 0.411 | 0.271 | 0.045 | 4.64 | 8.879 | 850 | 93.4 | -93.4
5429 | 0.003 | 0.015 | 0 | 0.001 | 0.146 | 0.339 | 0.17 | 0.042 | 4.972 | 7.93 | 850 | 93.6 | -93.6
5430 | 0.058 | 0.094 | 0.059 | 0.048 | 0.071 | 0.243 | 0.078 | 0.044 | 4.559 | 6.901 | 850 | 107.1 | -107.1
5431 | 0.15 | 0.245 | 0.183 | 0.148 | 0.028 | 0.231 | 0.049 | 0.057 | 3.856 | 6.208 | 850 | 129.74 | -129.74
5432 | 0.225 | 0.391 | 0.303 | 0.351 | 0.024 | 0.197 | 0.052 | 0.072 | 3.984 | 6.203 | 850 | 136.62 | -136.62
5433 | 0.269 | 0.501 | 0.304 | 0.494 | 0.03 | 0.173 | 0.042 | 0.088 | 3.995 | 6.483 | 850 | 120.96 | -120.96
5434 | 0.255 | 0.54 | 0.247 | 0.536 | 0.037 | 0.17 | 0.034 | 0.088 | 4.031 | 7.091 | 850 | 108.79 | -108.79
5435 | 0.249 | 0.546 | 0.205 | 0.538 | 0.035 | 0.175 | 0.036 | 0.072 | 4.016 | 7.823 | 850 | 83.08 | -83.08
5436 | 0.235 | 0.494 | 0.207 | 0.504 | 0.027 | 0.17 | 0.041 | 0.058 | 4.111 | 8.223 | 850 | 77.24 | -77.24
5437 | 0.181 | 0.411 | 0.218 | 0.346 | 0.017 | 0.152 | 0.043 | 0.048 | 4.173 | 8.004 | 850 | 72.85 | -72.85
5438 | 0.14 | 0.269 | 0.201 | 0.261 | 0.01 | 0.121 | 0.045 | 0.041 | 4.268 | 7.28 | 850 | 75.38 | -75.38
5439 | 0.112 | 0.186 | 0.163 | 0.181 | 0.006 | 0.087 | 0.053 | 0.038 | 4.567 | 6.192 | 850 | 74.71 | -74.71
5440 | 0.071 | 0.104 | 0.111 | 0.122 | 0.007 | 0.067 | 0.067 | 0.032 | 4.974 | 5.003 | 850 | 81.74 | -81.74
5441 | 0.034 | 0.051 | 0.059 | 0.059 | 0.012 | 0.066 | 0.082 | 0.033 | 5.454 | 4.046 | 850 | 94.36 | -94.36
5442 | 0.007 | 0.009 | 0.017 | 0.011 | 0.016 | 0.079 | 0.122 | 0.09 | 6.011 | 4.065 | 850 | 105.59 | -105.59
5443 | 0 | 0 | 0 | 0 | 0.025 | 0.085 | 0.15 | 0.245 | 6.438 | 4.696 | 850 | 111.48 | -111.48
5444 | 0 | 0 | 0 | 0 | 0.042 | 0.079 | 0.127 | 0.334 | 6.634 | 5.075 | 850 | 161.41 | -161.41
5445 | 0 | 0 | 0 | 0 | 0.064 | 0.069 | 0.086 | 0.251 | 6.601 | 4.916 | 850 | 218.92 | -218.92
5446 | 0 | 0 | 0 | 0 | 0.1 | 0.066 | 0.055 | 0.159 | 6.405 | 4.41 | 850 | 148.7 | -148.7
5447 | 0 | 0 | 0 | 0 | 0.144 | 0.084 | 0.053 | 0.132 | 6.08 | 4.405 | 850 | 120.43 | -120.43
5448 | 0 | 0 | 0 | 0 | 0.187 | 0.117 | 0.074 | 0.142 | 5.961 | 5.219 | 850 | 109.95 | -109.95
5449 | 0 | 0 | 0 | 0 | 0.214 | 0.155 | 0.107 | 0.157 | 6.197 | 6.161 | 850 | 110.33 | -110.33
5450 | 0 | 0 | 0 | 0 | 0.23 | 0.187 | 0.126 | 0.156 | 5.889 | 6.914 | 850 | 109.66 | -109.66
5451 | 0 | 0 | 0 | 0 | 0.245 | 0.199 | 0.113 | 0.146 | 5.106 | 7.442 | 850 | 105.3 | -105.3
5452 | 0 | 0 | 0 | 0 | 0.224 | 0.187 | 0.095 | 0.123 | 5.015 | 7.484 | 850 | 94.74 | -94.74
5453 | 0 | 0.008 | 0 | 0.003 | 0.187 | 0.151 | 0.08 | 0.082 | 5.687 | 6.698 | 850 | 96.02 | -96.02
5454 | 0.046 | 0.071 | 0.048 | 0.072 | 0.126 | 0.095 | 0.045 | 0.029 | 6.039 | 5.607 | 850 | 108.91 | -108.91
5455 | 0.133 | 0.178 | 0.171 | 0.224 | 0.12 | 0.098 | 0.034 | 0.016 | 6.119 | 5.57 | 850 | 119.75 | -119.75
5456 | 0.23 | 0.306 | 0.333 | 0.385 | 0.134 | 0.093 | 0.025 | 0.012 | 5.85 | 6.364 | 850 | 120.71 | -120.71
5457 | 0.321 | 0.403 | 0.479 | 0.493 | 0.144 | 0.094 | 0.02 | 0.009 | 5.791 | 6.883 | 850 | 114.97 | -114.97
5458 | 0.445 | 0.466 | 0.587 | 0.585 | 0.162 | 0.12 | 0.018 | 0.008 | 5.885 | 6.94 | 850 | 91.12 | -91.12
5459 | 0.57 | 0.517 | 0.644 | 0.634 | 0.192 | 0.161 | 0.014 | 0.009 | 6.097 | 6.806 | 850 | 59.1 | -59.1
5460 | 0.633 | 0.531 | 0.66 | 0.636 | 0.224 | 0.204 | 0.014 | 0.009 | 6.485 | 6.715 | 850 | 19.94 | -19.94
5461 | 0.628 | 0.485 | 0.638 | 0.586 | 0.245 | 0.245 | 0.021 | 0.009 | 7.102 | 6.628 | 850 | 9.86 | -9.86
5462 | 0.576 | 0.439 | 0.577 | 0.517 | 0.257 | 0.269 | 0.029 | 0.015 | 8.058 | 6.502 | 850 | 0.01 | -0.01
5463 | 0.454 | 0.388 | 0.475 | 0.425 | 0.277 | 0.271 | 0.034 | 0.028 | 9.016 | 6.464 | 850 | -0.04 | 0.04
5464 | 0.274 | 0.249 | 0.337 | 0.292 | 0.275 | 0.26 | 0.032 | 0.036 | 9.77 | 6.73 | 850 | 4.25 | -4.25
5465 | 0.115 | 0.12 | 0.177 | 0.144 | 0.226 | 0.257 | 0.029 | 0.036 | 10.233 | 6.786 | 850 | 33.41 | -33.41
5466 | 0.028 | 0.027 | 0.038 | 0.023 | 0.206 | 0.245 | 0.024 | 0.032 | 9.99 | 6.41 | 850 | 77.26 | -77.26
5467 | 0 | 0 | 0 | 0 | 0.232 | 0.257 | 0.026 | 0.025 | 9.321 | 6.485 | 850 | 119.93 | -119.93
5468 | 0 | 0 | 0 | 0 | 0.273 | 0.26 | 0.034 | 0.019 | 8.71 | 6.943 | 850 | 142.51 | -142.51
5469 | 0 | 0 | 0 | 0 | 0.321 | 0.249 | 0.057 | 0.024 | 8.522 | 7.69 | 850 | 160.3 | -160.3
5470 | 0 | 0 | 0 | 0 | 0.364 | 0.242 | 0.101 | 0.049 | 8.513 | 8.468 | 850 | 140.84 | -140.84
5471 | 0 | 0 | 0 | 0 | 0.39 | 0.23 | 0.144 | 0.109 | 8.603 | 8.845 | 850 | 118.87 | -118.87
5472 | 0 | 0 | 0 | 0 | 0.407 | 0.211 | 0.164 | 0.177 | 9.04 | 8.766 | 850 | 94.94 | -94.94
5473 | 0 | 0 | 0 | 0 | 0.42 | 0.196 | 0.155 | 0.21 | 9.39 | 8.522 | 850 | 108.97 | -108.97
5474 | 0 | 0 | 0 | 0 | 0.401 | 0.189 | 0.133 | 0.189 | 9.473 | 8.338 | 850 | 86.78 | -86.78
5475 | 0 | 0 | 0 | 0 | 0.397 | 0.216 | 0.112 | 0.126 | 9.487 | 8.28 | 850 | 85.58 | -85.58
5476 | 0 | 0 | 0 | 0 | 0.423 | 0.274 | 0.098 | 0.061 | 9.321 | 8.256 | 850 | 85.83 | -85.83
5477 | 0.001 | 0.007 | 0 | 0.004 | 0.431 | 0.284 | 0.087 | 0.035 | 9.202 | 8.072 | 850 | 87.76 | -87.76
5478 | 0.057 | 0.069 | 0.05 | 0.076 | 0.34 | 0.209 | 0.059 | 0.017 | 9.071 | 7.53 | 850 | 92.05 | -92.05
5479 | 0.175 | 0.208 | 0.202 | 0.239 | 0.271 | 0.198 | 0.032 | 0.008 | 9.013 | 7.805 | 850 | 128.42 | -128.42
5480 | 0.295 | 0.343 | 0.363 | 0.394 | 0.464 | 0.256 | 0.025 | 0.01 | 8.695 | 8.951 | 850 | 134.91 | -134.91
5481 | 0.401 | 0.508 | 0.495 | 0.518 | 0.524 | 0.295 | 0.02 | 0.01 | 8.243 | 9.985 | 850 | 124.83 | -124.83
5482 | 0.442 | 0.605 | 0.593 | 0.601 | 0.541 | 0.328 | 0.016 | 0.016 | 7.846 | 10.319 | 850 | 100.95 | -100.95
5483 | 0.531 | 0.644 | 0.644 | 0.642 | 0.557 | 0.36 | 0.013 | 0.028 | 7.629 | 10.049 | 850 | 76.15 | -76.15
5484 | 0.547 | 0.648 | 0.654 | 0.639 | 0.564 | 0.366 | 0.012 | 0.041 | 7.509 | 9.77 | 850 | 59.83 | -59.83
5485 | 0.519 | 0.617 | 0.625 | 0.599 | 0.547 | 0.343 | 0.013 | 0.046 | 7.474 | 9.634 | 850 | 50.68 | -50.68
5486 | 0.415 | 0.548 | 0.556 | 0.522 | 0.499 | 0.312 | 0.015 | 0.049 | 7.234 | 9.398 | 850 | 49.93 | -49.93
5487 | 0.35 | 0.44 | 0.453 | 0.408 | 0.432 | 0.284 | 0.017 | 0.053 | 6.85 | 8.878 | 850 | 47.57 | -47.57
5488 | 0.226 | 0.297 | 0.301 | 0.267 | 0.355 | 0.253 | 0.02 | 0.055 | 6.523 | 8.249 | 850 | 55.16 | -55.16
5489 | 0.113 | 0.14 | 0.162 | 0.127 | 0.243 | 0.218 | 0.028 | 0.046 | 6.316 | 7.514 | 850 | 82.67 | -82.67
5490 | 0.028 | 0.023 | 0.037 | 0.022 | 0.153 | 0.189 | 0.042 | 0.049 | 6.257 | 6.895 | 850 | 103.76 | -103.76
5491 | 0 | 0 | 0 | 0 | 0.125 | 0.188 | 0.091 | 0.062 | 6.286 | 6.608 | 850 | 134.92 | -134.92
5492 | 0 | 0 | 0 | 0 | 0.109 | 0.157 | 0.153 | 0.077 | 6.27 | 6.425 | 850 | 230.52 | -230.52
5493 | 0 | 0 | 0 | 0 | 0.091 | 0.113 | 0.214 | 0.087 | 6.175 | 6.182 | 850 | 243.12 | -243.12
5494 | 0 | 0 | 0 | 0 | 0.075 | 0.076 | 0.26 | 0.088 | 6.004 | 6.045 | 850 | 171.83 | -171.83
5495 | 0 | 0 | 0 | 0 | 0.057 | 0.049 | 0.292 | 0.082 | 5.831 | 5.983 | 850 | 134.54 | -134.54
5496 | 0 | 0 | 0 | 0 | 0.042 | 0.032 | 0.312 | 0.068 | 5.683 | 5.965 | 850 | 116.17 | -116.17
5497 | 0 | 0 | 0 | 0 | 0.033 | 0.019 | 0.323 | 0.049 | 5.698 | 5.998 | 850 | 107.11 | -107.11
5498 | 0 | 0 | 0 | 0 | 0.028 | 0.012 | 0.282 | 0.03 | 5.774 | 6.085 | 850 | 109.26 | -109.26
5499 | 0 | 0 | 0 | 0 | 0.03 | 0.015 | 0.208 | 0.015 | 5.857 | 6.373 | 850 | 103.13 | -103.13
5500 | 0 | 0 | 0 | 0 | 0.046 | 0.023 | 0.134 | 0.006 | 5.799 | 6.554 | 850 | 101.82 | -101.82
5501 | 0 | 0 | 0 | 0.003 | 0.075 | 0.028 | 0.08 | 0.005 | 5.633 | 6.421 | 850 | 110.59 | -110.59
5502 | 0.037 | 0.044 | 0.056 | 0.058 | 0.085 | 0.022 | 0.059 | 0.012 | 5.315 | 5.921 | 850 | 110.84 | -110.84
5503 | 0.127 | 0.141 | 0.169 | 0.159 | 0.093 | 0.016 | 0.039 | 0.013 | 4.858 | 5.49 | 850 | 106.7 | -106.7
5504 | 0.218 | 0.225 | 0.268 | 0.253 | 0.102 | 0.021 | 0.041 | 0.013 | 4.373 | 5.108 | 850 | 103.97 | -103.97
5505 | 0.275 | 0.333 | 0.355 | 0.332 | 0.096 | 0.036 | 0.046 | 0.012 | 4.194 | 4.799 | 850 | 103.43 | -103.43
5506 | 0.306 | 0.449 | 0.379 | 0.436 | 0.082 | 0.048 | 0.041 | 0.014 | 4.164 | 4.536 | 850 | 84 | -84
5507 | 0.359 | 0.536 | 0.365 | 0.507 | 0.078 | 0.055 | 0.034 | 0.018 | 4.011 | 4.498 | 850 | 69.49 | -69.49
5508 | 0.393 | 0.575 | 0.33 | 0.567 | 0.078 | 0.061 | 0.03 | 0.024 | 3.839 | 4.57 | 850 | 54.28 | -54.28
5509 | 0.405 | 0.533 | 0.297 | 0.585 | 0.076 | 0.063 | 0.028 | 0.033 | 3.779 | 4.545 | 850 | 46.93 | -46.93
5510 | 0.399 | 0.459 | 0.255 | 0.53 | 0.067 | 0.058 | 0.028 | 0.041 | 3.848 | 4.465 | 850 | 40.71 | -40.71
5511 | 0.319 | 0.36 | 0.193 | 0.412 | 0.059 | 0.049 | 0.024 | 0.038 | 3.924 | 4.404 | 850 | 39.43 | -39.43
5512 | 0.25 | 0.222 | 0.123 | 0.269 | 0.059 | 0.038 | 0.023 | 0.028 | 3.849 | 4.354 | 850 | 39.56 | -39.56
5513 | 0.122 | 0.103 | 0.056 | 0.125 | 0.063 | 0.043 | 0.029 | 0.023 | 3.692 | 4.264 | 850 | 59.09 | -59.09
5514 | 0.04 | 0.023 | 0.009 | 0.023 | 0.076 | 0.103 | 0.055 | 0.024 | 3.513 | 4.163 | 850 | 88.4 | -88.4
5515 | 0 | 0 | 0 | 0 | 0.117 | 0.203 | 0.079 | 0.032 | 3.268 | 4.13 | 850 | 119.68 | -119.68
5516 | 0 | 0 | 0 | 0 | 0.161 | 0.233 | 0.066 | 0.043 | 2.987 | 3.982 | 850 | 140.56 | -140.56
5517 | 0 | 0 | 0 | 0 | 0.176 | 0.218 | 0.044 | 0.056 | 2.894 | 3.856 | 850 | 149.18 | -149.18
5518 | 0 | 0 | 0 | 0 | 0.158 | 0.192 | 0.032 | 0.063 | 2.953 | 3.88 | 850 | 126.98 | -126.98
5519 | 0 | 0 | 0 | 0 | 0.145 | 0.169 | 0.04 | 0.067 | 3.167 | 4.031 | 850 | 116.7 | -116.7
5520 | 0 | 0 | 0 | 0 | 0.135 | 0.146 | 0.055 | 0.085 | 3.599 | 4.122 | 850 | 105.82 | -105.82
5521 | 0 | 0 | 0 | 0 | 0.12 | 0.127 | 0.058 | 0.118 | 4.137 | 4.218 | 850 | 111.82 | -111.82
5522 | 0 | 0 | 0 | 0 | 0.111 | 0.115 | 0.056 | 0.096 | 4.63 | 4.303 | 850 | 112.8 | -112.8
5523 | 0 | 0 | 0 | 0 | 0.112 | 0.107 | 0.06 | 0.052 | 5.013 | 4.404 | 850 | 106.17 | -106.17
5524 | 0 | 0 | 0 | 0 | 0.108 | 0.099 | 0.072 | 0.019 | 5.066 | 4.587 | 850 | 106.22 | -106.22
5525 | 0 | 0.008 | 0 | 0 | 0.108 | 0.092 | 0.088 | 0.01 | 4.815 | 4.937 | 850 | 104.75 | -104.75
5526 | 0.012 | 0.062 | 0.012 | 0.024 | 0.095 | 0.083 | 0.087 | 0.01 | 4.529 | 5.204 | 850 | 104.97 | -104.97
5527 | 0.052 | 0.101 | 0.053 | 0.06 | 0.053 | 0.092 | 0.064 | 0.01 | 4.273 | 5.11 | 850 | 99.53 | -99.53
5528 | 0.11 | 0.133 | 0.105 | 0.111 | 0.031 | 0.086 | 0.07 | 0.016 | 4.093 | 4.913 | 850 | 95.2 | -95.2
5529 | 0.173 | 0.198 | 0.155 | 0.17 | 0.016 | 0.068 | 0.08 | 0.017 | 4.164 | 4.678 | 850 | 88.2 | -88.2
5530 | 0.222 | 0.247 | 0.193 | 0.219 | 0.005 | 0.047 | 0.072 | 0.019 | 4.337 | 4.225 | 850 | 82.32 | -82.32
5531 | 0.276 | 0.222 | 0.241 | 0.236 | 0.011 | 0.031 | 0.064 | 0.038 | 4.568 | 3.381 | 850 | 72.12 | -72.12
5532 | 0.325 | 0.175 | 0.241 | 0.217 | 0.026 | 0.029 | 0.067 | 0.093 | 4.933 | 2.384 | 850 | 72.52 | -72.52
5533 | 0.319 | 0.145 | 0.233 | 0.183 | 0.043 | 0.043 | 0.083 | 0.186 | 5.455 | 2.583 | 850 | 66.03 | -66.03
5534 | 0.284 | 0.129 | 0.167 | 0.127 | 0.067 | 0.08 | 0.113 | 0.274 | 6.042 | 3.129 | 850 | 33.64 | -33.64
5535 | 0.21 | 0.103 | 0.125 | 0.093 | 0.106 | 0.153 | 0.136 | 0.338 | 6.497 | 3.546 | 850 | 17.72 | -17.72
5536 | 0.114 | 0.063 | 0.081 | 0.068 | 0.132 | 0.237 | 0.148 | 0.384 | 6.875 | 3.988 | 850 | 51.28 | -51.28
5537 | 0.063 | 0.031 | 0.036 | 0.04 | 0.137 | 0.301 | 0.188 | 0.423 | 7.347 | 4.462 | 850 | 69.86 | -69.86
5538 | 0.021 | 0.004 | 0.006 | 0.004 | 0.141 | 0.349 | 0.225 | 0.489 | 7.83 | 4.756 | 850 | 82.39 | -82.39
5539 | 0 | 0 | 0 | 0 | 0.179 | 0.331 | 0.274 | 0.525 | 8.114 | 5.188 | 850 | 93.85 | -93.85
5540 | 0 | 0 | 0 | 0 | 0.227 | 0.329 | 0.277 | 0.518 | 8.044 | 5.766 | 850 | 109.93 | -109.93
5541 | 0 | 0 | 0 | 0 | 0.255 | 0.323 | 0.304 | 0.494 | 8.093 | 6.598 | 850 | 115.68 | -115.68
5542 | 0 | 0 | 0 | 0 | 0.254 | 0.301 | 0.336 | 0.467 | 8.308 | 7.341 | 850 | 109.83 | -109.83
5543 | 0 | 0 | 0 | 0 | 0.244 | 0.295 | 0.335 | 0.43 | 8.125 | 7.592 | 850 | 111.4 | -111.4
5544 | 0 | 0 | 0 | 0 | 0.252 | 0.287 | 0.308 | 0.426 | 7.598 | 7.58 | 850 | 99.45 | -99.45
5545 | 0 | 0 | 0 | 0 | 0.271 | 0.284 | 0.283 | 0.426 | 7.214 | 7.613 | 850 | 97.39 | -97.39
5546 | 0 | 0 | 0 | 0 | 0.277 | 0.285 | 0.265 | 0.42 | 7.436 | 7.511 | 850 | 90.1 | -90.1
5547 | 0 | 0 | 0 | 0 | 0.301 | 0.275 | 0.231 | 0.443 | 7.658 | 7.524 | 850 | 88.7 | -88.7
5548 | 0 | 0 | 0 | 0 | 0.301 | 0.254 | 0.208 | 0.51 | 7.16 | 7.528 | 850 | 84.86 | -84.86
5549 | 0 | 0.001 | 0 | 0 | 0.249 | 0.224 | 0.222 | 0.497 | 6.274 | 7.178 | 850 | 84.5 | -84.5
5550 | 0.052 | 0.049 | 0.038 | 0.014 | 0.121 | 0.139 | 0.179 | 0.482 | 5.861 | 6.193 | 850 | 87.97 | -87.97
5551 | 0.195 | 0.151 | 0.176 | 0.059 | 0.054 | 0.131 | 0.183 | 0.455 | 5.782 | 5.292 | 850 | 129 | -129
5552 | 0.354 | 0.255 | 0.34 | 0.127 | 0.074 | 0.166 | 0.172 | 0.383 | 5.568 | 4.913 | 850 | 152.33 | -152.33
5553 | 0.488 | 0.303 | 0.479 | 0.182 | 0.064 | 0.151 | 0.162 | 0.265 | 5.018 | 4.692 | 850 | 129.6 | -129.6
5554 | 0.58 | 0.336 | 0.569 | 0.209 | 0.041 | 0.136 | 0.157 | 0.185 | 4.449 | 4.532 | 850 | 112.58 | -112.58
5555 | 0.622 | 0.371 | 0.612 | 0.209 | 0.026 | 0.12 | 0.151 | 0.137 | 4.188 | 4.419 | 850 | 96.9 | -96.9
5556 | 0.659 | 0.394 | 0.599 | 0.207 | 0.02 | 0.102 | 0.148 | 0.107 | 4.203 | 4.452 | 850 | 89.74 | -89.74
5557 | 0.638 | 0.36 | 0.595 | 0.196 | 0.015 | 0.088 | 0.148 | 0.088 | 4.252 | 4.469 | 850 | 84.38 | -84.38
5558 | 0.581 | 0.318 | 0.528 | 0.174 | 0.007 | 0.079 | 0.152 | 0.077 | 4.263 | 4.231 | 850 | 78.87 | -78.87
5559 | 0.478 | 0.267 | 0.435 | 0.143 | 0.004 | 0.063 | 0.158 | 0.071 | 4.361 | 3.73 | 850 | 80.21 | -80.21
5560 | 0.324 | 0.199 | 0.284 | 0.1 | 0.008 | 0.044 | 0.168 | 0.074 | 4.47 | 3.151 | 850 | 79.9 | -79.9
5561 | 0.168 | 0.109 | 0.148 | 0.058 | 0.018 | 0.028 | 0.172 | 0.079 | 4.861 | 2.615 | 850 | 84.05 | -84.05
5562 | 0.041 | 0.023 | 0.034 | 0.012 | 0.04 | 0.025 | 0.168 | 0.084 | 5.642 | 2.294 | 850 | 100.7 | -100.7
5563 | 0 | 0 | 0 | 0 | 0.082 | 0.026 | 0.198 | 0.096 | 6.609 | 2.712 | 850 | 113.97 | -113.97
5564 | 0 | 0 | 0 | 0 | 0.142 | 0.031 | 0.229 | 0.097 | 7.597 | 3.4 | 850 | 200 | -200
5565 | 0 | 0 | 0 | 0 | 0.215 | 0.038 | 0.237 | 0.1 | 8.525 | 4.121 | 850 | 203.83 | -203.83
5566 | 0 | 0 | 0 | 0 | 0.317 | 0.046 | 0.241 | 0.124 | 9.423 | 4.879 | 850 | 140.11 | -140.11
5567 | 0 | 0 | 0 | 0 | 0.432 | 0.056 | 0.229 | 0.142 | 9.948 | 5.715 | 850 | 100.82 | -100.82
5568 | 0 | 0 | 0 | 0 | 0.504 | 0.07 | 0.204 | 0.157 | 9.962 | 6.556 | 850 | 86.2 | -86.2
5569 | 0 | 0 | 0 | 0 | 0.525 | 0.092 | 0.174 | 0.169 | 9.776 | 7.302 | 850 | 93.6 | -93.6
5570 | 0 | 0 | 0 | 0 | 0.515 | 0.123 | 0.153 | 0.187 | 9.544 | 7.874 | 850 | 89.55 | -89.55
5571 | 0 | 0 | 0 | 0 | 0.531 | 0.149 | 0.142 | 0.203 | 9.383 | 8.187 | 850 | 88.5 | -88.5
5572 | 0 | 0 | 0 | 0 | 0.514 | 0.153 | 0.133 | 0.197 | 9.339 | 8.302 | 850 | 89.31 | -89.31
5573 | 0 | 0.006 | 0 | 0.001 | 0.467 | 0.138 | 0.123 | 0.171 | 9.299 | 8.313 | 850 | 86.19 | -86.19
5574 | 0.035 | 0.081 | 0.048 | 0.071 | 0.349 | 0.074 | 0.077 | 0.108 | 8.955 | 7.802 | 850 | 89.97 | -89.97
5575 | 0.104 | 0.231 | 0.179 | 0.222 | 0.219 | 0.05 | 0.077 | 0.133 | 8.431 | 7.469 | 850 | 123.06 | -123.06
5576 | 0.211 | 0.385 | 0.282 | 0.357 | 0.155 | 0.076 | 0.063 | 0.146 | 8.112 | 8.019 | 850 | 133.23 | -133.23
5577 | 0.354 | 0.51 | 0.431 | 0.452 | 0.16 | 0.088 | 0.043 | 0.161 | 8.434 | 8.423 | 850 | 122.97 | -122.97
5578 | 0.483 | 0.608 | 0.506 | 0.601 | 0.178 | 0.092 | 0.024 | 0.161 | 9.093 | 8.295 | 850 | 103.09 | -103.09
5579 | 0.601 | 0.651 | 0.594 | 0.597 | 0.213 | 0.085 | 0.009 | 0.133 | 9.468 | 7.961 | 850 | 75.01 | -75.01
5580 | 0.645 | 0.653 | 0.584 | 0.628 | 0.233 | 0.073 | 0.005 | 0.098 | 9.714 | 7.643 | 850 | 50.13 | -50.13
5581 | 0.605 | 0.612 | 0.589 | 0.57 | 0.249 | 0.062 | 0.008 | 0.071 | 9.8 | 7.341 | 850 | 37.69 | -37.69
5582 | 0.541 | 0.528 | 0.544 | 0.461 | 0.278 | 0.052 | 0.016 | 0.045 | 9.936 | 7.181 | 850 | 18.22 | -18.22
5583 | 0.437 | 0.407 | 0.439 | 0.307 | 0.315 | 0.046 | 0.032 | 0.025 | 10.414 | 7.271 | 850 | 20.36 | -20.36
5584 | 0.296 | 0.243 | 0.304 | 0.192 | 0.309 | 0.048 | 0.054 | 0.014 | 10.599 | 7.547 | 850 | 48.9 | -48.9
5585 | 0.134 | 0.094 | 0.132 | 0.095 | 0.251 | 0.056 | 0.078 | 0.01 | 9.962 | 7.657 | 850 | 82.15 | -82.15
5586 | 0.034 | 0.015 | 0.03 | 0.016 | 0.261 | 0.062 | 0.105 | 0.025 | 9.249 | 7.692 | 850 | 104.5 | -104.5
5587 | 0 | 0 | 0 | 0 | 0.294 | 0.072 | 0.126 | 0.089 | 8.816 | 7.589 | 850 | 118.07 | -118.07
5588 | 0 | 0 | 0 | 0 | 0.312 | 0.104 | 0.137 | 0.17 | 8.139 | 7.412 | 850 | 158.81 | -158.81
5589 | 0 | 0 | 0 | 0 | 0.374 | 0.148 | 0.189 | 0.187 | 7.556 | 7.452 | 850 | 154.71 | -154.71
5590 | 0 | 0 | 0 | 0 | 0.464 | 0.179 | 0.286 | 0.161 | 8.35 | 7.861 | 850 | 120.89 | -120.89
5591 | 0 | 0 | 0 | 0 | 0.493 | 0.199 | 0.348 | 0.169 | 9.043 | 8.344 | 850 | 103.82 | -103.82
5592 | 0 | 0 | 0 | 0 | 0.438 | 0.197 | 0.382 | 0.207 | 9.026 | 8.515 | 850 | 97.96 | -97.96
5593 | 0 | 0 | 0 | 0 | 0.339 | 0.226 | 0.389 | 0.256 | 9.853 | 8.357 | 850 | 87.36 | -87.36
5594 | 0 | 0 | 0 | 0 | 0.34 | 0.295 | 0.36 | 0.287 | 11.033 | 8.059 | 850 | 82 | -82
5595 | 0 | 0 | 0 | 0 | 0.447 | 0.34 | 0.329 | 0.347 | 11.725 | 7.994 | 850 | 65.93 | -65.93
5596 | 0 | 0 | 0 | 0 | 0.6 | 0.404 | 0.317 | 0.306 | 11.847 | 8.456 | 850 | 56.09 | -56.09
5597 | 0 | 0.004 | 0 | 0 | 0.587 | 0.383 | 0.277 | 0.265 | 11.806 | 8.602 | 850 | 60.42 | -60.42
5598 | 0.051 | 0.072 | 0.042 | 0.062 | 0.423 | 0.319 | 0.203 | 0.244 | 11.852 | 8.75 | 850 | 59.95 | -59.95
5599 | 0.207 | 0.154 | 0.198 | 0.177 | 0.42 | 0.543 | 0.251 | 0.199 | 12.095 | 10.329 | 850 | 81.3 | -81.3
5600 | 0.374 | 0.174 | 0.337 | 0.216 | 0.6 | 0.673 | 0.226 | 0.277 | 12.627 | 12.274 | 850 | 85.92 | -85.92
5601 | 0.506 | 0.286 | 0.506 | 0.434 | 0.661 | 0.769 | 0.204 | 0.369 | 13.04 | 13.193 | 850 | 87.38 | -87.38
5602 | 0.592 | 0.551 | 0.634 | 0.616 | 0.702 | 0.821 | 0.204 | 0.398 | 13.353 | 12.975 | 850 | 53.16 | -53.16
5603 | 0.649 | 0.669 | 0.682 | 0.679 | 0.733 | 0.831 | 0.222 | 0.467 | 13.48 | 12.8 | 850 | 0.16 | -0.16
5604 | 0.665 | 0.688 | 0.7 | 0.702 | 0.74 | 0.814 | 0.25 | 0.507 | 13.679 | 13.062 | 850 | -4.95 | 4.95
5605 | 0.574 | 0.646 | 0.679 | 0.672 | 0.747 | 0.783 | 0.232 | 0.506 | 13.995 | 13.28 | 850 | -13.01 | 13.01
5606 | 0.366 | 0.551 | 0.61 | 0.586 | 0.751 | 0.756 | 0.188 | 0.495 | 14.201 | 13.279 | 850 | -20.32 | 20.32
5607 | 0.236 | 0.433 | 0.497 | 0.445 | 0.707 | 0.721 | 0.157 | 0.44 | 14.008 | 13.221 | 850 | -21.28 | 21.28
5608 | 0.127 | 0.24 | 0.346 | 0.214 | 0.6 | 0.679 | 0.137 | 0.366 | 13.529 | 13.007 | 850 | -16.05 | 16.05
5609 | 0.093 | 0.115 | 0.17 | 0.078 | 0.464 | 0.598 | 0.117 | 0.296 | 12.889 | 12.548 | 850 | -12.64 | 12.64
5610 | 0.039 | 0.018 | 0.031 | 0.01 | 0.349 | 0.461 | 0.127 | 0.254 | 12.238 | 12.088 | 850 | 2.01 | -2.01
5611 | 0 | 0 | 0 | 0 | 0.306 | 0.403 | 0.171 | 0.2 | 11.651 | 12.013 | 850 | 67.26 | -67.26
5612 | 0 | 0 | 0 | 0 | 0.277 | 0.395 | 0.182 | 0.124 | 10.978 | 11.715 | 850 | 101.89 | -101.89
5613 | 0 | 0 | 0 | 0 | 0.268 | 0.376 | 0.161 | 0.076 | 10.516 | 11.397 | 850 | 140.35 | -140.35
5614 | 0 | 0 | 0 | 0 | 0.301 | 0.325 | 0.126 | 0.044 | 10.375 | 11.007 | 850 | 130.96 | -130.96
5615 | 0 | 0 | 0 | 0 | 0.346 | 0.304 | 0.099 | 0.018 | 10.438 | 10.63 | 850 | 103.42 | -103.42
5616 | 0 | 0 | 0 | 0 | 0.403 | 0.294 | 0.084 | 0.011 | 10.762 | 10.158 | 850 | 85.65 | -85.65
5617 | 0 | 0 | 0 | 0 | 0.444 | 0.254 | 0.082 | 0.013 | 11.303 | 9.698 | 850 | 78.94 | -78.94
5618 | 0 | 0 | 0 | 0 | 0.442 | 0.203 | 0.093 | 0.019 | 11.467 | 9.343 | 850 | 73.04 | -73.04
5619 | 0 | 0 | 0 | 0 | 0.443 | 0.183 | 0.107 | 0.028 | 11.538 | 9.11 | 850 | 80.46 | -80.46
5620 | 0 | 0 | 0 | 0 | 0.46 | 0.208 | 0.114 | 0.035 | 11.693 | 8.88 | 850 | 80.17 | -80.17
5621 | 0 | 0 | 0 | 0 | 0.447 | 0.201 | 0.113 | 0.043 | 11.874 | 8.707 | 850 | 70.23 | -70.23
5622 | 0.042 | 0.049 | 0.039 | 0.036 | 0.367 | 0.133 | 0.095 | 0.049 | 11.912 | 8.907 | 850 | 85.42 | -85.42
5623 | 0.179 | 0.192 | 0.154 | 0.076 | 0.322 | 0.195 | 0.044 | 0.027 | 12.174 | 8.997 | 850 | 99.95 | -99.95
5624 | 0.341 | 0.343 | 0.315 | 0.156 | 0.57 | 0.311 | 0.043 | 0.034 | 12.631 | 9.545 | 850 | 129.46 | -129.46
5625 | 0.464 | 0.423 | 0.478 | 0.435 | 0.658 | 0.344 | 0.016 | 0.036 | 13.179 | 9.719 | 850 | 113.05 | -113.05
5626 | 0.562 | 0.401 | 0.598 | 0.634 | 0.681 | 0.335 | 0.008 | 0.028 | 13.728 | 9.811 | 850 | 73.1 | -73.1
5627 | 0.636 | 0.564 | 0.671 | 0.692 | 0.689 | 0.314 | 0.019 | 0.024 | 14.03 | 9.884 | 850 | 14.8 | -14.8
5628 | 0.628 | 0.653 | 0.689 | 0.698 | 0.686 | 0.306 | 0.036 | 0.015 | 14.168 | 10 | 850 | 0 | 0
5629 | 0.547 | 0.611 | 0.663 | 0.663 | 0.674 | 0.31 | 0.054 | 0.006 | 14.24 | 10.123 | 850 | -0.38 | 0.38
5630 | 0.372 | 0.535 | 0.589 | 0.587 | 0.641 | 0.31 | 0.07 | 0.008 | 13.731 | 10.224 | 850 | -2.56 | 2.56
5631 | 0.207 | 0.424 | 0.477 | 0.468 | 0.564 | 0.3 | 0.082 | 0.011 | 13.564 | 10.215 | 850 | -1.51 | 1.51
5632 | 0.093 | 0.265 | 0.337 | 0.313 | 0.518 | 0.294 | 0.087 | 0.011 | 13.901 | 9.772 | 850 | -4.35 | 4.35
5633 | 0.037 | 0.112 | 0.17 | 0.141 | 0.55 | 0.26 | 0.099 | 0.01 | 13.816 | 8.695 | 850 | -0.09 | 0.09
5634 | 0.013 | 0.017 | 0.029 | 0.017 | 0.6 | 0.229 | 0.108 | 0.012 | 13.602 | 8.85 | 850 | 24.89 | -24.89
5635 | 0 | 0 | 0 | 0 | 0.644 | 0.254 | 0.091 | 0.031 | 13.59 | 9.501 | 850 | 89.46 | -89.46
5636 | 0 | 0 | 0 | 0 | 0.689 | 0.322 | 0.087 | 0.077 | 13.432 | 9.874 | 850 | 112.74 | -112.74
5637 | 0 | 0 | 0 | 0 | 0.692 | 0.423 | 0.096 | 0.123 | 13.064 | 9.904 | 850 | 111.5 | -111.5
5638 | 0 | 0 | 0 | 0 | 0.655 | 0.491 | 0.108 | 0.137 | 12.478 | 9.736 | 850 | 109.99 | -109.99
5639 | 0 | 0 | 0 | 0 | 0.578 | 0.48 | 0.128 | 0.14 | 12.543 | 9.968 | 850 | 95.48 | -95.48
5640 | 0 | 0 | 0 | 0 | 0.6 | 0.43 | 0.174 | 0.161 | 13.246 | 10.276 | 850 | 79.22 | -79.22
5641 | 0 | 0 | 0 | 0 | 0.611 | 0.409 | 0.212 | 0.183 | 13.441 | 10.247 | 850 | 51.9 | -51.9
5642 | 0 | 0 | 0 | 0 | 0.608 | 0.399 | 0.217 | 0.173 | 13.559 | 10.057 | 850 | 45.87 | -45.87
5643 | 0 | 0 | 0 | 0 | 0.622 | 0.388 | 0.214 | 0.138 | 13.621 | 10.052 | 850 | 38.51 | -38.51
5644 | 0 | 0 | 0 | 0 | 0.622 | 0.401 | 0.214 | 0.11 | 14.293 | 10.009 | 850 | 26.36 | -26.36
5645 | 0 | 0.002 | 0 | 0 | 0.605 | 0.385 | 0.224 | 0.099 | 14.675 | 9.807 | 850 | 26.48 | -26.48
5646 | 0.012 | 0.047 | 0.042 | 0.063 | 0.58 | 0.295 | 0.226 | 0.072 | 14.782 | 10.047 | 850 | 30.59 | -30.59
5647 | 0.124 | 0.09 | 0.178 | 0.225 | 0.544 | 0.26 | 0.133 | 0.035 | 14.633 | 10.953 | 850 | 64.22 | -64.22
5648 | 0.256 | 0.142 | 0.35 | 0.39 | 0.554 | 0.295 | 0.098 | 0.038 | 15.552 | 11.036 | 850 | 60.63 | -60.63
5649 | 0.314 | 0.216 | 0.504 | 0.52 | 0.73 | 0.412 | 0.209 | 0.027 | 16.703 | 11.515 | 850 | 43.64 | -43.64
5650 | 0.496 | 0.378 | 0.606 | 0.606 | 0.885 | 0.619 | 0.26 | 0.031 | 17.864 | 12.588 | 850 | 4.06 | -4.06
5651 | 0.625 | 0.546 | 0.664 | 0.647 | 0.921 | 0.698 | 0.285 | 0.043 | 18.884 | 13.418 | 850 | -0.01 | 0.01
5652 | 0.638 | 0.492 | 0.676 | 0.651 | 0.937 | 0.74 | 0.296 | 0.062 | 19.287 | 14.273 | 850 | -3.97 | 3.97
5653 | 0.514 | 0.307 | 0.643 | 0.633 | 0.938 | 0.759 | 0.304 | 0.077 | 19.355 | 15.047 | 850 | -9.54 | 9.54
5654 | 0.34 | 0.391 | 0.565 | 0.565 | 0.917 | 0.776 | 0.311 | 0.078 | 19.083 | 15.234 | 850 | -15.32 | 15.32
5655 | 0.245 | 0.415 | 0.458 | 0.455 | 0.868 | 0.788 | 0.314 | 0.066 | 17.726 | 14.996 | 850 | -16.55 | 16.55
5656 | 0.186 | 0.261 | 0.325 | 0.301 | 0.753 | 0.774 | 0.313 | 0.063 | 15.936 | 14.566 | 850 | -10.15 | 10.15
5657 | 0.109 | 0.095 | 0.166 | 0.13 | 0.587 | 0.704 | 0.282 | 0.072 | 14.182 | 13.858 | 850 | -9.18 | 9.18
5658 | 0.028 | 0.013 | 0.027 | 0.015 | 0.447 | 0.63 | 0.251 | 0.059 | 12.29 | 13.08 | 850 | -0.03 | 0.03
5659 | 0 | 0 | 0 | 0 | 0.37 | 0.575 | 0.212 | 0.043 | 10.81 | 12.113 | 850 | 50.2 | -50.2
5660 | 0 | 0 | 0 | 0 | 0.255 | 0.467 | 0.161 | 0.029 | 9.152 | 10.293 | 850 | 99.53 | -99.53
5661 | 0 | 0 | 0 | 0 | 0.125 | 0.376 | 0.119 | 0.02 | 7.882 | 9.101 | 850 | 118.57 | -118.57
5662 | 0 | 0 | 0 | 0 | 0.067 | 0.289 | 0.093 | 0.015 | 7.127 | 8.03 | 850 | 123.15 | -123.15
5663 | 0 | 0 | 0 | 0 | 0.068 | 0.199 | 0.078 | 0.012 | 6.739 | 7.57 | 850 | 119.54 | -119.54
5664 | 0 | 0 | 0 | 0 | 0.125 | 0.124 | 0.069 | 0.012 | 7.11 | 6.951 | 850 | 100.5 | -100.5
5665 | 0 | 0 | 0 | 0 | 0.238 | 0.054 | 0.062 | 0.012 | 7.755 | 6.544 | 850 | 110.45 | -110.45
5666 | 0 | 0 | 0 | 0 | 0.372 | 0.021 | 0.049 | 0.01 | 8.597 | 6.401 | 850 | 103.78 | -103.78
5667 | 0 | 0 | 0 | 0 | 0.457 | 0.053 | 0.034 | 0.006 | 9.193 | 6.529 | 850 | 100.42 | -100.42
5668 | 0 | 0 | 0 | 0 | 0.44 | 0.157 | 0.029 | 0.006 | 9.447 | 6.982 | 850 | 100.28 | -100.28
5669 | 0 | 0.001 | 0 | 0 | 0.466 | 0.263 | 0.051 | 0.018 | 9.541 | 7.695 | 850 | 100.9 | -100.9
5670 | 0.037 | 0.073 | 0.042 | 0.068 | 0.415 | 0.199 | 0.113 | 0.047 | 9.283 | 8.164 | 850 | 105.4 | -105.4
5671 | 0.151 | 0.227 | 0.201 | 0.238 | 0.29 | 0.22 | 0.11 | 0.048 | 9.05 | 8.607 | 850 | 101.02 | -101.02
5672 | 0.32 | 0.383 | 0.37 | 0.404 | 0.363 | 0.351 | 0.072 | 0.054 | 9.246 | 8.988 | 850 | 102.23 | -102.23
5673 | 0.475 | 0.508 | 0.504 | 0.531 | 0.534 | 0.366 | 0.106 | 0.086 | 9.218 | 9.688 | 850 | 76.22 | -76.22
5674 | 0.58 | 0.604 | 0.597 | 0.617 | 0.624 | 0.354 | 0.154 | 0.099 | 9.133 | 10.379 | 850 | 15 | -15
5675 | 0.637 | 0.647 | 0.647 | 0.661 | 0.666 | 0.357 | 0.157 | 0.101 | 9.631 | 10.753 | 850 | -0.03 | 0.03
5676 | 0.656 | 0.651 | 0.657 | 0.665 | 0.674 | 0.384 | 0.155 | 0.085 | 10.86 | 10.786 | 850 | -6.85 | 6.85
5677 | 0.632 | 0.616 | 0.627 | 0.631 | 0.664 | 0.417 | 0.15 | 0.055 | 12.028 | 10.749 | 850 | -18.68 | 18.68
5678 | 0.57 | 0.542 | 0.558 | 0.559 | 0.642 | 0.456 | 0.148 | 0.034 | 12.533 | 10.857 | 850 | -40.09 | 40.09
5679 | 0.467 | 0.43 | 0.453 | 0.447 | 0.571 | 0.491 | 0.179 | 0.019 | 12.184 | 10.812 | 850 | -44.18 | 44.18
5680 | 0.328 | 0.284 | 0.314 | 0.299 | 0.514 | 0.513 | 0.265 | 0.013 | 11.688 | 10.43 | 850 | -27.64 | 27.64
5681 | 0.168 | 0.125 | 0.153 | 0.133 | 0.556 | 0.494 | 0.293 | 0.012 | 11.456 | 10.091 | 850 | -8.15 | 8.15
5682 | 0.032 | 0.013 | 0.025 | 0.013 | 0.655 | 0.592 | 0.295 | 0.01 | 11.444 | 10.572 | 850 | -0.99 | 0.99
5683 | 0 | 0 | 0 | 0 | 0.712 | 0.732 | 0.362 | 0.003 | 11.66 | 11.587 | 850 | 71.68 | -71.68
5684 | 0 | 0 | 0 | 0 | 0.714 | 0.777 | 0.487 | 0.015 | 11.791 | 12.187 | 850 | 91.52 | -91.52
5685 | 0 | 0 | 0 | 0 | 0.699 | 0.772 | 0.651 | 0.065 | 12.014 | 12.544 | 850 | 80.08 | -80.08
5686 | 0 | 0 | 0 | 0 | 0.774 | 0.716 | 0.794 | 0.156 | 11.77 | 12.553 | 850 | 68.91 | -68.91
5687 | 0 | 0 | 0 | 0 | 0.765 | 0.6 | 0.737 | 0.272 | 13.131 | 11.758 | 850 | 64.14 | -64.14
5688 | 0 | 0 | 0 | 0 | 0.858 | 0.551 | 0.551 | 0.417 | 13.599 | 11.221 | 850 | 50 | -50
5689 | 0 | 0 | 0 | 0 | 0.852 | 0.508 | 0.413 | 0.569 | 12.811 | 10.929 | 850 | 0.37 | -0.37
5690 | 0 | 0 | 0 | 0 | 0.768 | 0.534 | 0.35 | 0.693 | 12.306 | 10.734 | 850 | -0.02 | 0.02
5691 | 0 | 0 | 0 | 0 | 0.706 | 0.744 | 0.337 | 0.583 | 12.037 | 11.957 | 850 | -0.34 | 0.34
5692 | 0 | 0 | 0 | 0 | 0.666 | 0.793 | 0.43 | 0.463 | 11.827 | 12.837 | 850 | -1 | 1
5693 | 0 | 0.001 | 0 | 0 | 0.587 | 0.794 | 0.471 | 0.34 | 11.958 | 13.581 | 850 | -0.89 | 0.89
5694 | 0.044 | 0.073 | 0.019 | 0.031 | 0.51 | 0.834 | 0.35 | 0.274 | 11.958 | 13.101 | 850 | -0.42 | 0.42
5695 | 0.177 | 0.174 | 0.055 | 0.056 | 0.548 | 0.836 | 0.251 | 0.308 | 12.199 | 12.433 | 850 | -0.05 | 0.05
5696 | 0.343 | 0.229 | 0.177 | 0.122 | 0.615 | 0.761 | 0.169 | 0.457 | 12.384 | 12.277 | 850 | -0.01 | 0.01
5697 | 0.493 | 0.224 | 0.46 | 0.203 | 0.646 | 0.655 | 0.099 | 0.51 | 12.391 | 12.341 | 850 | -0.01 | 0.01
5698 | 0.607 | 0.296 | 0.612 | 0.233 | 0.634 | 0.58 | 0.051 | 0.446 | 12.265 | 12.162 | 850 | -1.39 | 1.39
5699 | 0.677 | 0.37 | 0.641 | 0.223 | 0.541 | 0.495 | 0.028 | 0.304 | 11.816 | 11.636 | 850 | -6.07 | 6.07
5700 | 0.696 | 0.393 | 0.654 | 0.238 | 0.457 | 0.413 | 0.021 | 0.199 | 11.309 | 11.128 | 850 | -10.1 | 10.1
5701 | 0.661 | 0.389 | 0.645 | 0.229 | 0.433 | 0.362 | 0.021 | 0.166 | 11.148 | 10.806 | 850 | -15.5 | 15.5
5702 | 0.591 | 0.439 | 0.604 | 0.201 | 0.416 | 0.316 | 0.02 | 0.167 | 11.031 | 10.327 | 850 | -20.01 | 20.01
5703 | 0.477 | 0.377 | 0.499 | 0.193 | 0.384 | 0.269 | 0.016 | 0.149 | 10.838 | 9.828 | 850 | -19.83 | 19.83
5704 | 0.328 | 0.245 | 0.35 | 0.144 | 0.343 | 0.227 | 0.011 | 0.105 | 10.413 | 9.343 | 850 | -10.15 | 10.15
5705 | 0.158 | 0.09 | 0.174 | 0.128 | 0.273 | 0.189 | 0.012 | 0.086 | 9.957 | 8.547 | 850 | -5.01 | 5.01
5706 | 0.031 | 0.009 | 0.025 | 0.016 | 0.255 | 0.181 | 0.018 | 0.088 | 9.7 | 7.76 | 850 | 1 | -1
5707 | 0 | 0 | 0 | 0 | 0.285 | 0.183 | 0.049 | 0.066 | 9.677 | 7.043 | 850 | 87.04 | -87.04
5708 | 0 | 0 | 0 | 0 | 0.318 | 0.152 | 0.089 | 0.029 | 9.944 | 6.405 | 850 | 110 | -110
5709 | 0 | 0 | 0 | 0 | 0.363 | 0.094 | 0.116 | 0.022 | 10.394 | 6.04 | 850 | 119.45 | -119.45
5710 | 0 | 0 | 0 | 0 | 0.392 | 0.048 | 0.117 | 0.018 | 10.706 | 6.155 | 850 | 105.49 | -105.49
5711 | 0 | 0 | 0 | 0 | 0.409 | 0.027 | 0.11 | 0.023 | 10.821 | 6.831 | 850 | 99.7 | -99.7
5712 | 0 | 0 | 0 | 0 | 0.412 | 0.016 | 0.106 | 0.044 | 10.955 | 7.662 | 850 | 92.48 | -92.48
5713 | 0 | 0 | 0 | 0 | 0.42 | 0.012 | 0.114 | 0.066 | 11.078 | 8.269 | 850 | 92.75 | -92.75
5714 | 0 | 0 | 0 | 0 | 0.43 | 0.011 | 0.139 | 0.088 | 11.157 | 8.561 | 850 | 85.65 | -85.65
5715 | 0 | 0 | 0 | 0 | 0.436 | 0.012 | 0.167 | 0.119 | 11.149 | 8.606 | 850 | 80.94 | -80.94
5716 | 0 | 0 | 0 | 0 | 0.425 | 0.013 | 0.17 | 0.14 | 11.073 | 8.645 | 850 | 83.36 | -83.36
5717 | 0 | 0 | 0 | 0 | 0.41 | 0.015 | 0.16 | 0.137 | 11.064 | 8.665 | 850 | 82.43 | -82.43
5718 | 0.043 | 0.076 | 0.039 | 0.048 | 0.306 | 0.012 | 0.115 | 0.101 | 10.828 | 8.188 | 850 | 83.48 | -83.48
5719 | 0.194 | 0.241 | 0.175 | 0.153 | 0.161 | 0.007 | 0.098 | 0.073 | 10.522 | 7.564 | 850 | 113.11 | -113.11
5720 | 0.353 | 0.403 | 0.342 | 0.274 | 0.162 | 0.015 | 0.131 | 0.068 | 11.079 | 7.886 | 850 | 153.69 | -153.69
5721 | 0.498 | 0.532 | 0.497 | 0.383 | 0.245 | 0.03 | 0.139 | 0.071 | 11.142 | 8.896 | 850 | 130.97 | -130.97
5722 | 0.603 | 0.621 | 0.614 | 0.477 | 0.269 | 0.042 | 0.125 | 0.085 | 10.811 | 9.105 | 850 | 98.93 | -98.93
5723 | 0.659 | 0.665 | 0.672 | 0.529 | 0.274 | 0.046 | 0.108 | 0.102 | 10.44 | 9.117 | 850 | 77 | -77
5724 | 0.668 | 0.67 | 0.687 | 0.546 | 0.266 | 0.047 | 0.1 | 0.114 | 10.06 | 9.017 | 850 | 65.31 | -65.31
5725 | 0.635 | 0.63 | 0.661 | 0.503 | 0.248 | 0.044 | 0.094 | 0.121 | 9.666 | 8.806 | 850 | 23.07 | -23.07
5726 | 0.567 | 0.554 | 0.593 | 0.426 | 0.225 | 0.041 | 0.088 | 0.121 | 9.262 | 8.533 | 850 | 17.55 | -17.55
5727 | 0.456 | 0.438 | 0.485 | 0.325 | 0.199 | 0.037 | 0.084 | 0.12 | 8.729 | 8.224 | 850 | 42.88 | -42.88
5728 | 0.308 | 0.286 | 0.34 | 0.199 | 0.172 | 0.037 | 0.084 | 0.111 | 8.08 | 7.766 | 850 | 71.05 | -71.05
5729 | 0.148 | 0.12 | 0.164 | 0.086 | 0.145 | 0.043 | 0.092 | 0.094 | 7.56 | 7.037 | 850 | 88 | -88
5730 | 0.029 | 0.012 | 0.023 | 0.01 | 0.126 | 0.087 | 0.104 | 0.088 | 7.34 | 6.456 | 850 | 99.47 | -99.47
5731 | 0 | 0 | 0 | 0 | 0.106 | 0.155 | 0.123 | 0.078 | 7.313 | 6.01 | 850 | 116.82 | -116.82
5732 | 0 | 0 | 0 | 0 | 0.091 | 0.225 | 0.132 | 0.061 | 7.458 | 5.624 | 850 | 190.31 | -190.31
5733 | 0 | 0 | 0 | 0 | 0.086 | 0.257 | 0.139 | 0.045 | 7.507 | 5.284 | 850 | 231.06 | -231.06
5734 | 0 | 0 | 0 | 0 | 0.084 | 0.237 | 0.14 | 0.038 | 7.512 | 5.087 | 850 | 143.82 | -143.82
5735 | 0 | 0 | 0 | 0 | 0.078 | 0.2 | 0.137 | 0.038 | 7.76 | 5.063 | 850 | 110.86 | -110.86
5736 | 0 | 0 | 0 | 0 | 0.084 | 0.169 | 0.151 | 0.036 | 8.084 | 5.096 | 850 | 107.54 | -107.54
5737 | 0 | 0 | 0 | 0 | 0.107 | 0.136 | 0.179 | 0.038 | 8.259 | 5.232 | 850 | 98.41 | -98.41
5738 | 0 | 0 | 0 | 0 | 0.151 | 0.106 | 0.239 | 0.047 | 8.151 | 5.348 | 850 | 89.91 | -89.91
5739 | 0 | 0 | 0 | 0 | 0.188 | 0.085 | 0.325 | 0.072 | 8.069 | 5.394 | 850 | 86.45 | -86.45
5740 | 0 | 0 | 0 | 0 | 0.23 | 0.068 | 0.366 | 0.092 | 8.053 | 5.351 | 850 | 87.3 | -87.3
5741 | 0 | 0 | 0 | 0 | 0.277 | 0.062 | 0.362 | 0.111 | 8.171 | 5.269 | 850 | 89.1 | -89.1
5742 | 0.041 | 0.075 | 0.039 | 0.065 | 0.283 | 0.05 | 0.28 | 0.1 | 8.146 | 5.159 | 850 | 100.16 | -100.16
5743 | 0.183 | 0.243 | 0.203 | 0.235 | 0.154 | 0.034 | 0.245 | 0.086 | 7.886 | 4.746 | 850 | 125.76 | -125.76
5744 | 0.349 | 0.406 | 0.377 | 0.404 | 0.078 | 0.061 | 0.386 | 0.187 | 7.688 | 4.686 | 850 | 137.99 | -137.99
5745 | 0.489 | 0.532 | 0.515 | 0.537 | 0.137 | 0.088 | 0.406 | 0.224 | 7.984 | 5.071 | 850 | 116.01 | -116.01
5746 | 0.585 | 0.617 | 0.614 | 0.63 | 0.128 | 0.1 | 0.373 | 0.237 | 8.164 | 5.215 | 850 | 89.94 | -89.94
5747 | 0.63 | 0.661 | 0.667 | 0.678 | 0.117 | 0.092 | 0.323 | 0.242 | 8.188 | 5.195 | 850 | 73.72 | -73.72
5748 | 0.596 | 0.665 | 0.68 | 0.683 | 0.11 | 0.074 | 0.269 | 0.245 | 8.015 | 5.064 | 850 | 29.13 | -29.13
5749 | 0.534 | 0.626 | 0.653 | 0.649 | 0.1 | 0.06 | 0.227 | 0.237 | 7.903 | 4.884 | 850 | 5.07 | -5.07
5750 | 0.399 | 0.551 | 0.586 | 0.574 | 0.085 | 0.054 | 0.228 | 0.205 | 7.536 | 4.645 | 850 | 1.18 | -1.18
5751 | 0.275 | 0.436 | 0.478 | 0.457 | 0.074 | 0.062 | 0.254 | 0.19 | 6.928 | 4.361 | 850 | 2.33 | -2.33
5752 | 0.156 | 0.285 | 0.331 | 0.302 | 0.076 | 0.088 | 0.246 | 0.227 | 6.134 | 4.24 | 850 | 23.45 | -23.45
5753 | 0.068 | 0.12 | 0.16 | 0.129 | 0.09 | 0.156 | 0.222 | 0.289 | 5.409 | 4.628 | 850 | 52.5 | -52.5
5754 | 0.012 | 0.01 | 0.02 | 0.01 | 0.151 | 0.304 | 0.264 | 0.388 | 5.217 | 5.992 | 850 | 88.71 | -88.71
5755 | 0 | 0 | 0 | 0 | 0.31 | 0.477 | 0.347 | 0.482 | 5.699 | 7.805 | 850 | 116.06 | -116.06
5756 | 0 | 0 | 0 | 0 | 0.504 | 0.551 | 0.403 | 0.507 | 6.568 | 9.176 | 850 | 232.25 | -232.25
5757 | 0 | 0 | 0 | 0 | 0.608 | 0.534 | 0.412 | 0.477 | 7.436 | 9.841 | 850 | 217.92 | -217.92
5758 | 0 | 0 | 0 | 0 | 0.627 | 0.498 | 0.401 | 0.477 | 8.086 | 9.911 | 850 | 120.52 | -120.52
5759 | 0 | 0 | 0 | 0 | 0.602 | 0.473 | 0.366 | 0.478 | 8.317 | 9.671 | 850 | 105.21 | -105.21
5760 | 0 | 0 | 0 | 0 | 0.561 | 0.44 | 0.301 | 0.457 | 8.214 | 9.293 | 850 | 92.47 | -92.47
5761 | 0 | 0 | 0 | 0 | 0.52 | 0.413 | 0.224 | 0.429 | 8.325 | 8.996 | 850 | 90.47 | -90.47
5762 | 0 | 0 | 0 | 0 | 0.493 | 0.395 | 0.165 | 0.408 | 8.555 | 8.853 | 850 | 91.31 | -91.31
5763 | 0 | 0 | 0 | 0 | 0.477 | 0.383 | 0.118 | 0.393 | 8.769 | 8.774 | 850 | 87.48 | -87.48
5764 | 0 | 0 | 0 | 0 | 0.463 | 0.37 | 0.08 | 0.366 | 8.501 | 8.762 | 850 | 89.2 | -89.2
5765 | 0 | 0 | 0 | 0 | 0.459 | 0.34 | 0.057 | 0.312 | 8.14 | 8.838 | 850 | 91.74 | -91.74
5766 | 0.037 | 0.071 | 0.037 | 0.059 | 0.343 | 0.197 | 0.035 | 0.173 | 7.73 | 8.317 | 850 | 92.35 | -92.35
5767 | 0.171 | 0.228 | 0.193 | 0.224 | 0.161 | 0.157 | 0.017 | 0.08 | 7.203 | 7.503 | 850 | 114.99 | -114.99
5768 | 0.335 | 0.385 | 0.366 | 0.389 | 0.084 | 0.185 | 0.022 | 0.048 | 6.997 | 7.321 | 850 | 128.57 | -128.57
5769 | 0.476 | 0.506 | 0.506 | 0.519 | 0.074 | 0.224 | 0.032 | 0.029 | 7.044 | 8.204 | 850 | 121 | -121
5770 | 0.578 | 0.593 | 0.604 | 0.604 | 0.125 | 0.269 | 0.037 | 0.021 | 7.288 | 8.825 | 850 | 105.4 | -105.4
5771 | 0.641 | 0.632 | 0.657 | 0.635 | 0.154 | 0.277 | 0.042 | 0.018 | 7.515 | 9.11 | 850 | 87.56 | -87.56
5772 | 0.662 | 0.631 | 0.669 | 0.613 | 0.163 | 0.27 | 0.047 | 0.017 | 7.719 | 9.118 | 850 | 68.78 | -68.78
5773 | 0.637 | 0.59 | 0.641 | 0.551 | 0.165 | 0.258 | 0.047 | 0.014 | 7.794 | 8.8 | 850 | 35.14 | -35.14
5774 | 0.572 | 0.513 | 0.576 | 0.463 | 0.165 | 0.247 | 0.043 | 0.011 | 7.908 | 8.433 | 850 | 10.4 | -10.4
5775 | 0.465 | 0.397 | 0.471 | 0.358 | 0.168 | 0.244 | 0.036 | 0.008 | 8.072 | 8.188 | 850 | 8.17 | -8.17
5776 | 0.32 | 0.253 | 0.327 | 0.235 | 0.191 | 0.249 | 0.024 | 0.005 | 8.324 | 8.184 | 850 | 54.84 | -54.84
5777 | 0.157 | 0.104 | 0.158 | 0.105 | 0.21 | 0.254 | 0.013 | 0.004 | 8.541 | 8.932 | 850 | 78.56 | -78.56
5778 | 0.025 | 0.009 | 0.018 | 0.009 | 0.274 | 0.33 | 0.005 | 0.004 | 9.092 | 10.213 | 850 | 92.37 | -92.37
5779 | 0 | 0 | 0 | 0 | 0.38 | 0.48 | 0.017 | 0.007 | 9.858 | 11.117 | 850 | 111.57 | -111.57
5780 | 0 | 0 | 0 | 0 | 0.478 | 0.518 | 0.051 | 0.01 | 10.552 | 11.129 | 850 | 201.91 | -201.91
5781 | 0 | 0 | 0 | 0 | 0.542 | 0.48 | 0.086 | 0.013 | 10.926 | 10.873 | 850 | 204.03 | -204.03
5782 | 0 | 0 | 0 | 0 | 0.59 | 0.44 | 0.09 | 0.014 | 10.942 | 10.394 | 850 | 124.84 | -124.84
5783 | 0 | 0 | 0 | 0 | 0.621 | 0.403 | 0.071 | 0.013 | 10.731 | 10.041 | 850 | 111.76 | -111.76
5784 | 0 | 0 | 0 | 0 | 0.628 | 0.358 | 0.046 | 0.012 | 10.429 | 9.759 | 850 | 99.7 | -99.7
5785 | 0 | 0 | 0 | 0 | 0.618 | 0.314 | 0.036 | 0.012 | 10.066 | 9.467 | 850 | 93.53 | -93.53
5786 | 0 | 0 | 0 | 0 | 0.595 | 0.28 | 0.044 | 0.014 | 9.709 | 9.149 | 850 | 93.98 | -93.98
5787 | 0 | 0 | 0 | 0 | 0.573 | 0.228 | 0.063 | 0.019 | 9.362 | 8.859 | 850 | 89.81 | -89.81
5788 | 0 | 0 | 0 | 0 | 0.552 | 0.189 | 0.079 | 0.025 | 9.096 | 8.766 | 850 | 88.68 | -88.68
5789 | 0 | 0 | 0 | 0 | 0.534 | 0.165 | 0.088 | 0.03 | 8.865 | 8.668 | 850 | 89.37 | -89.37
5790 | 0.037 | 0.069 | 0.035 | 0.06 | 0.45 | 0.105 | 0.097 | 0.032 | 8.477 | 7.961 | 850 | 101.23 | -101.23
5791 | 0.178 | 0.232 | 0.186 | 0.228 | 0.251 | 0.051 | 0.06 | 0.014 | 7.914 | 7.194 | 850 | 125.46 | -125.46
5792 | 0.337 | 0.394 | 0.354 | 0.394 | 0.136 | 0.045 | 0.029 | 0.009 | 7.708 | 6.919 | 850 | 134.47 | -134.47
5793 | 0.471 | 0.515 | 0.488 | 0.52 | 0.119 | 0.088 | 0.03 | 0.015 | 7.956 | 7.07 | 850 | 126.24 | -126.24
5794 | 0.567 | 0.595 | 0.581 | 0.607 | 0.14 | 0.132 | 0.023 | 0.014 | 8.255 | 7.507 | 850 | 108.71 | -108.71
5795 | 0.615 | 0.635 | 0.633 | 0.652 | 0.184 | 0.152 | 0.019 | 0.016 | 8.437 | 7.828 | 850 | 92.19 | -92.19
5796 | 0.609 | 0.637 | 0.645 | 0.658 | 0.21 | 0.156 | 0.016 | 0.019 | 8.554 | 7.879 | 850 | 84.4 | -84.4
5797 | 0.549 | 0.598 | 0.619 | 0.624 | 0.207 | 0.147 | 0.014 | 0.023 | 8.398 | 7.712 | 850 | 65.78 | -65.78
5798 | 0.463 | 0.523 | 0.554 | 0.551 | 0.224 | 0.121 | 0.016 | 0.027 | 8.353 | 7.289 | 850 | 45.25 | -45.25
5799 | 0.313 | 0.409 | 0.448 | 0.438 | 0.264 | 0.1 | 0.012 | 0.029 | 8.613 | 6.879 | 850 | 51.32 | -51.32
5800 | 0.198 | 0.261 | 0.305 | 0.287 | 0.277 | 0.091 | 0.008 | 0.032 | 8.786 | 6.659 | 850 | 79.45 | -79.45
5801 | 0.091 | 0.105 | 0.143 | 0.099 | 0.294 | 0.086 | 0.008 | 0.036 | 8.697 | 6.122 | 850 | 90.15 | -90.15
5802 | 0.014 | 0.007 | 0.017 | 0.006 | 0.365 | 0.05 | 0.014 | 0.045 | 8.487 | 5.283 | 850 | 105.38 | -105.38
5803 | 0 | 0 | 0 | 0 | 0.392 | 0.016 | 0.019 | 0.05 | 8.318 | 4.981 | 850 | 123.51 | -123.51
5804 | 0 | 0 | 0 | 0 | 0.35 | 0.005 | 0.023 | 0.052 | 8.209 | 5.115 | 850 | 227.49 | -227.49
5805 | 0 | 0 | 0 | 0 | 0.277 | 0.01 | 0.031 | 0.05 | 7.963 | 5.552 | 850 | 289.27 | -289.27
5806 | 0 | 0 | 0 | 0 | 0.206 | 0.023 | 0.043 | 0.053 | 7.531 | 6.256 | 850 | 169.09 | -169.09
5807 | 0 | 0 | 0 | 0 | 0.185 | 0.037 | 0.054 | 0.056 | 7.033 | 7.188 | 850 | 125 | -125
5808 | 0 | 0 | 0 | 0 | 0.183 | 0.06 | 0.063 | 0.054 | 6.593 | 7.952 | 850 | 110.1 | -110.1
5809 | 0 | 0 | 0 | 0 | 0.171 | 0.1 | 0.067 | 0.047 | 6.38 | 8.586 | 850 | 109.88 | -109.88
5810 | 0 | 0 | 0 | 0 | 0.163 | 0.144 | 0.072 | 0.039 | 6.311 | 8.775 | 850 | 100.3 | -100.3
5811 | 0 | 0 | 0 | 0 | 0.164 | 0.223 | 0.079 | 0.039 | 6.272 | 8.541 | 850 | 93.53 | -93.53
5812 | 0 | 0 | 0 | 0 | 0.153 | 0.295 | 0.084 | 0.048 | 6.17 | 8.304 | 850 | 93.28 | -93.28
5813 | 0 | 0 | 0 | 0 | 0.147 | 0.329 | 0.079 | 0.062 | 5.873 | 8.094 | 850 | 97.62 | -97.62
5814 | 0.013 | 0.033 | 0.031 | 0.053 | 0.112 | 0.28 | 0.065 | 0.074 | 5.451 | 7.675 | 850 | 107.37 | -107.37
5815 | 0.091 | 0.115 | 0.138 | 0.214 | 0.079 | 0.281 | 0.033 | 0.043 | 5.132 | 7.195 | 850 | 136.83 | -136.83
5816 | 0.241 | 0.221 | 0.273 | 0.379 | 0.077 | 0.297 | 0.016 | 0.03 | 5.004 | 6.727 | 850 | 151.06 | -151.06
5817 | 0.39 | 0.293 | 0.387 | 0.505 | 0.059 | 0.297 | 0.029 | 0.043 | 4.979 | 6.5 | 850 | 133.55 | -133.55
5818 | 0.395 | 0.368 | 0.415 | 0.59 | 0.053 | 0.269 | 0.036 | 0.067 | 4.981 | 6.321 | 850 | 113.7 | -113.7
5819 | 0.333 | 0.382 | 0.413 | 0.633 | 0.056 | 0.231 | 0.035 | 0.075 | 5.258 | 6.131 | 850 | 98.24 | -98.24
5820 | 0.288 | 0.355 | 0.389 | 0.628 | 0.069 | 0.205 | 0.036 | 0.074 | 5.642 | 5.938 | 850 | 89.95 | -89.95
5821 | 0.311 | 0.35 | 0.335 | 0.563 | 0.079 | 0.201 | 0.039 | 0.068 | 6.088 | 5.908 | 850 | 86.13 | -86.13
5822 | 0.306 | 0.32 | 0.268 | 0.45 | 0.08 | 0.213 | 0.045 | 0.062 | 6.471 | 5.758 | 850 | 80.2 | -80.2
5823 | 0.162 | 0.219 | 0.204 | 0.316 | 0.084 | 0.232 | 0.054 | 0.057 | 6.839 | 5.549 | 850 | 79.08 | -79.08
5824 | 0.077 | 0.099 | 0.136 | 0.196 | 0.1 | 0.268 | 0.073 | 0.063 | 7.222 | 5.443 | 850 | 81.98 | -81.98
5825 | 0.036 | 0.039 | 0.062 | 0.078 | 0.127 | 0.327 | 0.1 | 0.067 | 7.523 | 5.378 | 850 | 86.35 | -86.35
5826 | 0.005 | 0.001 | 0.007 | 0.003 | 0.175 | 0.376 | 0.161 | 0.07 | 7.844 | 5.286 | 850 | 101.96 | -101.96
5827 | 0 | 0 | 0 | 0 | 0.244 | 0.406 | 0.228 | 0.084 | 8.05 | 5.215 | 850 | 119.99 | -119.99
5828 | 0 | 0 | 0 | 0 | 0.285 | 0.439 | 0.267 | 0.106 | 8.027 | 5.466 | 850 | 156.11 | -156.11
5829 | 0 | 0 | 0 | 0 | 0.295 | 0.423 | 0.274 | 0.132 | 8.145 | 6.054 | 850 | 137.29 | -137.29
5830 | 0 | 0 | 0 | 0 | 0.28 | 0.376 | 0.267 | 0.165 | 8.269 | 7.076 | 850 | 112.71 | -112.71
5831 | 0 | 0 | 0 | 0 | 0.28 | 0.328 | 0.265 | 0.19 | 8.252 | 8.27 | 850 | 96.83 | -96.83
5832 | 0 | 0 | 0 | 0 | 0.28 | 0.271 | 0.269 | 0.199 | 8.072 | 9.071 | 850 | 95.36 | -95.36
5833 | 0 | 0 | 0 | 0 | 0.279 | 0.197 | 0.268 | 0.209 | 7.789 | 9.305 | 850 | 107.67 | -107.67
5834 | 0 | 0 | 0 | 0 | 0.282 | 0.138 | 0.265 | 0.231 | 7.565 | 9.134 | 850 | 105.44 | -105.44
5835 | 0 | 0 | 0 | 0 | 0.286 | 0.092 | 0.265 | 0.264 | 7.454 | 8.895 | 850 | 102.06 | -102.06
5836 | 0 | 0 | 0 | 0 | 0.292 | 0.073 | 0.264 | 0.287 | 7.503 | 8.654 | 850 | 99.04 | -99.04
5837 | 0 | 0 | 0 | 0 | 0.286 | 0.079 | 0.247 | 0.287 | 7.7 | 8.375 | 850 | 96.65 | -96.65
5838 | 0.023 | 0.035 | 0.029 | 0.034 | 0.219 | 0.08 | 0.201 | 0.233 | 7.718 | 7.683 | 850 | 98.07 | -98.07
5839 | 0.093 | 0.112 | 0.146 | 0.121 | 0.168 | 0.087 | 0.111 | 0.145 | 7.431 | 6.544 | 850 | 109.97 | -109.97
5840 | 0.199 | 0.216 | 0.31 | 0.24 | 0.285 | 0.12 | 0.079 | 0.138 | 7.418 | 5.402 | 850 | 110.75 | -110.75
5841 | 0.329 | 0.325 | 0.462 | 0.315 | 0.396 | 0.141 | 0.115 | 0.163 | 7.282 | 4.43 | 850 | 109.97 | -109.97
5842 | 0.452 | 0.409 | 0.538 | 0.308 | 0.407 | 0.14 | 0.138 | 0.199 | 7.207 | 4.029 | 850 | 84.92 | -84.92
5843 | 0.506 | 0.381 | 0.561 | 0.376 | 0.352 | 0.132 | 0.162 | 0.226 | 6.99 | 4.155 | 850 | 60.13 | -60.13
5844 | 0.522 | 0.319 | 0.557 | 0.475 | 0.328 | 0.11 | 0.187 | 0.256 | 6.857 | 4.383 | 850 | 18.34 | -18.34
5845 | 0.522 | 0.281 | 0.51 | 0.486 | 0.335 | 0.093 | 0.214 | 0.272 | 7.077 | 4.483 | 850 | 0.47 | -0.47
5846 | 0.453 | 0.266 | 0.441 | 0.423 | 0.347 | 0.096 | 0.235 | 0.306 | 7.431 | 4.577 | 850 | -0.59 | 0.59
5847 | 0.351 | 0.241 | 0.344 | 0.316 | 0.367 | 0.11 | 0.239 | 0.332 | 7.771 | 4.696 | 850 | -0.8 | 0.8
5848 | 0.236 | 0.186 | 0.21 | 0.203 | 0.377 | 0.129 | 0.242 | 0.377 | 8.094 | 4.854 | 850 | 2.55 | -2.55
5849 | 0.125 | 0.091 | 0.085 | 0.086 | 0.36 | 0.169 | 0.277 | 0.525 | 8.413 | 5.17 | 850 | 23.71 | -23.71
5850 | 0.021 | 0.006 | 0.009 | 0.005 | 0.404 | 0.287 | 0.347 | 0.622 | 8.889 | 5.669 | 850 | 80.02 | -80.02
5851 | 0 | 0 | 0 | 0 | 0.519 | 0.437 | 0.41 | 0.671 | 9.59 | 6.051 | 850 | 117.3 | -117.3
5852 | 0 | 0 | 0 | 0 | 0.548 | 0.476 | 0.443 | 0.696 | 10.091 | 6.193 | 850 | 148.29 | -148.29
5853 | 0 | 0 | 0 | 0 | 0.525 | 0.46 | 0.449 | 0.635 | 10.267 | 6.259 | 850 | 126.78 | -126.78
5854 | 0 | 0 | 0 | 0 | 0.491 | 0.399 | 0.46 | 0.587 | 10.289 | 6.37 | 850 | 107.29 | -107.29
5855 | 0 | 0 | 0 | 0 | 0.464 | 0.338 | 0.437 | 0.529 | 10.277 | 6.457 | 850 | 99.85 | -99.85
5856 | 0 | 0 | 0 | 0 | 0.446 | 0.31 | 0.372 | 0.505 | 10.241 | 6.443 | 850 | 89.23 | -89.23
5857 | 0 | 0 | 0 | 0 | 0.432 | 0.28 | 0.302 | 0.519 | 10.163 | 6.482 | 850 | 93.76 | -93.76
5858 | 0 | 0 | 0 | 0 | 0.412 | 0.253 | 0.269 | 0.503 | 10.15 | 6.624 | 850 | 85.98 | -85.98
5859 | 0 | 0 | 0 | 0 | 0.399 | 0.235 | 0.271 | 0.461 | 10.228 | 6.761 | 850 | 80.37 | -80.37
5860 | 0 | 0 | 0 | 0 | 0.396 | 0.233 | 0.286 | 0.409 | 10.37 | 6.75 | 850 | 80.14 | -80.14
5861 | 0 | 0 | 0 | 0 | 0.406 | 0.227 | 0.286 | 0.366 | 10.518 | 6.67 | 850 | 81.2 | -81.2
5862 | 0.029 | 0.043 | 0.017 | 0.037 | 0.36 | 0.166 | 0.236 | 0.292 | 10.394 | 6.274 | 850 | 80.16 | -80.16
5863 | 0.154 | 0.181 | 0.091 | 0.149 | 0.289 | 0.147 | 0.114 | 0.233 | 10.047 | 5.828 | 850 | 79.49 | -79.49
5864 | 0.316 | 0.379 | 0.182 | 0.292 | 0.391 | 0.169 | 0.064 | 0.209 | 10.06 | 6.066 | 850 | 73.1 | -73.1
5865 | 0.46 | 0.516 | 0.252 | 0.411 | 0.46 | 0.219 | 0.031 | 0.155 | 10.148 | 6.208 | 850 | 60.63 | -60.63
5866 | 0.565 | 0.605 | 0.318 | 0.509 | 0.497 | 0.214 | 0.009 | 0.125 | 10.587 | 6.451 | 850 | 41.27 | -41.27
5867 | 0.624 | 0.649 | 0.317 | 0.561 | 0.515 | 0.194 | 0.005 | 0.109 | 10.87 | 6.759 | 850 | 12.73 | -12.73
5868 | 0.642 | 0.642 | 0.273 | 0.554 | 0.497 | 0.173 | 0.01 | 0.104 | 10.791 | 7.012 | 850 | -0.79 | 0.79
5869 | 0.62 | 0.582 | 0.222 | 0.499 | 0.447 | 0.156 | 0.017 | 0.095 | 10.517 | 7.127 | 850 | -9.17 | 9.17
5870 | 0.552 | 0.487 | 0.182 | 0.419 | 0.399 | 0.154 | 0.025 | 0.077 | 10.366 | 7.166 | 850 | -24 | 24
5871 | 0.443 | 0.362 | 0.139 | 0.316 | 0.373 | 0.165 | 0.034 | 0.061 | 10.323 | 7.233 | 850 | -19.94 | 19.94
5872 | 0.298 | 0.215 | 0.092 | 0.2 | 0.369 | 0.199 | 0.04 | 0.054 | 10.437 | 7.448 | 850 | -4.99 | 4.99
5873 | 0.138 | 0.078 | 0.041 | 0.079 | 0.373 | 0.281 | 0.046 | 0.063 | 10.607 | 7.837 | 850 | 25.56 | -25.56
5874 | 0.018 | 0.002 | 0.003 | 0.003 | 0.494 | 0.43 | 0.07 | 0.102 | 10.891 | 8.303 | 850 | 78.28 | -78.28
5875 | 0 | 0 | 0 | 0 | 0.592 | 0.51 | 0.09 | 0.161 | 11.1 | 8.604 | 850 | 109.11 | -109.11
5876 | 0 | 0 | 0 | 0 | 0.571 | 0.476 | 0.087 | 0.208 | 10.999 | 8.631 | 850 | 131.6 | -131.6
5877 | 0 | 0 | 0 | 0 | 0.518 | 0.44 | 0.058 | 0.242 | 10.892 | 8.599 | 850 | 123.91 | -123.91
5878 | 0 | 0 | 0 | 0 | 0.464 | 0.415 | 0.026 | 0.226 | 10.86 | 8.525 | 850 | 107.63 | -107.63
5879 | 0 | 0 | 0 | 0 | 0.424 | 0.389 | 0.012 | 0.166 | 10.714 | 8.371 | 850 | 102.02 | -102.02
5880 | 0 | 0 | 0 | 0 | 0.404 | 0.369 | 0.02 | 0.104 | 10.447 | 8.106 | 850 | 91.5 | -91.5
5881 | 0 | 0 | 0 | 0 | 0.396 | 0.352 | 0.03 | 0.053 | 10.283 | 7.837 | 850 | 91.24 | -91.24
5882 | 0 | 0 | 0 | 0 | 0.393 | 0.338 | 0.041 | 0.024 | 10.15 | 7.641 | 850 | 94.77 | -94.77
5883 | 0 | 0 | 0 | 0 | 0.386 | 0.324 | 0.044 | 0.014 | 9.951 | 7.532 | 850 | 92.39 | -92.39
5884 | 0 | 0 | 0 | 0 | 0.376 | 0.317 | 0.047 | 0.01 | 9.728 | 7.479 | 850 | 92.51 | -92.51
5885 | 0 | 0 | 0 | 0 | 0.357 | 0.32 | 0.043 | 0.011 | 9.588 | 7.52 | 850 | 91.59 | -91.59
5886 | 0.026 | 0.063 | 0.015 | 0.017 | 0.28 | 0.204 | 0.032 | 0.024 | 9.421 | 7.292 | 850 | 101.52 | -101.52
5887 | 0.135 | 0.228 | 0.119 | 0.059 | 0.177 | 0.098 | 0.021 | 0.031 | 9.138 | 6.735 | 850 | 114.73 | -114.73
5888 | 0.285 | 0.39 | 0.254 | 0.104 | 0.151 | 0.177 | 0.016 | 0.032 | 9.066 | 6.658 | 850 | 134.95 | -134.95
5889 | 0.42 | 0.515 | 0.376 | 0.147 | 0.21 | 0.214 | 0.022 | 0.032 | 9.59 | 7.335 | 850 | 131.94 | -131.94
5890 | 0.518 | 0.599 | 0.469 | 0.189 | 0.249 | 0.172 | 0.028 | 0.023 | 9.958 | 7.487 | 850 | 122.64 | -122.64
5891 | 0.551 | 0.643 | 0.479 | 0.225 | 0.242 | 0.127 | 0.032 | 0.009 | 10.257 | 7.487 | 850 | 102.83 | -102.83
5892 | 0.503 | 0.644 | 0.473 | 0.24 | 0.205 | 0.089 | 0.032 | 0.003 | 10.322 | 7.391 | 850 | 90.82 | -90.82
5893 | 0.392 | 0.604 | 0.454 | 0.245 | 0.168 | 0.061 | 0.031 | 0.009 | 10.114 | 7.248 | 850 | 85.05 | -85.05
5894 | 0.282 | 0.524 | 0.431 | 0.225 | 0.142 | 0.044 | 0.032 | 0.018 | 9.766 | 7.102 | 850 | 81.19 | -81.19
5895 | 0.172 | 0.403 | 0.342 | 0.172 | 0.141 | 0.037 | 0.032 | 0.027 | 9.378 | 7.051 | 850 | 83.63 | -83.63
5896 | 0.084 | 0.248 | 0.225 | 0.124 | 0.167 | 0.047 | 0.028 | 0.031 | 9.298 | 7.353 | 850 | 88.24 | -88.24
5897 | 0.027 | 0.088 | 0.101 | 0.064 | 0.267 | 0.107 | 0.022 | 0.034 | 9.446 | 8.156 | 850 | 93.63 | -93.63
5898 | 0 | 0.001 | 0.01 | 0.003 | 0.399 | 0.279 | 0.015 | 0.04 | 9.57 | 9.276 | 850 | 112.88 | -112.88
5899 | 0 | 0 | 0 | 0 | 0.491 | 0.459 | 0.007 | 0.046 | 9.604 | 9.876 | 850 | 137.78 | -137.78
5900 | 0 | 0 | 0 | 0 | 0.504 | 0.491 | 0.004 | 0.052 | 9.431 | 9.762 | 850 | 255.4 | -255.4
5901 | 0 | 0 | 0 | 0 | 0.47 | 0.453 | 0.004 | 0.058 | 9.12 | 9.486 | 850 | 212.06 | -212.06
5902 | 0 | 0 | 0 | 0 | 0.42 | 0.393 | 0.005 | 0.053 | 8.726 | 9.293 | 850 | 131.9 | -131.9
5903 | 0 | 0 | 0 | 0 | 0.37 | 0.338 | 0.012 | 0.038 | 8.328 | 9.264 | 850 | 114.24 | -114.24
5904 | 0 | 0 | 0 | 0 | 0.329 | 0.301 | 0.022 | 0.025 | 7.928 | 9.232 | 850 | 103.84 | -103.84
5905 | 0 | 0 | 0 | 0 | 0.289 | 0.269 | 0.031 | 0.015 | 7.508 | 9.113 | 850 | 99.6 | -99.6
5906 | 0 | 0 | 0 | 0 | 0.256 | 0.242 | 0.037 | 0.009 | 7.099 | 8.962 | 850 | 93.1 | -93.1
5907 | 0 | 0 | 0 | 0 | 0.242 | 0.224 | 0.044 | 0.008 | 6.637 | 8.81 | 850 | 91.56 | -91.56
5908 | 0 | 0 | 0 | 0 | 0.224 | 0.204 | 0.048 | 0.01 | 6.082 | 8.735 | 850 | 93.27 | -93.27
5909 | 0 | 0 | 0 | 0 | 0.214 | 0.185 | 0.051 | 0.011 | 5.519 | 8.729 | 850 | 96.24 | -96.24
5910 | 0.022 | 0.046 | 0.027 | 0.045 | 0.192 | 0.114 | 0.059 | 0.014 | 4.898 | 8.277 | 850 | 102.68 | -102.68
5911 | 0.116 | 0.181 | 0.163 | 0.173 | 0.097 | 0.066 | 0.034 | 0.009 | 4.483 | 7.557 | 850 | 137.21 | -137.21
5912 | 0.245 | 0.336 | 0.327 | 0.316 | 0.063 | 0.067 | 0.019 | 0.008 | 4.381 | 7.207 | 850 | 151.06 | -151.06
5913 | 0.377 | 0.459 | 0.463 | 0.449 | 0.06 | 0.071 | 0.019 | 0.013 | 4.735 | 7.704 | 850 | 133.95 | -133.95
5914 | 0.466 | 0.526 | 0.557 | 0.57 | 0.057 | 0.093 | 0.018 | 0.013 | 5.02 | 8.423 | 850 | 115.98 | -115.98
5915 | 0.513 | 0.538 | 0.598 | 0.619 | 0.057 | 0.113 | 0.016 | 0.008 | 4.914 | 8.735 | 850 | 98.88 | -98.88
5916 | 0.528 | 0.492 | 0.594 | 0.612 | 0.057 | 0.117 | 0.014 | 0.006 | 4.408 | 8.669 | 850 | 90.02 | -90.02
5917 | 0.54 | 0.425 | 0.55 | 0.566 | 0.055 | 0.121 | 0.012 | 0.007 | 3.789 | 8.283 | 850 | 84.8 | -84.8
5918 | 0.461 | 0.351 | 0.471 | 0.478 | 0.056 | 0.12 | 0.009 | 0.012 | 3.188 | 7.685 | 850 | 82.69 | -82.69
5919 | 0.312 | 0.278 | 0.362 | 0.362 | 0.056 | 0.113 | 0.007 | 0.022 | 3.198 | 6.973 | 850 | 84.13 | -84.13
5920 | 0.197 | 0.182 | 0.243 | 0.225 | 0.049 | 0.097 | 0.005 | 0.034 | 3.387 | 6.413 | 850 | 86.67 | -86.67
5921 | 0.091 | 0.073 | 0.111 | 0.091 | 0.042 | 0.078 | 0.005 | 0.036 | 3.53 | 6.199 | 850 | 91.21 | -91.21
5922 | 0.012 | 0.001 | 0.01 | 0.002 | 0.045 | 0.048 | 0.008 | 0.044 | 3.585 | 6.011 | 850 | 123.93 | -123.93
5923 | 0 | 0 | 0 | 0 | 0.05 | 0.018 | 0.023 | 0.064 | 3.514 | 5.884 | 850 | 300.01 | -300.01
5924 | 0 | 0 | 0 | 0 | 0.055 | 0.006 | 0.048 | 0.09 | 3.456 | 5.785 | 850 | 656.37 | -656.37
5925 | 0 | 0 | 0 | 0 | 0.063 | 0.02 | 0.074 | 0.113 | 3.39 | 5.798 | 850 | 520.32 | -520.32
5926 | 0 | 0 | 0 | 0 | 0.067 | 0.057 | 0.087 | 0.126 | 3.339 | 5.81 | 850 | 216.97 | -216.97
5927 | 0 | 0 | 0 | 0 | 0.06 | 0.116 | 0.085 | 0.126 | 3.252 | 5.758 | 850 | 133.2 | -133.2
5928 | 0 | 0 | 0 | 0 | 0.049 | 0.168 | 0.087 | 0.107 | 3.183 | 5.66 | 850 | 117.56 | -117.56
5929 | 0 | 0 | 0 | 0 | 0.035 | 0.201 | 0.09 | 0.08 | 3.203 | 5.529 | 850 | 108.17 | -108.17
5930 | 0 | 0 | 0 | 0 | 0.024 | 0.22 | 0.088 | 0.069 | 3.329 | 5.387 | 850 | 101.02 | -101.02
5931 | 0 | 0 | 0 | 0 | 0.019 | 0.224 | 0.096 | 0.076 | 3.568 | 5.242 | 850 | 99.03 | -99.03
5932 | 0 | 0 | 0 | 0 | 0.023 | 0.214 | 0.115 | 0.073 | 3.796 | 4.94 | 850 | 99.98 | -99.98
5933 | 0 | 0 | 0 | 0 | 0.042 | 0.208 | 0.125 | 0.066 | 3.901 | 4.598 | 850 | 99.06 | -99.06
5934 | 0.009 | 0.048 | 0.013 | 0.046 | 0.076 | 0.162 | 0.079 | 0.058 | 3.805 | 4.707 | 850 | 109.37 | -109.37
5935 | 0.062 | 0.191 | 0.059 | 0.189 | 0.077 | 0.104 | 0.012 | 0.031 | 3.493 | 4.835 | 850 | 144.02 | -144.02
5936 | 0.119 | 0.348 | 0.105 | 0.348 | 0.067 | 0.105 | 0.016 | 0.014 | 3.258 | 4.901 | 850 | 181.16 | -181.16
5937 | 0.181 | 0.463 | 0.139 | 0.476 | 0.071 | 0.136 | 0.051 | 0.014 | 3.422 | 5.219 | 850 | 155.89 | -155.89
5938 | 0.267 | 0.559 | 0.167 | 0.549 | 0.067 | 0.198 | 0.086 | 0.02 | 3.988 | 5.922 | 850 | 125.29 | -125.29
5939 | 0.285 | 0.606 | 0.206 | 0.568 | 0.053 | 0.263 | 0.099 | 0.019 | 4.601 | 6.757 | 850 | 107.21 | -107.21
5940 | 0.256 | 0.61 | 0.23 | 0.55 | 0.044 | 0.308 | 0.088 | 0.015 | 4.852 | 7.472 | 850 | 96.06 | -96.06
5941 | 0.183 | 0.567 | 0.229 | 0.469 | 0.049 | 0.336 | 0.067 | 0.01 | 4.861 | 8.02 | 850 | 92 | -92
5942 | 0.138 | 0.493 | 0.208 | 0.38 | 0.069 | 0.371 | 0.049 | 0.007 | 5.225 | 8.229 | 850 | 90.49 | -90.49
5943 | 0.092 | 0.38 | 0.177 | 0.268 | 0.111 | 0.433 | 0.048 | 0.006 | 5.721 | 8.217 | 850 | 89.2 | -89.2
5944 | 0.043 | 0.234 | 0.127 | 0.148 | 0.148 | 0.507 | 0.065 | 0.007 | 6.358 | 8.887 | 850 | 92.72 | -92.72
5945 | 0.011 | 0.085 | 0.071 | 0.057 | 0.179 | 0.58 | 0.098 | 0.006 | 6.951 | 9.747 | 850 | 101.85 | -101.85
5946 | 0 | 0 | 0.006 | 0 | 0.228 | 0.664 | 0.169 | 0.012 | 7.16 | 11.217 | 850 | 123.97 | -123.97
5947 | 0 | 0 | 0 | 0 | 0.254 | 0.669 | 0.254 | 0.025 | 7.275 | 12.19 | 850 | 155.7 | -155.7
5948 | 0 | 0 | 0 | 0 | 0.236 | 0.634 | 0.276 | 0.04 | 7.451 | 12.186 | 850 | 320.07 | -320.07
5949 | 0 | 0 | 0 | 0 | 0.21 | 0.594 | 0.253 | 0.054 | 7.606 | 11.766 | 850 | 189.23 | -189.23
5950 | 0 | 0 | 0 | 0 | 0.202 | 0.564 | 0.24 | 0.069 | 7.653 | 11.395 | 850 | 130.42 | -130.42
5951 | 0 | 0 | 0 | 0 | 0.209 | 0.537 | 0.274 | 0.079 | 7.556 | 10.967 | 850 | 108.59 | -108.59
5952 | 0 | 0 | 0 | 0 | 0.213 | 0.527 | 0.306 | 0.101 | 7.404 | 10.643 | 850 | 99.58 | -99.58
5953 | 0 | 0 | 0 | 0 | 0.224 | 0.534 | 0.327 | 0.148 | 7.394 | 10.324 | 850 | 101.27 | -101.27
5954 | 0 | 0 | 0 | 0 | 0.249 | 0.521 | 0.36 | 0.21 | 7.596 | 10.277 | 850 | 94.6 | -94.6
5955 | 0 | 0 | 0 | 0 | 0.269 | 0.53 | 0.38 | 0.284 | 7.834 | 10.283 | 850 | 90 | -90
5956 | 0 | 0 | 0 | 0 | 0.292 | 0.525 | 0.376 | 0.373 | 8.104 | 10.231 | 850 | 87.11 | -87.11
5957 | 0 | 0 | 0 | 0 | 0.322 | 0.538 | 0.367 | 0.436 | 8.524 | 10.298 | 850 | 80.92 | -80.92
5958 | 0.022 | 0.051 | 0.019 | 0.043 | 0.31 | 0.494 | 0.318 | 0.375 | 9.083 | 10.414 | 850 | 84.7 | -84.7
5959 | 0.148 | 0.202 | 0.14 | 0.193 | 0.26 | 0.512 | 0.301 | 0.26 | 9.541 | 9.88 | 850 | 109.05 | -109.05
5960 | 0.314 | 0.365 | 0.314 | 0.361 | 0.289 | 0.721 | 0.223 | 0.233 | 9.975 | 9.762 | 850 | 113.6 | -113.6
5961 | 0.46 | 0.494 | 0.456 | 0.497 | 0.47 | 0.838 | 0.153 | 0.399 | 10.708 | 10.38 | 850 | 119.04 | -119.04
5962 | 0.566 | 0.581 | 0.545 | 0.59 | 0.551 | 0.897 | 0.083 | 0.486 | 11.481 | 11.516 | 850 | 97.68 | -97.68
5963 | 0.625 | 0.622 | 0.586 | 0.637 | 0.609 | 0.913 | 0.038 | 0.551 | 12.029 | 12.112 | 850 | 71.04 | -71.04
5964 | 0.64 | 0.624 | 0.607 | 0.646 | 0.666 | 0.901 | 0.039 | 0.613 | 12.625 | 12.413 | 850 | 0.11 | -0.11
5965 | 0.611 | 0.585 | 0.588 | 0.612 | 0.724 | 0.876 | 0.052 | 0.646 | 13.241 | 12.416 | 850 | -3.05 | 3.05
5966 | 0.542 | 0.508 | 0.531 | 0.538 | 0.757 | 0.841 | 0.046 | 0.675 | 13.743 | 12.293 | 850 | -11.7 | 11.7
5967 | 0.432 | 0.391 | 0.418 | 0.421 | 0.803 | 0.808 | 0.021 | 0.704 | 14.043 | 12.269 | 850 | -19.68 | 19.68
5968 | 0.293 | 0.248 | 0.24 | 0.27 | 0.851 | 0.791 | 0.013 | 0.768 | 14.405 | 12.206 | 850 | -7.02 | 7.02
5969 | 0.131 | 0.089 | 0.083 | 0.101 | 0.871 | 0.783 | 0.062 | 0.77 | 14.414 | 12.18 | 850 | -0.01 | 0.01
5970 | 0.011 | 0 | 0.004 | 0 | 0.881 | 0.807 | 0.219 | 0.766 | 14.353 | 12.322 | 850 | 36.13 | -36.13
5971 | 0 | 0 | 0 | 0 | 0.88 | 0.796 | 0.319 | 0.76 | 14.039 | 12.384 | 850 | 84.95 | -84.95
5972 | 0 | 0 | 0 | 0 | 0.787 | 0.746 | 0.368 | 0.716 | 13.589 | 12.143 | 850 | 99.74 | -99.74
5973 | 0 | 0 | 0 | 0 | 0.74 | 0.734 | 0.409 | 0.669 | 13.143 | 11.83 | 850 | 92.93 | -92.93
5974 | 0 | 0 | 0 | 0 | 0.709 | 0.722 | 0.43 | 0.627 | 12.943 | 11.708 | 850 | 80.1 | -80.1
5975 | 0 | 0 | 0 | 0 | 0.686 | 0.688 | 0.393 | 0.6 | 12.9 | 11.7 | 850 | 80.03 | -80.03
5976 | 0 | 0 | 0 | 0 | 0.67 | 0.65 | 0.329 | 0.567 | 12.843 | 11.623 | 850 | 64.61 | -64.61
5977 | 0 | 0 | 0 | 0 | 0.643 | 0.622 | 0.277 | 0.444 | 12.71 | 11.537 | 850 | 64.79 | -64.79
5978 | 0 | 0 | 0 | 0 | 0.642 | 0.6 | 0.203 | 0.297 | 12.763 | 11.546 | 850 | 61 | -61
5979 | 0 | 0 | 0 | 0 | 0.72 | 0.584 | 0.148 | 0.183 | 13.276 | 11.694 | 850 | 51.22 | -51.22
5980 | 0 | 0 | 0 | 0 | 0.693 | 0.591 | 0.103 | 0.132 | 13.053 | 11.342 | 850 | 48.58 | -48.58
5981 | 0 | 0 | 0 | 0 | 0.665 | 0.575 | 0.069 | 0.112 | 12.308 | 10.792 | 850 | 57.75 | -57.75
5982 | 0.014 | 0.05 | 0.011 | 0.016 | 0.63 | 0.47 | 0.041 | 0.078 | 12.06 | 10.394 | 850 | 69.86 | -69.86
5983 | 0.115 | 0.202 | 0.101 | 0.077 | 0.561 | 0.393 | 0.019 | 0.046 | 11.806 | 10.013 | 850 | 93.29 | -93.29
5984 | 0.277 | 0.365 | 0.24 | 0.174 | 0.504 | 0.587 | 0.011 | 0.073 | 11.408 | 10.524 | 850 | 119.48 | -119.48
5985 | 0.443 | 0.495 | 0.421 | 0.318 | 0.577 | 0.675 | 0.013 | 0.09 | 11.713 | 10.715 | 850 | 120.37 | -120.37
5986 | 0.552 | 0.585 | 0.547 | 0.506 | 0.581 | 0.702 | 0.011 | 0.098 | 11.862 | 10.891 | 850 | 100.09 | -100.09
5987 | 0.61 | 0.628 | 0.611 | 0.611 | 0.573 | 0.674 | 0.008 | 0.091 | 11.814 | 11.255 | 850 | 80 | -80
5988 | 0.617 | 0.631 | 0.627 | 0.617 | 0.55 | 0.614 | 0.006 | 0.078 | 11.871 | 11.752 | 850 | 59.51 | -59.51
5989 | 0.564 | 0.587 | 0.612 | 0.534 | 0.491 | 0.558 | 0.005 | 0.063 | 12.063 | 11.974 | 850 | 31.54 | -31.54
5990 | 0.439 | 0.504 | 0.542 | 0.348 | 0.385 | 0.51 | 0.005 | 0.053 | 12.138 | 11.717 | 850 | 12.48 | -12.48
5991 | 0.252 | 0.379 | 0.433 | 0.24 | 0.26 | 0.478 | 0.005 | 0.053 | 12.019 | 11.293 | 850 | 14.53 | -14.53
5992 | 0.096 | 0.228 | 0.281 | 0.149 | 0.169 | 0.46 | 0.005 | 0.057 | 11.669 | 11.298 | 850 | 30.06 | -30.06
5993 | 0.023 | 0.08 | 0.118 | 0.058 | 0.133 | 0.449 | 0.008 | 0.058 | 11.335 | 11.293 | 850 | 71.18 | -71.18
5994 | 0 | 0 | 0.006 | 0 | 0.185 | 0.511 | 0.016 | 0.057 | 11.306 | 11.347 | 850 | 87.56 | -87.56
5995 | 0 | 0 | 0 | 0 | 0.292 | 0.548 | 0.043 | 0.059 | 10.987 | 11.127 | 850 | 100.27 | -100.27
5996 | 0 | 0 | 0 | 0 | 0.396 | 0.521 | 0.084 | 0.059 | 10.254 | 10.655 | 850 | 129 | -129
5997 | 0 | 0 | 0 | 0 | 0.454 | 0.473 | 0.113 | 0.065 | 9.303 | 10.045 | 850 | 136.49 | -136.49
5998 | 0 | 0 | 0 | 0 | 0.5 | 0.443 | 0.119 | 0.062 | 8.97 | 9.686 | 850 | 99.76 | -99.76
5999 | 0 | 0 | 0 | 0 | 0.494 | 0.403 | 0.119 | 0.055 | 9.118 | 9.433 | 850 | 95.36 | -95.36
6000 | 0 | 0 | 0 | 0 | 0.44 | 0.345 | 0.126 | 0.045 | 9.09 | 9.136 | 850 | 92.88 | -92.88
6001 | 0 | 0 | 0 | 0 | 0.37 | 0.295 | 0.15 | 0.037 | 9.167 | 8.843 | 850 | 102.47 | -102.47
6002 | 0 | 0 | 0 | 0 | 0.304 | 0.277 | 0.173 | 0.038 | 9.281 | 8.622 | 850 | 96.9 | -96.9
6003 | 0 | 0 | 0 | 0 | 0.261 | 0.274 | 0.174 | 0.047 | 9.189 | 8.434 | 850 | 96.3 | -96.3
6004 | 0 | 0 | 0 | 0 | 0.241 | 0.27 | 0.181 | 0.054 | 8.954 | 8.242 | 850 | 95.31 | -95.31
6005 | 0 | 0 | 0 | 0 | 0.209 | 0.258 | 0.197 | 0.054 | 8.735 | 8.051 | 850 | 98.29 | -98.29
6006 | 0.014 | 0.035 | 0.018 | 0.041 | 0.161 | 0.188 | 0.195 | 0.047 | 8.321 | 7.656 | 850 | 101.02 | -101.02
6007 | 0.099 | 0.152 | 0.151 | 0.197 | 0.074 | 0.096 | 0.095 | 0.023 | 7.419 | 6.652 | 850 | 103.88 | -103.88
6008 | 0.209 | 0.322 | 0.333 | 0.367 | 0.034 | 0.09 | 0.072 | 0.025 | 6.557 | 5.841 | 850 | 104.71 | -104.71
6009 | 0.332 | 0.453 | 0.481 | 0.502 | 0.024 | 0.207 | 0.08 | 0.019 | 6.164 | 5.655 | 850 | 95.44 | -95.44
6010 | 0.474 | 0.552 | 0.585 | 0.602 | 0.028 | 0.281 | 0.079 | 0.012 | 5.98 | 6.046 | 850 | 84.19 | -84.19
6011 | 0.545 | 0.601 | 0.641 | 0.651 | 0.052 | 0.3 | 0.075 | 0.011 | 5.897 | 6.436 | 850 | 51.52 | -51.52
6012 | 0.549 | 0.603 | 0.655 | 0.658 | 0.067 | 0.296 | 0.069 | 0.016 | 5.665 | 6.809 | 850 | 14.17 | -14.17
6013 | 0.503 | 0.56 | 0.629 | 0.622 | 0.07 | 0.277 | 0.068 | 0.022 | 5.301 | 6.926 | 850 | 5.48 | -5.48
6014 | 0.406 | 0.456 | 0.561 | 0.547 | 0.066 | 0.255 | 0.073 | 0.033 | 4.802 | 6.715 | 850 | 1.02 | -1.02
6015 | 0.286 | 0.298 | 0.447 | 0.43 | 0.061 | 0.247 | 0.078 | 0.051 | 4.174 | 6.485 | 850 | 0.44 | -0.44
6016 | 0.151 | 0.152 | 0.276 | 0.273 | 0.065 | 0.257 | 0.099 | 0.078 | 3.494 | 6.594 | 850 | 8.41 | -8.41
6017 | 0.071 | 0.05 | 0.096 | 0.101 | 0.071 | 0.288 | 0.138 | 0.1 | 2.888 | 7.317 | 850 | 49.62 | -49.62
6018 | 0.005 | 0 | 0.003 | 0 | 0.104 | 0.387 | 0.23 | 0.117 | 3.027 | 8.684 | 850 | 101.4 | -101.4
6019 | 0 | 0 | 0 | 0 | 0.211 | 0.484 | 0.324 | 0.132 | 4.049 | 9.96 | 850 | 128.57 | -128.57
6020 | 0 | 0 | 0 | 0 | 0.353 | 0.51 | 0.384 | 0.146 | 5.286 | 10.564 | 850 | 150.4 | -150.4
6021 | 0 | 0 | 0 | 0 | 0.457 | 0.502 | 0.404 | 0.156 | 6.387 | 10.627 | 850 | 133 | -133
6022 | 0 | 0 | 0 | 0 | 0.497 | 0.473 | 0.382 | 0.163 | 7.08 | 10.379 | 850 | 101.9 | -101.9
6023 | 0 | 0 | 0 | 0 | 0.482 | 0.445 | 0.344 | 0.154 | 7.253 | 10.08 | 850 | 92.32 | -92.32
6024 | 0 | 0 | 0 | 0 | 0.442 | 0.42 | 0.328 | 0.137 | 7.121 | 9.846 | 850 | 89.24 | -89.24
6025 | 0 | 0 | 0 | 0 | 0.395 | 0.385 | 0.297 | 0.127 | 6.906 | 9.519 | 850 | 93.91 | -93.91
6026 | 0 | 0 | 0 | 0 | 0.358 | 0.347 | 0.316 | 0.118 | 6.748 | 9.171 | 850 | 86.46 | -86.46
6027 | 0 | 0 | 0 | 0 | 0.345 | 0.318 | 0.347 | 0.117 | 6.858 | 8.911 | 850 | 83.68 | -83.68
6028 | 0 | 0 | 0 | 0 | 0.359 | 0.305 | 0.347 | 0.114 | 7.378 | 8.79 | 850 | 82 | -82
6029 | 0 | 0 | 0 | 0 | 0.349 | 0.303 | 0.31 | 0.105 | 7.798 | 8.831 | 850 | 82.39 | -82.39
6030 | 0.005 | 0.048 | 0.013 | 0.043 | 0.366 | 0.232 | 0.217 | 0.087 | 7.732 | 8.554 | 850 | 85.1 | -85.1
6031 | 0.071 | 0.193 | 0.118 | 0.179 | 0.409 | 0.181 | 0.095 | 0.048 | 7.594 | 7.918 | 850 | 83.36 | -83.36
6032 | 0.176 | 0.339 | 0.242 | 0.321 | 0.412 | 0.197 | 0.038 | 0.032 | 7.519 | 7.646 | 850 | 82.07 | -82.07
6033 | 0.18 | 0.468 | 0.31 | 0.497 | 0.47 | 0.208 | 0.012 | 0.022 | 7.433 | 8.088 | 850 | 76.73 | -76.73
6034 | 0.249 | 0.571 | 0.352 | 0.601 | 0.342 | 0.194 | 0.012 | 0.007 | 7.88 | 8.68 | 850 | 40.58 | -40.58
6035 | 0.496 | 0.606 | 0.314 | 0.645 | 0.257 | 0.153 | 0.01 | 0.006 | 8.363 | 9.14 | 850 | 8.29 | -8.29
6036 | 0.567 | 0.584 | 0.213 | 0.64 | 0.255 | 0.111 | 0.023 | 0.012 | 8.19 | 9.043 | 850 | 0.44 | -0.44
6037 | 0.513 | 0.54 | 0.184 | 0.531 | 0.249 | 0.077 | 0.073 | 0.018 | 7.973 | 8.333 | 850 | 0.04 | -0.04
6038 | 0.397 | 0.488 | 0.145 | 0.314 | 0.227 | 0.056 | 0.187 | 0.051 | 7.923 | 7.419 | 850 | 0.01 | -0.01
6039 | 0.297 | 0.352 | 0.12 | 0.101 | 0.207 | 0.039 | 0.261 | 0.087 | 7.613 | 6.525 | 850 | 1.16 | -1.16
6040 | 0.145 | 0.178 | 0.048 | 0.037 | 0.199 | 0.03 | 0.363 | 0.059 | 7.107 | 5.992 | 850 | 3.17 | -3.17
6041 | 0.045 | 0.054 | 0.01 | 0.01 | 0.173 | 0.027 | 0.433 | 0.033 | 6.388 | 5.793 | 850 | 58.62 | -58.62
6042 | 0 | 0 | 0 | 0 | 0.103 | 0.034 | 0.418 | 0.019 | 5.581 | 5.641 | 850 | 95.99 | -95.99
6043 | 0 | 0 | 0 | 0 | 0.053 | 0.061 | 0.338 | 0.028 | 4.803 | 5.29 | 850 | 119.55 | -119.55
6044 | 0 | 0 | 0 | 0 | 0.042 | 0.087 | 0.202 | 0.068 | 4.179 | 5.216 | 850 | 124.15 | -124.15
6045 | 0 | 0 | 0 | 0 | 0.06 | 0.116 | 0.116 | 0.028 | 3.874 | 5.3 | 850 | 128.12 | -128.12
6046 | 0 | 0 | 0 | 0 | 0.089 | 0.122 | 0.129 | 0.019 | 3.86 | 5.595 | 850 | 117.2 | -117.2
6047 | 0 | 0 | 0 | 0 | 0.098 | 0.09 | 0.171 | 0.049 | 3.648 | 6.054 | 850 | 105.8 | -105.8
6048 | 0 | 0 | 0 | 0 | 0.127 | 0.087 | 0.169 | 0.295 | 3.953 | 6.523 | 850 | 97.13 | -97.13
6049 | 0 | 0 | 0 | 0 | 0.105 | 0.072 | 0.186 | 0.577 | 4.319 | 7.05 | 850 | 86.41 | -86.41
6050 | 0 | 0 | 0 | 0 | 0.066 | 0.055 | 0.249 | 0.732 | 4.264 | 7.603 | 850 | 85.76 | -85.76
6051 | 0 | 0 | 0 | 0 | 0.074 | 0.084 | 0.318 | 0.776 | 3.948 | 7.918 | 850 | 84.1 | -84.1
6052 | 0 | 0 | 0 | 0 | 0.126 | 0.142 | 0.344 | 0.652 | 3.777 | 8.397 | 850 | 82.03 | -82.03
6053 | 0 | 0 | 0 | 0 | 0.183 | 0.164 | 0.335 | 0.481 | 3.797 | 8.616 | 850 | 85.11 | -85.11
6054 | 0 | 0 | 0.013 | 0.009 | 0.207 | 0.149 | 0.309 | 0.31 | 3.864 | 8.27 | 850 | 85.79 | -85.79
6055 | 0.027 | 0.013 | 0.115 | 0.126 | 0.171 | 0.105 | 0.329 | 0.31 | 3.806 | 7.876 | 850 | 118.47 | -118.47
6056 | 0.095 | 0.028 | 0.161 | 0.344 | 0.1 | 0.132 | 0.508 | 0.34 | 3.594 | 8.111 | 850 | 140.62 | -140.62
6057 | 0.208 | 0.047 | 0.173 | 0.5 | 0.088 | 0.225 | 0.674 | 0.37 | 3.572 | 8.477 | 850 | 159.57 | -159.57
6058 | 0.426 | 0.063 | 0.247 | 0.581 | 0.114 | 0.399 | 0.725 | 0.387 | 4.153 | 8.728 | 850 | 129.68 | -129.68
6059 | 0.585 | 0.071 | 0.52 | 0.633 | 0.121 | 0.598 | 0.721 | 0.393 | 5.047 | 9.48 | 850 | 110.87 | -110.87
6060 | 0.619 | 0.094 | 0.611 | 0.571 | 0.128 | 0.694 | 0.723 | 0.411 | 6.018 | 10.813 | 850 | 100.74 | -100.74
6061 | 0.505 | 0.121 | 0.569 | 0.344 | 0.14 | 0.737 | 0.73 | 0.429 | 7.037 | 11.63 | 850 | 94.98 | -94.98
6062 | 0.345 | 0.114 | 0.457 | 0.28 | 0.165 | 0.741 | 0.725 | 0.467 | 8.076 | 11.731 | 850 | 89.17 | -89.17
6063 | 0.211 | 0.091 | 0.244 | 0.293 | 0.195 | 0.638 | 0.659 | 0.507 | 8.86 | 11.169 | 850 | 82.06 | -82.06
6064 | 0.085 | 0.063 | 0.14 | 0.188 | 0.21 | 0.432 | 0.518 | 0.454 | 9.49 | 10.204 | 850 | 83.98 | -83.98
6065 | 0.03 | 0.03 | 0.074 | 0.059 | 0.238 | 0.276 | 0.399 | 0.418 | 10.445 | 9.091 | 850 | 78.68 | -78.68
6066 | 0 | 0 | 0.001 | 0 | 0.323 | 0.226 | 0.456 | 0.485 | 11.663 | 8.49 | 850 | 92.8 | -92.8
6067 | 0 | 0 | 0 | 0 | 0.423 | 0.205 | 0.487 | 0.46 | 12.336 | 8.563 | 850 | 113.15 | -113.15
6068 | 0 | 0 | 0 | 0 | 0.467 | 0.245 | 0.492 | 0.383 | 12.556 | 8.925 | 850 | 114.56 | -114.56
6069 | 0 | 0 | 0 | 0 | 0.485 | 0.314 | 0.512 | 0.373 | 12.419 | 9.096 | 850 | 111.53 | -111.53
6070 | 0 | 0 | 0 | 0 | 0.502 | 0.38 | 0.528 | 0.393 | 12.167 | 9.329 | 850 | 96.02 | -96.02
6071 | 0 | 0 | 0 | 0 | 0.511 | 0.395 | 0.501 | 0.48 | 12.068 | 9.817 | 850 | 87.94 | -87.94
6072 | 0 | 0 | 0 | 0 | 0.46 | 0.389 | 0.466 | 0.563 | 11.966 | 10.205 | 850 | 79.52 | -79.52
6073 | 0 | 0 | 0 | 0 | 0.488 | 0.395 | 0.41 | 0.537 | 11.787 | 10.494 | 850 | 67.34 | -67.34
6074 | 0 | 0 | 0 | 0 | 0.54 | 0.393 | 0.384 | 0.564 | 11.525 | 10.679 | 850 | 59.79 | -59.79
6075 | 0 | 0 | 0 | 0 | 0.525 | 0.391 | 0.358 | 0.504 | 11.22 | 10.696 | 850 | 61.47 | -61.47
6076 | 0 | 0 | 0 | 0 | 0.476 | 0.41 | 0.328 | 0.48 | 10.906 | 10.402 | 850 | 61.36 | -61.36
6077 | 0 | 0 | 0 | 0 | 0.413 | 0.399 | 0.313 | 0.524 | 10.748 | 9.809 | 850 | 67.3 | -67.3
6078 | 0.017 | 0.019 | 0.004 | 0.01 | 0.377 | 0.348 | 0.277 | 0.473 | 10.915 | 9.253 | 850 | 80.92 | -80.92
6079 | 0.144 | 0.14 | 0.067 | 0.061 | 0.331 | 0.347 | 0.224 | 0.423 | 11.234 | 8.606 | 850 | 103.12 | -103.12
6080 | 0.297 | 0.332 | 0.207 | 0.128 | 0.46 | 0.371 | 0.234 | 0.499 | 12.037 | 8.606 | 850 | 129.9 | -129.9
6081 | 0.44 | 0.497 | 0.378 | 0.245 | 0.6 | 0.383 | 0.245 | 0.525 | 12.987 | 9.04 | 850 | 114.94 | -114.94
6082 | 0.567 | 0.617 | 0.579 | 0.515 | 0.677 | 0.376 | 0.271 | 0.512 | 13.757 | 9.467 | 850 | 100 | -100
6083 | 0.62 | 0.668 | 0.625 | 0.673 | 0.737 | 0.376 | 0.296 | 0.479 | 14.467 | 9.943 | 850 | 59.92 | -59.92
6084 | 0.642 | 0.674 | 0.578 | 0.686 | 0.785 | 0.38 | 0.331 | 0.438 | 15.235 | 10.545 | 850 | 9.52 | -9.52
6085 | 0.602 | 0.634 | 0.548 | 0.65 | 0.82 | 0.388 | 0.366 | 0.399 | 15.772 | 11.195 | 850 | 0.04 | -0.04
6086 | 0.379 | 0.547 | 0.474 | 0.563 | 0.843 | 0.406 | 0.389 | 0.36 | 15.997 | 11.802 | 850 | -0.07 | 0.07
6087 | 0.144 | 0.41 | 0.286 | 0.427 | 0.836 | 0.423 | 0.393 | 0.319 | 15.904 | 12.231 | 850 | -0.16 | 0.16
6088 | 0.085 | 0.224 | 0.154 | 0.229 | 0.821 | 0.427 | 0.376 | 0.245 | 15.277 | 12.293 | 850 | -0.04 | 0.04
6089 | 0.034 | 0.064 | 0.053 | 0.056 | 0.828 | 0.379 | 0.319 | 0.146 | 14.394 | 12.488 | 850 | 0.22 | -0.22
6090 | 0 | 0 | 0 | 0 | 0.844 | 0.408 | 0.301 | 0.094 | 13.411 | 12.836 | 850 | 21.77 | -21.77
6091 | 0 | 0 | 0 | 0 | 0.854 | 0.494 | 0.299 | 0.095 | 12.298 | 12.986 | 850 | 80.4 | -80.4
6092 | 0 | 0 | 0 | 0 | 0.854 | 0.495 | 0.296 | 0.149 | 10.912 | 13.077 | 850 | 92.91 | -92.91
6093 | 0 | 0 | 0 | 0 | 0.841 | 0.464 | 0.322 | 0.224 | 9.795 | 13.147 | 850 | 83.25 | -83.25
6094 | 0 | 0 | 0 | 0 | 0.825 | 0.433 | 0.357 | 0.292 | 8.976 | 13.119 | 850 | 82.02 | -82.02
6095 | 0 | 0 | 0 | 0 | 0.812 | 0.447 | 0.389 | 0.341 | 8.411 | 12.792 | 850 | 76.63 | -76.63
6096 | 0 | 0 | 0 | 0 | 0.766 | 0.468 | 0.411 | 0.332 | 7.965 | 11.713 | 850 | 64.38 | -64.38
6097 | 0 | 0 | 0 | 0 | 0.654 | 0.55 | 0.426 | 0.313 | 7.494 | 10.581 | 850 | 40 | -40
6098 | 0 | 0 | 0 | 0 | 0.491 | 0.572 | 0.444 | 0.28 | 7.217 | 9.159 | 850 | 39.91 | -39.91
6099 | 0 | 0 | 0 | 0 | 0.348 | 0.595 | 0.517 | 0.251 | 7.296 | 7.622 | 850 | 32.99 | -32.99
6100 | 0 | 0 | 0 | 0 | 0.311 | 0.639 | 0.539 | 0.254 | 7.533 | 6.131 | 850 | 33.73 | -33.73
6101 | 0 | 0 | 0 | 0 | 0.31 | 0.662 | 0.55 | 0.271 | 7.76 | 5.433 | 850 | 38.93 | -38.93
6102 | 0.007 | 0.012 | 0.003 | 0.03 | 0.277 | 0.697 | 0.534 | 0.241 | 8.188 | 5.659 | 850 | 61.56 | -61.56
6103 | 0.121 | 0.05 | 0.029 | 0.135 | 0.262 | 0.791 | 0.486 | 0.187 | 8.588 | 6.071 | 850 | 86.79 | -86.79
6104 | 0.335 | 0.067 | 0.043 | 0.236 | 0.377 | 0.794 | 0.704 | 0.421 | 9.046 | 6.175 | 850 | 97.55 | -97.55
6105 | 0.477 | 0.106 | 0.052 | 0.281 | 0.51 | 0.773 | 0.795 | 0.524 | 9.52 | 6.361 | 850 | 110.72 | -110.72
6106 | 0.537 | 0.185 | 0.069 | 0.27 | 0.577 | 0.727 | 0.779 | 0.58 | 9.911 | 6.621 | 850 | 97.6 | -97.6
6107 | 0.556 | 0.278 | 0.095 | 0.186 | 0.594 | 0.634 | 0.747 | 0.594 | 10.255 | 7.072 | 850 | 76.81 | -76.81
6108 | 0.507 | 0.325 | 0.113 | 0.146 | 0.613 | 0.544 | 0.703 | 0.571 | 10.608 | 7.745 | 850 | 67.51 | -67.51
6109 | 0.434 | 0.382 | 0.149 | 0.11 | 0.627 | 0.487 | 0.636 | 0.526 | 10.802 | 8.234 | 850 | 62.45 | -62.45
6110 | 0.37 | 0.347 | 0.154 | 0.076 | 0.622 | 0.429 | 0.551 | 0.45 | 10.789 | 8.475 | 850 | 63.85 | -63.85
6111 | 0.255 | 0.241 | 0.101 | 0.054 | 0.567 | 0.376 | 0.39 | 0.322 | 10.583 | 8.595 | 850 | 69 | -69
6112 | 0.186 | 0.141 | 0.06 | 0.03 | 0.48 | 0.335 | 0.241 | 0.177 | 10.143 | 8.695 | 850 | 69.05 | -69.05
6113 | 0.079 | 0.037 | 0.017 | 0.007 | 0.329 | 0.262 | 0.211 | 0.084 | 9.485 | 8.642 | 850 | 76.75 | -76.75
6114 | 0.002 | 0 | 0 | 0 | 0.302 | 0.232 | 0.26 | 0.066 | 9.086 | 8.921 | 850 | 101.39 | -101.39
6115 | 0 | 0 | 0 | 0 | 0.366 | 0.242 | 0.278 | 0.059 | 8.811 | 9.311 | 850 | 115.14 | -115.14
6116 | 0 | 0 | 0 | 0 | 0.373 | 0.252 | 0.226 | 0.049 | 8.547 | 9.489 | 850 | 142.86 | -142.86
6117 | 0 | 0 | 0 | 0 | 0.357 | 0.252 | 0.154 | 0.067 | 8.358 | 9.461 | 850 | 138.36 | -138.36
6118 | 0 | 0 | 0 | 0 | 0.346 | 0.257 | 0.157 | 0.198 | 8.457 | 9.484 | 850 | 115.14 | -115.14
6119 | 0 | 0 | 0 | 0 | 0.331 | 0.255 | 0.221 | 0.39 | 8.685 | 9.438 | 850 | 102.97 | -102.97
6120 | 0 | 0 | 0 | 0 | 0.311 | 0.251 | 0.233 | 0.544 | 8.751 | 9.268 | 850 | 101.49 | -101.49
6121 | 0 | 0 | 0 | 0 | 0.282 | 0.243 | 0.229 | 0.543 | 8.548 | 8.987 | 850 | 90.06 | -90.06
6122 | 0 | 0 | 0 | 0 | 0.245 | 0.228 | 0.224 | 0.371 | 8.155 | 8.622 | 850 | 84.1 | -84.1
6123 | 0 | 0 | 0 | 0 | 0.206 | 0.213 | 0.191 | 0.271 | 7.745 | 8.272 | 850 | 83.93 | -83.93
6124 | 0 | 0 | 0 | 0 | 0.176 | 0.191 | 0.167 | 0.234 | 7.285 | 7.964 | 850 | 83.45 | -83.45
6125 | 0 | 0 | 0 | 0 | 0.158 | 0.156 | 0.142 | 0.19 | 6.938 | 7.817 | 850 | 85.02 | -85.02
6126 | 0.003 | 0.024 | 0.008 | 0.002 | 0.141 | 0.113 | 0.114 | 0.153 | 6.733 | 7.827 | 850 | 86.92 | -86.92
6127 | 0.064 | 0.155 | 0.103 | 0.077 | 0.144 | 0.098 | 0.077 | 0.129 | 6.615 | 7.748 | 850 | 107.96 | -107.96
6128 | 0.207 | 0.314 | 0.345 | 0.301 | 0.166 | 0.106 | 0.066 | 0.101 | 6.632 | 7.858 | 850 | 134.94 | -134.94
6129 | 0.317 | 0.476 | 0.473 | 0.47 | 0.153 | 0.115 | 0.067 | 0.059 | 6.68 | 8.068 | 850 | 135.94 | -135.94
6130 | 0.448 | 0.573 | 0.539 | 0.579 | 0.135 | 0.111 | 0.071 | 0.021 | 6.726 | 8.014 | 850 | 103.36 | -103.36
6131 | 0.507 | 0.616 | 0.562 | 0.633 | 0.119 | 0.099 | 0.066 | 0.006 | 6.748 | 7.628 | 850 | 85 | -85
6132 | 0.504 | 0.609 | 0.542 | 0.643 | 0.101 | 0.088 | 0.062 | 0.003 | 6.676 | 7.194 | 850 | 80.41 | -80.41
6133 | 0.45 | 0.554 | 0.488 | 0.492 | 0.083 | 0.078 | 0.067 | 0.012 | 6.463 | 6.802 | 850 | 78.62 | -78.62
6134 | 0.366 | 0.463 | 0.409 | 0.303 | 0.071 | 0.069 | 0.085 | 0.018 | 6.165 | 6.379 | 850 | 78.23 | -78.23
6135 | 0.29 | 0.334 | 0.304 | 0.164 | 0.06 | 0.058 | 0.124 | 0.021 | 5.869 | 6.017 | 850 | 80.11 | -80.11
6136 | 0.163 | 0.173 | 0.188 | 0.066 | 0.053 | 0.053 | 0.158 | 0.041 | 5.54 | 5.749 | 850 | 84.93 | -84.93
6137 | 0.055 | 0.053 | 0.076 | 0.012 | 0.056 | 0.063 | 0.149 | 0.071 | 5.32 | 5.679 | 850 | 91.67 | -91.67
6138 | 0.001 | 0 | 0 | 0 | 0.067 | 0.09 | 0.165 | 0.137 | 5.216 | 5.848 | 850 | 109.74 | -109.74
6139 | 0 | 0 | 0 | 0 | 0.082 | 0.08 | 0.189 | 0.154 | 5.312 | 5.938 | 850 | 145.19 | -145.19
6140 | 0 | 0 | 0 | 0 | 0.092 | 0.125 | 0.2 | 0.15 | 5.659 | 5.798 | 850 | 300.01 | -300.01
6141 | 0 | 0 | 0 | 0 | 0.091 | 0.168 | 0.214 | 0.105 | 5.998 | 5.532 | 850 | 250.02 | -250.02
6142 | 0 | 0 | 0 | 0 | 0.108 | 0.194 | 0.231 | 0.098 | 6.294 | 5.814 | 850 | 125 | -125
6143 | 0 | 0 | 0 | 0 | 0.141 | 0.225 | 0.249 | 0.093 | 6.713 | 6.03 | 850 | 99.47 | -99.47
6144 | 0 | 0 | 0 | 0 | 0.148 | 0.226 | 0.26 | 0.09 | 7.294 | 6.039 | 850 | 92.04 | -92.04
6145 | 0 | 0 | 0 | 0 | 0.12 | 0.216 | 0.266 | 0.093 | 7.954 | 5.983 | 850 | 99.97 | -99.97
6146 | 0 | 0 | 0 | 0 | 0.102 | 0.222 | 0.253 | 0.093 | 8.566 | 5.937 | 850 | 91.52 | -91.52
6147 | 0 | 0 | 0 | 0 | 0.111 | 0.208 | 0.243 | 0.113 | 9.1 | 6.205 | 850 | 87.31 | -87.31
6148 | 0 | 0 | 0 | 0 | 0.106 | 0.189 | 0.215 | 0.111 | 9.503 | 6.556 | 850 | 86.76 | -86.76
6149 | 0 | 0 | 0 | 0 | 0.081 | 0.198 | 0.198 | 0.147 | 9.636 | 6.995 | 850 | 84.63 | -84.63
6150 | 0.002 | 0.003 | 0.003 | 0.005 | 0.062 | 0.2 | 0.172 | 0.176 | 9.365 | 7.665 | 850 | 87.92 | -87.92
6151 | 0.065 | 0.04 | 0.067 | 0.042 | 0.046 | 0.157 | 0.186 | 0.148 | 8.773 | 8.105 | 850 | 100.49 | -100.49
6152 | 0.187 | 0.068 | 0.192 | 0.067 | 0.052 | 0.174 | 0.249 | 0.149 | 8.161 | 8.277 | 850 | 119.96 | -119.96
6153 | 0.326 | 0.102 | 0.351 | 0.094 | 0.119 | 0.237 | 0.313 | 0.191 | 8.007 | 8.396 | 850 | 132.24 | -132.24
6154 | 0.478 | 0.126 | 0.36 | 0.118 | 0.194 | 0.281 | 0.379 | 0.289 | 8.185 | 8.372 | 850 | 116.24 | -116.24
6155 | 0.571 | 0.139 | 0.395 | 0.124 | 0.249 | 0.322 | 0.432 | 0.396 | 8.517 | 8.533 | 850 | 102.54 | -102.54
6156 | 0.562 | 0.133 | 0.369 | 0.131 | 0.298 | 0.388 | 0.45 | 0.48 | 9.026 | 8.87 | 850 | 94.99 | -94.99
6157 | 0.47 | 0.118 | 0.295 | 0.129 | 0.367 | 0.497 | 0.449 | 0.52 | 9.608 | 9.284 | 850 | 88.55 | -88.55
6158 | 0.347 | 0.104 | 0.21 | 0.096 | 0.44 | 0.597 | 0.454 | 0.547 | 9.838 | 9.734 | 850 | 77.5 | -77.5
6159 | 0.256 | 0.079 | 0.15 | 0.062 | 0.497 | 0.647 | 0.449 | 0.551 | 9.79 | 10.173 | 850 | 66.96 | -66.96
6160 | 0.128 | 0.034 | 0.081 | 0.029 | 0.491 | 0.712 | 0.357 | 0.583 | 9.745 | 10.378 | 850 | 72.2 | -72.2
6161 | 0.057 | 0.006 | 0.029 | 0.003 | 0.461 | 0.727 | 0.295 | 0.603 | 10.092 | 10.352 | 850 | 74.3 | -74.3
6162 | 0 | 0 | 0 | 0 | 0.479 | 0.706 | 0.34 | 0.612 | 10.864 | 10.579 | 850 | 79.85 | -79.85
6163 | 0 | 0 | 0 | 0 | 0.48 | 0.701 | 0.359 | 0.65 | 10.796 | 10.729 | 850 | 96.47 | -96.47
6164 | 0 | 0 | 0 | 0 | 0.458 | 0.697 | 0.356 | 0.688 | 10.381 | 10.953 | 850 | 100 | -100
6165 | 0 | 0 | 0 | 0 | 0.432 | 0.672 | 0.353 | 0.71 | 10.261 | 11.453 | 850 | 94.25 | -94.25
6166 | 0 | 0 | 0 | 0 | 0.411 | 0.68 | 0.338 | 0.754 | 10.083 | 11.656 | 850 | 84.57 | -84.57
6167 | 0 | 0 | 0 | 0 | 0.428 | 0.707 | 0.363 | 0.801 | 9.887 | 11.819 | 850 | 79.3 | -79.3
6168 | 0 | 0 | 0 | 0 | 0.435 | 0.72 | 0.419 | 0.838 | 9.803 | 12.042 | 850 | 60.99 | -60.99
6169 | 0 | 0 | 0 | 0 | 0.406 | 0.719 | 0.44 | 0.839 | 9.628 | 11.941 | 850 | 55.61 | -55.61
6170 | 0 | 0 | 0 | 0 | 0.393 | 0.711 | 0.393 | 0.825 | 9.607 | 11.775 | 850 | 50.01 | -50.01
6171 | 0 | 0 | 0 | 0 | 0.379 | 0.703 | 0.366 | 0.8 | 9.56 | 11.848 | 850 | 43.33 | -43.33
6172 | 0 | 0 | 0 | 0 | 0.384 | 0.691 | 0.388 | 0.795 | 9.112 | 11.984 | 850 | 45.18 | -45.18
6173 | 0 | 0 | 0 | 0 | 0.373 | 0.681 | 0.355 | 0.806 | 8.496 | 11.886 | 850 | 46.7 | -46.7
6174 | 0.007 | 0.019 | 0.004 | 0 | 0.32 | 0.671 | 0.313 | 0.816 | 7.94 | 11.557 | 850 | 44.27 | -44.27
6175 | 0.115 | 0.145 | 0.091 | 0.011 | 0.197 | 0.706 | 0.285 | 0.806 | 7.46 | 11.253 | 850 | 55.35 | -55.35
6176 | 0.31 | 0.346 | 0.256 | 0.04 | 0.199 | 0.82 | 0.352 | 0.793 | 6.96 | 11.478 | 850 | 65 | -65
6177 | 0.469 | 0.509 | 0.439 | 0.102 | 0.294 | 0.827 | 0.386 | 0.772 | 6.906 | 11.006 | 850 | 75.54 | -75.54
6178 | 0.552 | 0.603 | 0.537 | 0.215 | 0.312 | 0.804 | 0.357 | 0.772 | 6.836 | 10.61 | 850 | 66.6 | -66.6
6179 | 0.621 | 0.646 | 0.614 | 0.364 | 0.334 | 0.786 | 0.313 | 0.778 | 6.783 | 10.377 | 850 | 41.02 | -41.02
6180 | 0.591 | 0.655 | 0.684 | 0.477 | 0.354 | 0.785 | 0.285 | 0.781 | 6.799 | 10.268 | 850 | 8.08 | -8.08
6181 | 0.533 | 0.628 | 0.647 | 0.517 | 0.364 | 0.803 | 0.277 | 0.77 | 6.88 | 10.307 | 850 | 0.86 | -0.86
6182 | 0.479 | 0.556 | 0.608 | 0.5 | 0.37 | 0.819 | 0.285 | 0.737 | 7.05 | 10.439 | 850 | -0.06 | 0.06
6183 | 0.375 | 0.433 | 0.488 | 0.385 | 0.38 | 0.825 | 0.3 | 0.74 | 7.288 | 10.427 | 850 | -0.46 | 0.46
6184 | 0.253 | 0.265 | 0.322 | 0.221 | 0.373 | 0.825 | 0.313 | 0.77 | 7.308 | 10.261 | 850 | -0.07 | 0.07
6185 | 0.108 | 0.082 | 0.126 | 0.072 | 0.325 | 0.792 | 0.26 | 0.785 | 6.977 | 10.017 | 850 | 9.54 | -9.54
6186 | 0.001 | 0 | 0 | 0 | 0.325 | 0.734 | 0.237 | 0.755 | 6.529 | 10.09 | 850 | 65.09 | -65.09
6187 | 0 | 0 | 0 | 0 | 0.325 | 0.695 | 0.249 | 0.727 | 6.11 | 10.13 | 850 | 94.39 | -94.39
6188 | 0 | 0 | 0 | 0 | 0.292 | 0.623 | 0.26 | 0.671 | 5.943 | 9.999 | 850 | 126.58 | -126.58
6189 | 0 | 0 | 0 | 0 | 0.261 | 0.544 | 0.276 | 0.586 | 5.897 | 9.84 | 850 | 117.85 | -117.85
6190 | 0 | 0 | 0 | 0 | 0.236 | 0.525 | 0.277 | 0.554 | 5.78 | 9.73 | 850 | 103.09 | -103.09
6191 | 0 | 0 | 0 | 0 | 0.222 | 0.521 | 0.261 | 0.545 | 5.666 | 9.682 | 850 | 93.75 | -93.75
6192 | 0 | 0 | 0 | 0 | 0.221 | 0.515 | 0.254 | 0.524 | 5.604 | 9.639 | 850 | 84.76 | -84.76
6193 | 0 | 0 | 0 | 0 | 0.231 | 0.516 | 0.262 | 0.537 | 5.589 | 9.512 | 850 | 78.11 | -78.11
6194 | 0 | 0 | 0 | 0 | 0.226 | 0.522 | 0.261 | 0.55 | 5.548 | 9.358 | 850 | 70.07 | -70.07
6195 | 0 | 0 | 0 | 0 | 0.212 | 0.532 | 0.245 | 0.566 | 5.419 | 9.304 | 850 | 66.6 | -66.6
6196 | 0 | 0 | 0 | 0 | 0.209 | 0.503 | 0.205 | 0.581 | 5.297 | 9.302 | 850 | 67.15 | -67.15
6197 | 0 | 0 | 0 | 0 | 0.221 | 0.48 | 0.173 | 0.586 | 5.262 | 9.266 | 850 | 63.66 | -63.66
6198 | 0.006 | 0.022 | 0.011 | 0.023 | 0.224 | 0.483 | 0.15 | 0.573 | 5.227 | 9.055 | 850 | 65.61 | -65.61
6199 | 0.097 | 0.202 | 0.153 | 0.134 | 0.132 | 0.461 | 0.089 | 0.544 | 4.96 | 8.343 | 850 | 69.18 | -69.18
6200 | 0.246 | 0.403 | 0.353 | 0.365 | 0.087 | 0.649 | 0.167 | 0.682 | 4.59 | 8.313 | 850 | 85.42 | -85.42
6201 | 0.388 | 0.546 | 0.518 | 0.559 | 0.105 | 0.716 | 0.173 | 0.716 | 4.326 | 8.044 | 850 | 76.96 | -76.96
6202 | 0.51 | 0.64 | 0.634 | 0.66 | 0.102 | 0.711 | 0.154 | 0.723 | 4.211 | 7.657 | 850 | 54.07 | -54.07
6203 | 0.561 | 0.686 | 0.698 | 0.704 | 0.094 | 0.7 | 0.148 | 0.716 | 4.271 | 7.327 | 850 | 10.92 | -10.92
6204 | 0.574 | 0.687 | 0.714 | 0.695 | 0.094 | 0.695 | 0.149 | 0.66 | 4.422 | 7.131 | 850 | 0.07 | -0.07
6205 | 0.533 | 0.631 | 0.683 | 0.485 | 0.104 | 0.699 | 0.154 | 0.519 | 4.681 | 7.1 | 850 | 0 | 0
6206 | 0.441 | 0.534 | 0.608 | 0.296 | 0.123 | 0.71 | 0.158 | 0.37 | 5.048 | 7.191 | 850 | -0.01 | 0.01
6207 | 0.308 | 0.391 | 0.486 | 0.179 | 0.147 | 0.716 | 0.158 | 0.284 | 5.408 | 7.312 | 850 | -0.41 | 0.41
6208 | 0.154 | 0.139 | 0.319 | 0.077 | 0.17 | 0.697 | 0.155 | 0.271 | 5.575 | 7.333 | 850 | -0.27 | 0.27
6209 | 0.045 | 0.023 | 0.126 | 0.011 | 0.165 | 0.634 | 0.138 | 0.294 | 5.555 | 7.236 | 850 | 19.7 | -19.7
6210 | 0 | 0 | 0 | 0 | 0.18 | 0.579 | 0.131 | 0.329 | 5.61 | 7.347 | 850 | 82.25 | -82.25
6211 | 0 | 0 | 0 | 0 | 0.172 | 0.481 | 0.121 | 0.328 | 5.752 | 7.427 | 850 | 112.8 | -112.8
6212 | 0 | 0 | 0 | 0 | 0.135 | 0.436 | 0.125 | 0.311 | 5.944 | 7.191 | 850 | 133.16 | -133.16
6213 | 0 | 0 | 0 | 0 | 0.097 | 0.444 | 0.138 | 0.305 | 5.889 | 6.812 | 850 | 123.6 | -123.6
6214 | 0 | 0 | 0 | 0 | 0.067 | 0.452 | 0.137 | 0.348 | 5.531 | 6.972 | 850 | 112.68 | -112.68
6215 | 0 | 0 | 0 | 0 | 0.043 | 0.414 | 0.123 | 0.346 | 5.548 | 7.404 | 850 | 107.11 | -107.11
6216 | 0 | 0 | 0 | 0 | 0.044 | 0.414 | 0.113 | 0.325 | 5.614 | 7.44 | 850 | 92.6 | -92.6
6217 | 0 | 0 | 0 | 0 | 0.114 | 0.439 | 0.114 | 0.324 | 5.633 | 7.162 | 850 | 92.99 | -92.99
6218 | 0 | 0 | 0 | 0 | 0.138 | 0.46 | 0.112 | 0.315 | 5.9 | 7.124 | 850 | 88.14 | -88.14
6219 | 0 | 0 | 0 | 0 | 0.131 | 0.488 | 0.114 | 0.306 | 6.054 | 7.124 | 850 | 87.26 | -87.26
6220 | 0 | 0 | 0 | 0 | 0.138 | 0.515 | 0.122 | 0.314 | 5.883 | 7.035 | 850 | 84.93 | -84.93
6221 | 0 | 0 | 0 | 0 | 0.164 | 0.531 | 0.137 | 0.349 | 5.593 | 6.919 | 850 | 84.34 | -84.34
6222 | 0.004 | 0.001 | 0 | 0 | 0.202 | 0.534 | 0.166 | 0.38 | 5.398 | 6.832 | 850 | 88.31 | -88.31
6223 | 0.089 | 0.039 | 0.027 | 0.006 | 0.157 | 0.506 | 0.137 | 0.407 | 5.522 | 6.76 | 850 | 110.97 | -110.97
6224 | 0.207 | 0.082 | 0.059 | 0.026 | 0.14 | 0.56 | 0.135 | 0.507 | 5.804 | 6.68 | 850 | 130 | -130
6225 | 0.379 | 0.146 | 0.09 | 0.052 | 0.201 | 0.616 | 0.2 | 0.583 | 6.168 | 7.181 | 850 | 146.06 | -146.06
6226 | 0.563 | 0.196 | 0.132 | 0.083 | 0.223 | 0.613 | 0.254 | 0.666 | 6.478 | 7.565 | 850 | 126.4 | -126.4
6227 | 0.631 | 0.205 | 0.132 | 0.093 | 0.224 | 0.591 | 0.291 | 0.693 | 6.896 | 7.779 | 850 | 112.63 | -112.63
6228 | 0.649 | 0.204 | 0.112 | 0.077 | 0.231 | 0.573 | 0.301 | 0.65 | 7.327 | 7.969 | 850 | 105.02 | -105.02
6229 | 0.605 | 0.195 | 0.108 | 0.077 | 0.248 | 0.566 | 0.265 | 0.594 | 7.77 | 8.19 | 850 | 96.02 | -96.02
6230 | 0.513 | 0.167 | 0.105 | 0.102 | 0.268 | 0.565 | 0.174 | 0.548 | 8.438 | 8.385 | 850 | 86.89 | -86.89
6231 | 0.379 | 0.115 | 0.075 | 0.118 | 0.286 | 0.567 | 0.1 | 0.515 | 9.118 | 8.478 | 850 | 80.86 | -80.86
6232 | 0.194 | 0.06 | 0.031 | 0.067 | 0.28 | 0.57 | 0.057 | 0.537 | 9.652 | 8.457 | 850 | 75.37 | -75.37
6233 | 0.049 | 0.017 | 0.008 | 0.015 | 0.303 | 0.57 | 0.068 | 0.57 | 9.852 | 8.536 | 850 | 76.3 | -76.3
6234 | 0 | 0 | 0 | 0 | 0.389 | 0.57 | 0.126 | 0.657 | 10.012 | 8.935 | 850 | 86.98 | -86.98
6235 | 0 | 0 | 0 | 0 | 0.42 | 0.547 | 0.195 | 0.686 | 10.201 | 9.241 | 850 | 107.87 | -107.87
6236 | 0 | 0 | 0 | 0 | 0.393 | 0.544 | 0.224 | 0.558 | 10.351 | 9.427 | 850 | 112.57 | -112.57
6237 | 0 | 0 | 0 | 0 | 0.34 | 0.518 | 0.25 | 0.473 | 10.408 | 9.438 | 850 | 109.01 | -109.01
6238 | 0 | 0 | 0 | 0 | 0.328 | 0.47 | 0.239 | 0.438 | 10.418 | 9.33 | 850 | 90.1 | -90.1
6239 | 0 | 0 | 0 | 0 | 0.364 | 0.443 | 0.246 | 0.37 | 10.193 | 9.355 | 850 | 78.81 | -78.81
6240 | 0 | 0 | 0 | 0 | 0.352 | 0.435 | 0.28 | 0.335 | 10.021 | 9.158 | 850 | 81.53 | -81.53
6241 | 0 | 0 | 0 | 0 | 0.363 | 0.428 | 0.309 | 0.316 | 9.943 | 8.895 | 850 | 85.54 | -85.54
6242 | 0 | 0 | 0 | 0 | 0.385 | 0.434 | 0.31 | 0.31 | 10.079 | 8.777 | 850 | 82.3 | -82.3
6243 | 0 | 0 | 0 | 0 | 0.396 | 0.443 | 0.357 | 0.304 | 10.317 | 8.9 | 850 | 80.51 | -80.51
6244 | 0 | 0 | 0 | 0 | 0.411 | 0.443 | 0.454 | 0.282 | 10.31 | 9.126 | 850 | 79.84 | -79.84
6245 | 0 | 0 | 0 | 0 | 0.417 | 0.444 | 0.443 | 0.274 | 10.182 | 9.165 | 850 | 80.04 | -80.04
6246 | 0.003 | 0.025 | 0 | 0.012 | 0.401 | 0.412 | 0.425 | 0.238 | 10.016 | 9.038 | 850 | 91.52 | -91.52
6247 | 0.104 | 0.177 | 0.064 | 0.099 | 0.28 | 0.31 | 0.402 | 0.186 | 9.609 | 8.146 | 850 | 108.32 | -108.32
6248 | 0.246 | 0.352 | 0.169 | 0.25 | 0.255 | 0.282 | 0.363 | 0.164 | 9.549 | 7.69 | 850 | 133.94 | -133.94
6249 | 0.392 | 0.491 | 0.311 | 0.392 | 0.304 | 0.297 | 0.353 | 0.21 | 9.493 | 7.332 | 850 | 137.52 | -137.52
6250 | 0.563 | 0.572 | 0.423 | 0.525 | 0.284 | 0.378 | 0.45 | 0.284 | 9.167 | 6.845 | 850 | 108.91 | -108.91
6251 | 0.627 | 0.616 | 0.498 | 0.604 | 0.256 | 0.416 | 0.544 | 0.348 | 8.734 | 6.48 | 850 | 96.52 | -96.52
6252 | 0.644 | 0.618 | 0.518 | 0.539 | 0.23 | 0.419 | 0.573 | 0.376 | 8.492 | 6.249 | 850 | 82.39 | -82.39
6253 | 0.617 | 0.568 | 0.515 | 0.46 | 0.229 | 0.399 | 0.626 | 0.376 | 8.443 | 6.244 | 850 | 59.81 | -59.81
6254 | 0.542 | 0.482 | 0.483 | 0.313 | 0.249 | 0.382 | 0.665 | 0.356 | 8.545 | 6.422 | 850 | 41.77 | -41.77
6255 | 0.421 | 0.353 | 0.342 | 0.241 | 0.284 | 0.376 | 0.703 | 0.326 | 8.766 | 6.717 | 850 | 25.64 | -25.64
6256 | 0.26 | 0.22 | 0.182 | 0.156 | 0.323 | 0.37 | 0.709 | 0.249 | 9.042 | 6.988 | 850 | 44.44 | -44.44
6257 | 0.087 | 0.058 | 0.064 | 0.043 | 0.371 | 0.44 | 0.71 | 0.226 | 9.35 | 7.175 | 850 | 74.29 | -74.29
6258 | 0 | 0 | 0 | 0 | 0.48 | 0.56 | 0.712 | 0.276 | 9.64 | 7.631 | 850 | 93.5 | -93.5
6259 | 0 | 0 | 0 | 0 | 0.515 | 0.555 | 0.689 | 0.317 | 9.74 | 7.777 | 850 | 112.99 | -112.99
6260 | 0 | 0 | 0 | 0 | 0.483 | 0.497 | 0.696 | 0.388 | 9.603 | 7.753 | 850 | 132.53 | -132.53
6261 | 0 | 0 | 0 | 0 | 0.431 | 0.464 | 0.683 | 0.43 | 9.44 | 7.71 | 850 | 111.24 | -111.24
6262 | 0 | 0 | 0 | 0 | 0.393 | 0.416 | 0.669 | 0.413 | 9.189 | 7.637 | 850 | 96.12 | -96.12
6263 | 0 | 0 | 0 | 0 | 0.37 | 0.413 | 0.649 | 0.354 | 8.947 | 7.584 | 850 | 89.94 | -89.94
6264 | 0 | 0 | 0 | 0 | 0.347 | 0.389 | 0.64 | 0.297 | 8.687 | 7.558 | 850 | 83.84 | -83.84
6265 | 0 | 0 | 0 | 0 | 0.322 | 0.387 | 0.63 | 0.28 | 8.538 | 7.527 | 850 | 85.16 | -85.16
6266 | 0 | 0 | 0 | 0 | 0.313 | 0.385 | 0.612 | 0.271 | 8.534 | 7.53 | 850 | 80.94 | -80.94
6267 | 0 | 0 | 0 | 0 | 0.307 | 0.383 | 0.59 | 0.277 | 8.517 | 7.594 | 850 | 83.71 | -83.71
6268 | 0 | 0 | 0 | 0 | 0.301 | 0.373 | 0.58 | 0.296 | 8.546 | 7.652 | 850 | 83.67 | -83.67
6269 | 0 | 0 | 0 | 0 | 0.3 | 0.362 | 0.567 | 0.312 | 8.552 | 7.693 | 850 | 82.51 | -82.51
6270 | 0 | 0.015 | 0.005 | 0.015 | 0.29 | 0.306 | 0.545 | 0.28 | 8.534 | 7.686 | 850 | 89.92 | -89.92
6271 | 0.048 | 0.132 | 0.13 | 0.142 | 0.202 | 0.161 | 0.537 | 0.186 | 8.291 | 7.129 | 850 | 105.09 | -105.09
6272 | 0.151 | 0.291 | 0.302 | 0.343 | 0.172 | 0.116 | 0.622 | 0.282 | 7.972 | 6.801 | 850 | 141.92 | -141.92
6273 | 0.289 | 0.43 | 0.469 | 0.49 | 0.172 | 0.151 | 0.732 | 0.443 | 7.659 | 6.603 | 850 | 133.07 | -133.07
6274 | 0.42 | 0.51 | 0.588 | 0.611 | 0.196 | 0.211 | 0.797 | 0.576 | 7.326 | 6.584 | 850 | 102.44 | -102.44
6275 | 0.548 | 0.567 | 0.648 | 0.665 | 0.211 | 0.249 | 0.834 | 0.661 | 7.106 | 6.482 | 850 | 79 | -79
6276 | 0.586 | 0.568 | 0.663 | 0.673 | 0.25 | 0.257 | 0.858 | 0.711 | 7.16 | 6.461 | 850 | 55.32 | -55.32
6277 | 0.572 | 0.468 | 0.627 | 0.633 | 0.269 | 0.256 | 0.874 | 0.739 | 7.194 | 6.542 | 850 | 5.49 | -5.49
6278 | 0.484 | 0.33 | 0.558 | 0.55 | 0.304 | 0.271 | 0.881 | 0.731 | 7.397 | 6.773 | 850 | 0 | 0
6279 | 0.32 | 0.301 | 0.441 | 0.42 | 0.332 | 0.289 | 0.878 | 0.694 | 7.755 | 7.177 | 850 | -0.09 | 0.09
6280 | 0.222 | 0.178 | 0.283 | 0.246 | 0.301 | 0.31 | 0.872 | 0.658 | 8.193 | 7.719 | 850 | 1.04 | -1.04
6281 | 0.078 | 0.032 | 0.101 | 0.069 | 0.383 | 0.45 | 0.846 | 0.674 | 8.782 | 8.088 | 850 | 40.05 | -40.05
6282 | 0 | 0 | 0 | 0 | 0.538 | 0.585 | 0.839 | 0.658 | 9.522 | 8.576 | 850 | 87.52 | -87.52
6283 | 0 | 0 | 0 | 0 | 0.616 | 0.58 | 0.834 | 0.618 | 9.938 | 8.78 | 850 | 113.91 | -113.91
6284 | 0 | 0 | 0 | 0 | 0.605 | 0.516 | 0.818 | 0.587 | 9.825 | 8.746 | 850 | 129.92 | -129.92
6285 | 0 | 0 | 0 | 0 | 0.564 | 0.449 | 0.794 | 0.564 | 9.262 | 8.737 | 850 | 108.2 | -108.2
6286 | 0 | 0 | 0 | 0 | 0.48 | 0.41 | 0.751 | 0.545 | 8.824 | 8.801 | 850 | 93.25 | -93.25
6287 | 0 | 0 | 0 | 0 | 0.459 | 0.39 | 0.726 | 0.526 | 8.494 | 8.932 | 850 | 89.92 | -89.92
6288 | 0 | 0 | 0 | 0 | 0.461 | 0.38 | 0.712 | 0.504 | 8.315 | 9.04 | 850 | 79.49 | -79.49
6289 | 0 | 0 | 0 | 0 | 0.46 | 0.373 | 0.689 | 0.48 | 8.247 | 8.982 | 850 | 76.4 | -76.4
6290 | 0 | 0 | 0 | 0 | 0.448 | 0.374 | 0.663 | 0.454 | 8.234 | 8.995 | 850 | 77.53 | -77.53
6291 | 0 | 0 | 0 | 0 | 0.437 | 0.38 | 0.613 | 0.43 | 8.248 | 8.954 | 850 | 78.03 | -78.03
6292 | 0 | 0 | 0 | 0 | 0.406 | 0.382 | 0.551 | 0.405 | 8.255 | 8.849 | 850 | 77.35 | -77.35
6293 | 0 | 0 | 0 | 0 | 0.39 | 0.395 | 0.484 | 0.397 | 8.148 | 8.824 | 850 | 79.26 | -79.26
6294 | 0.001 | 0.017 | 0.003 | 0.014 | 0.373 | 0.365 | 0.44 | 0.367 | 8.137 | 8.791 | 850 | 89.99 | -89.99
6295 | 0.103 | 0.152 | 0.119 | 0.148 | 0.235 | 0.227 | 0.396 | 0.249 | 7.988 | 8.209 | 850 | 113.47 | -113.47
6296 | 0.27 | 0.325 | 0.312 | 0.33 | 0.199 | 0.226 | 0.467 | 0.325 | 7.824 | 8.295 | 850 | 143.24 | -143.24
6297 | 0.421 | 0.466 | 0.47 | 0.484 | 0.235 | 0.231 | 0.531 | 0.439 | 7.826 | 8.421 | 850 | 124.12 | -124.12
6298 | 0.503 | 0.537 | 0.588 | 0.61 | 0.26 | 0.279 | 0.573 | 0.499 | 7.918 | 8.562 | 850 | 97.64 | -97.64
6299 | 0.564 | 0.583 | 0.648 | 0.661 | 0.274 | 0.351 | 0.618 | 0.524 | 7.964 | 8.744 | 850 | 74.81 | -74.81
6300 | 0.583 | 0.586 | 0.664 | 0.656 | 0.286 | 0.396 | 0.657 | 0.537 | 7.986 | 9.047 | 850 | 50.41 | -50.41
6301 | 0.572 | 0.542 | 0.629 | 0.601 | 0.304 | 0.427 | 0.664 | 0.545 | 8.057 | 9.347 | 850 | 4.97 | -4.97
6302 | 0.487 | 0.463 | 0.557 | 0.505 | 0.331 | 0.467 | 0.654 | 0.558 | 8.193 | 9.545 | 850 | -0.06 | 0.06
6303 | 0.358 | 0.336 | 0.437 | 0.373 | 0.356 | 0.514 | 0.63 | 0.554 | 8.459 | 9.548 | 850 | -0.09 | 0.09
6304 | 0.192 | 0.183 | 0.264 | 0.214 | 0.315 | 0.541 | 0.604 | 0.567 | 8.717 | 9.418 | 850 | 10.91 | -10.91
6305 | 0.063 | 0.042 | 0.088 | 0.06 | 0.326 | 0.567 | 0.595 | 0.625 | 9.108 | 9.534 | 850 | 58.55 | -58.55
6306 | 0 | 0 | 0 | 0 | 0.47 | 0.583 | 0.651 | 0.65 | 9.753 | 9.959 | 850 | 91.05 | -91.05
6307 | 0 | 0 | 0 | 0 | 0.575 | 0.557 | 0.639 | 0.643 | 9.975 | 10.081 | 850 | 114.53 | -114.53
6308 | 0 | 0 | 0 | 0 | 0.573 | 0.518 | 0.543 | 0.628 | 9.961 | 10.049 | 850 | 134.3 | -134.3
6309 | 0 | 0 | 0 | 0 | 0.58 | 0.493 | 0.518 | 0.616 | 9.895 | 9.946 | 850 | 113.5 | -113.5
6310 | 0 | 0 | 0 | 0 | 0.522 | 0.463 | 0.46 | 0.599 | 9.911 | 9.697 | 850 | 91.1 | -91.1
6311 | 0 | 0 | 0 | 0 | 0.507 | 0.501 | 0.373 | 0.573 | 9.972 | 9.34 | 850 | 88.97 | -88.97
6312 | 0 | 0 | 0 | 0 | 0.498 | 0.51 | 0.262 | 0.54 | 9.962 | 8.972 | 850 | 78.87 | -78.87
6313 | 0 | 0 | 0 | 0 | 0.52 | 0.515 | 0.175 | 0.507 | 9.883 | 8.502 | 850 | 72.61 | -72.61
6314 | 0 | 0 | 0 | 0 | 0.531 | 0.486 | 0.123 | 0.482 | 9.679 | 8.082 | 850 | 74.04 | -74.04
6315 | 0 | 0 | 0 | 0 | 0.511 | 0.47 | 0.091 | 0.464 | 9.404 | 8.033 | 850 | 73.42 | -73.42
6316 | 0 | 0 | 0 | 0 | 0.482 | 0.44 | 0.07 | 0.442 | 9.178 | 8.232 | 850 | 73.17 | -73.17
6317 | 0 | 0 | 0 | 0 | 0.45 | 0.393 | 0.053 | 0.402 | 9.008 | 8.449 | 850 | 74.52 | -74.52
6318 | 0.001 | 0.019 | 0.001 | 0.01 | 0.43 | 0.33 | 0.042 | 0.347 | 8.98 | 8.475 | 850 | 89.09 | -89.09
6319 | 0.117 | 0.171 | 0.109 | 0.171 | 0.298 | 0.205 | 0.026 | 0.265 | 8.775 | 7.711 | 850 | 108.06 | -108.06
6320 | 0.296 | 0.354 | 0.303 | 0.36 | 0.225 | 0.216 | 0.023 | 0.234 | 8.527 | 6.974 | 850 | 141.45 | -141.45
6321 | 0.451 | 0.5 | 0.477 | 0.51 | 0.31 | 0.376 | 0.019 | 0.405 | 8.709 | 7.064 | 850 | 108.6 | -108.6
6322 | 0.561 | 0.597 | 0.593 | 0.613 | 0.356 | 0.556 | 0.01 | 0.468 | 9.579 | 8.118 | 850 | 88.92 | -88.92
6323 | 0.624 | 0.65 | 0.65 | 0.669 | 0.415 | 0.616 | 0.006 | 0.479 | 9.899 | 8.95 | 850 | 62.05 | -62.05
6324 | 0.643 | 0.657 | 0.66 | 0.677 | 0.496 | 0.617 | 0.005 | 0.46 | 10.198 | 9.513 | 850 | 24.69 | -24.69
6325 | 0.607 | 0.617 | 0.62 | 0.637 | 0.548 | 0.611 | 0.009 | 0.43 | 10.41 | 9.767 | 850 | 8.24 | -8.24
6326 | 0.539 | 0.534 | 0.539 | 0.554 | 0.556 | 0.608 | 0.017 | 0.406 | 10.59 | 9.736 | 850 | -0.01 | 0.01
6327 | 0.423 | 0.404 | 0.418 | 0.425 | 0.534 | 0.605 | 0.034 | 0.39 | 10.633 | 9.497 | 850 | 0.07 | -0.07
6328 | 0.271 | 0.233 | 0.264 | 0.249 | 0.492 | 0.59 | 0.071 | 0.376 | 10.549 | 9.578 | 850 | 7.56 | -7.56
6329 | 0.094 | 0.058 | 0.092 | 0.06 | 0.504 | 0.613 | 0.153 | 0.411 | 10.505 | 9.97 | 850 | 43.68 | -43.68
6330 | 0 | 0 | 0 | 0 | 0.595 | 0.682 | 0.281 | 0.494 | 10.576 | 10.53 | 850 | 84.12 | -84.12
6331 | 0 | 0 | 0 | 0 | 0.636 | 0.689 | 0.39 | 0.528 | 10.735 | 10.425 | 850 | 106.01 | -106.01
6332 | 0 | 0 | 0 | 0 | 0.624 | 0.648 | 0.424 | 0.507 | 10.706 | 10.121 | 850 | 145.72 | -145.72
6333 | 0 | 0 | 0 | 0 | 0.598 | 0.599 | 0.383 | 0.478 | 10.467 | 9.627 | 850 | 108.84 | -108.84
6334 | 0 | 0 | 0 | 0 | 0.573 | 0.554 | 0.321 | 0.511 | 10.019 | 9.025 | 850 | 91.07 | -91.07
6335 | 0 | 0 | 0 | 0 | 0.528 | 0.518 | 0.258 | 0.46 | 9.502 | 8.537 | 850 | 87.8 | -87.8
6336 | 0 | 0 | 0 | 0 | 0.489 | 0.485 | 0.208 | 0.41 | 9.106 | 8.102 | 850 | 87.08 | -87.08
6337 | 0 | 0 | 0 | 0 | 0.446 | 0.46 | 0.158 | 0.388 | 8.862 | 7.798 | 850 | 88.29 | -88.29
6338 | 0 | 0 | 0 | 0 | 0.401 | 0.433 | 0.111 | 0.371 | 8.693 | 7.653 | 850 | 85.3 | -85.3
6339 | 0 | 0 | 0 | 0 | 0.366 | 0.406 | 0.069 | 0.342 | 8.623 | 7.65 | 850 | 82 | -82
6340 | 0 | 0 | 0 | 0 | 0.34 | 0.392 | 0.043 | 0.303 | 8.66 | 7.705 | 850 | 82.19 | -82.19
6341 | 0 | 0 | 0 | 0 | 0.323 | 0.383 | 0.028 | 0.272 | 8.708 | 7.763 | 850 | 86.38 | -86.38
6342 | 0 | 0.02 | 0.002 | 0.014 | 0.309 | 0.344 | 0.023 | 0.225 | 8.656 | 7.784 | 850 | 89.48 | -89.48
6343 | 0.115 | 0.176 | 0.136 | 0.149 | 0.185 | 0.174 | 0.023 | 0.111 | 8.227 | 7.177 | 850 | 99.69 | -99.69
6344 | 0.297 | 0.364 | 0.328 | 0.361 | 0.094 | 0.106 | 0.013 | 0.069 | 7.771 | 6.228 | 850 | 97.76 | -97.76
6345 | 0.455 | 0.509 | 0.482 | 0.509 | 0.096 | 0.176 | 0.01 | 0.05 | 7.624 | 5.763 | 850 | 85.3 | -85.3
6346 | 0.566 | 0.6 | 0.59 | 0.613 | 0.181 | 0.335 | 0.008 | 0.045 | 7.803 | 6.228 | 850 | 60.99 | -60.99
6347 | 0.628 | 0.646 | 0.65 | 0.664 | 0.211 | 0.32 | 0.005 | 0.044 | 7.962 | 7.598 | 850 | 22 | -22
6348 | 0.643 | 0.648 | 0.662 | 0.671 | 0.214 | 0.264 | 0.005 | 0.043 | 8.091 | 7.869 | 850 | 3.15 | -3.15
6349 | 0.612 | 0.605 | 0.631 | 0.633 | 0.199 | 0.216 | 0.006 | 0.047 | 7.948 | 7.59 | 850 | 0 | 0
6350 | 0.54 | 0.521 | 0.557 | 0.552 | 0.181 | 0.179 | 0.011 | 0.062 | 7.744 | 7.223 | 850 | -3.36 | 3.36
6351 | 0.422 | 0.391 | 0.439 | 0.424 | 0.171 | 0.16 | 0.021 | 0.087 | 7.626 | 6.912 | 850 | -3.95 | 3.95
6352 | 0.262 | 0.222 | 0.278 | 0.254 | 0.17 | 0.172 | 0.038 | 0.118 | 7.706 | 7.078 | 850 | 1.09 | -1.09
6353 | 0.088 | 0.053 | 0.097 | 0.07 | 0.242 | 0.297 | 0.067 | 0.161 | 8.133 | 8.197 | 850 | 47.26 | -47.26
6354 | 0 | 0 | 0 | 0 | 0.39 | 0.494 | 0.102 | 0.199 | 8.899 | 9.274 | 850 | 97.19 | -97.19
6355 | 0 | 0 | 0 | 0 | 0.515 | 0.593 | 0.135 | 0.225 | 9.369 | 9.696 | 850 | 127.5 | -127.5
6356 | 0 | 0 | 0 | 0 | 0.551 | 0.58 | 0.161 | 0.222 | 9.277 | 9.582 | 850 | 141.99 | -141.99
6357 | 0 | 0 | 0 | 0 | 0.53 | 0.529 | 0.177 | 0.195 | 8.835 | 9.321 | 850 | 112.5 | -112.5
6358 | 0 | 0 | 0 | 0 | 0.481 | 0.464 | 0.173 | 0.171 | 8.412 | 8.925 | 850 | 95.93 | -95.93
6359 | 0 | 0 | 0 | 0 | 0.423 | 0.393 | 0.153 | 0.15 | 8.164 | 8.394 | 850 | 93.6 | -93.6
6360 | 0 | 0 | 0 | 0 | 0.363 | 0.319 | 0.127 | 0.128 | 7.723 | 7.898 | 850 | 88.3 | -88.3
6361 | 0 | 0 | 0 | 0 | 0.304 | 0.253 | 0.104 | 0.104 | 7.384 | 7.492 | 850 | 97.73 | -97.73
6362 | 0 | 0 | 0 | 0 | 0.254 | 0.199 | 0.09 | 0.083 | 7.182 | 7.226 | 850 | 90.05 | -90.05
6363 | 0 | 0 | 0 | 0 | 0.212 | 0.164 | 0.084 | 0.072 | 7.06 | 7.12 | 850 | 89.99 | -89.99
6364 | 0 | 0 | 0 | 0 | 0.163 | 0.157 | 0.084 | 0.062 | 6.96 | 7.22 | 850 | 89.5 | -89.5
6365 | 0 | 0 | 0 | 0 | 0.114 | 0.163 | 0.086 | 0.051 | 6.863 | 7.315 | 850 | 90.75 | -90.75
6366 | 0 | 0.018 | 0 | 0.014 | 0.079 | 0.165 | 0.091 | 0.05 | 6.779 | 7.235 | 850 | 90.65 | -90.65
6367 | 0.117 | 0.174 | 0.06 | 0.159 | 0.046 | 0.09 | 0.079 | 0.032 | 6.461 | 6.504 | 850 | 94.88 | -94.88
6368 | 0.299 | 0.357 | 0.192 | 0.357 | 0.015 | 0.045 | 0.038 | 0.011 | 5.953 | 5.441 | 850 | 97.31 | -97.31
6369 | 0.455 | 0.499 | 0.373 | 0.497 | 0.012 | 0.08 | 0.039 | 0.009 | 5.686 | 5.034 | 850 | 86.48 | -86.48
6370 | 0.564 | 0.59 | 0.496 | 0.559 | 0.035 | 0.176 | 0.035 | 0.017 | 5.7 | 5.618 | 850 | 62.79 | -62.79
6371 | 0.622 | 0.637 | 0.562 | 0.58 | 0.044 | 0.158 | 0.026 | 0.022 | 5.916 | 6.382 | 850 | 26.17 | -26.17
6372 | 0.637 | 0.641 | 0.583 | 0.609 | 0.033 | 0.121 | 0.019 | 0.021 | 5.903 | 6.366 | 850 | 11.13 | -11.13
6373 | 0.608 | 0.602 | 0.54 | 0.564 | 0.023 | 0.09 | 0.014 | 0.024 | 5.628 | 5.886 | 850 | 7.69 | -7.69
6374 | 0.529 | 0.519 | 0.429 | 0.515 | 0.017 | 0.07 | 0.013 | 0.028 | 5.388 | 5.448 | 850 | -0.08 | 0.08
6375 | 0.399 | 0.391 | 0.269 | 0.402 | 0.015 | 0.056 | 0.016 | 0.035 | 5.209 | 5.24 | 850 | 0.01 | -0.01
6376 | 0.205 | 0.222 | 0.114 | 0.224 | 0.018 | 0.05 | 0.021 | 0.045 | 5.138 | 5.353 | 850 | 9.66 | -9.66
6377 | 0.055 | 0.049 | 0.025 | 0.054 | 0.026 | 0.055 | 0.028 | 0.055 | 5.372 | 5.947 | 850 | 61.6 | -61.6
6378 | 0 | 0 | 0 | 0 | 0.049 | 0.069 | 0.032 | 0.059 | 5.839 | 6.844 | 850 | 106.27 | -106.27
6379 | 0 | 0 | 0 | 0 | 0.097 | 0.1 | 0.034 | 0.053 | 6.344 | 7.528 | 850 | 132.23 | -132.23
6380 | 0 | 0 | 0 | 0 | 0.161 | 0.135 | 0.038 | 0.04 | 6.688 | 7.824 | 850 | 157.18 | -157.18
6381 | 0 | 0 | 0 | 0 | 0.214 | 0.163 | 0.053 | 0.029 | 6.826 | 7.751 | 850 | 126.11 | -126.11
6382 | 0 | 0 | 0 | 0 | 0.236 | 0.183 | 0.076 | 0.023 | 6.762 | 7.369 | 850 | 109.54 | -109.54
6383 | 0 | 0 | 0 | 0 | 0.224 | 0.183 | 0.084 | 0.018 | 6.592 | 6.809 | 850 | 98.72 | -98.72
6384 | 0 | 0 | 0 | 0 | 0.199 | 0.156 | 0.081 | 0.013 | 6.432 | 6.147 | 850 | 92 | -92
6385 | 0 | 0 | 0 | 0 | 0.196 | 0.119 | 0.081 | 0.011 | 6.337 | 5.443 | 850 | 90.8 | -90.8
6386 | 0 | 0 | 0 | 0 | 0.216 | 0.08 | 0.08 | 0.012 | 6.236 | 4.781 | 850 | 84.08 | -84.08
6387 | 0 | 0 | 0 | 0 | 0.254 | 0.051 | 0.065 | 0.019 | 6.131 | 4.219 | 850 | 85.2 | -85.2
6388 | 0 | 0 | 0 | 0 | 0.304 | 0.033 | 0.033 | 0.034 | 6.051 | 3.81 | 850 | 87.15 | -87.15
6389 | 0 | 0 | 0 | 0 | 0.342 | 0.023 | 0.012 | 0.053 | 5.99 | 3.621 | 850 | 86.93 | -86.93
6390 | 0 | 0.006 | 0 | 0 | 0.35 | 0.016 | 0.016 | 0.06 | 5.955 | 3.676 | 850 | 97.3 | -97.3
6391 | 0.052 | 0.094 | 0.027 | 0.044 | 0.289 | 0.009 | 0.023 | 0.045 | 5.93 | 3.866 | 850 | 133.4 | -133.4
6392 | 0.099 | 0.22 | 0.068 | 0.176 | 0.174 | 0.006 | 0.018 | 0.026 | 5.682 | 3.794 | 850 | 203.73 | -203.73
6393 | 0.129 | 0.327 | 0.103 | 0.419 | 0.112 | 0.009 | 0.028 | 0.02 | 5.551 | 3.732 | 850 | 151.33 | -151.33
6394 | 0.163 | 0.358 | 0.135 | 0.572 | 0.111 | 0.019 | 0.03 | 0.017 | 5.835 | 4.076 | 850 | 109.99 | -109.99
6395 | 0.225 | 0.339 | 0.177 | 0.609 | 0.133 | 0.03 | 0.021 | 0.014 | 6.302 | 4.825 | 850 | 94.66 | -94.66
6396 | 0.23 | 0.322 | 0.227 | 0.58 | 0.111 | 0.042 | 0.015 | 0.01 | 6.622 | 5.107 | 850 | 80.16 | -80.16
6397 | 0.196 | 0.281 | 0.194 | 0.479 | 0.087 | 0.05 | 0.016 | 0.013 | 6.619 | 5.061 | 850 | 78.94 | -78.94
6398 | 0.156 | 0.232 | 0.107 | 0.347 | 0.072 | 0.049 | 0.03 | 0.019 | 6.334 | 4.776 | 850 | 76.55 | -76.55
6399 | 0.102 | 0.202 | 0.06 | 0.195 | 0.069 | 0.043 | 0.075 | 0.038 | 6.05 | 4.497 | 850 | 76.77 | -76.77
6400 | 0.052 | 0.113 | 0.031 | 0.087 | 0.079 | 0.037 | 0.139 | 0.072 | 5.914 | 4.408 | 850 | 80.98 | -80.98
6401 | 0.013 | 0.023 | 0.004 | 0.016 | 0.107 | 0.027 | 0.245 | 0.108 | 6.115 | 4.664 | 850 | 102.25 | -102.25
6402 | 0 | 0 | 0 | 0 | 0.158 | 0.016 | 0.292 | 0.128 | 6.674 | 5.2 | 850 | 136.01 | -136.01
6403 | 0 | 0 | 0 | 0 | 0.224 | 0.019 | 0.245 | 0.138 | 7.453 | 5.806 | 850 | 240.26 | -240.26
6404 | 0 | 0 | 0 | 0 | 0.29 | 0.044 | 0.196 | 0.133 | 8.152 | 6.225 | 850 | 328.39 | -328.39
6405 | 0 | 0 | 0 | 0 | 0.33 | 0.077 | 0.15 | 0.109 | 8.405 | 6.352 | 850 | 178.64 | -178.64
6406 | 0 | 0 | 0 | 0 | 0.351 | 0.108 | 0.259 | 0.088 | 8.211 | 6.374 | 850 | 116.71 | -116.71
6407 | 0 | 0 | 0 | 0 | 0.374 | 0.122 | 0.239 | 0.067 | 8.091 | 6.381 | 850 | 100.93 | -100.93
6408 | 0 | 0 | 0 | 0 | 0.377 | 0.112 | 0.23 | 0.034 | 7.926 | 6.417 | 850 | 91.54 | -91.54
6409 | 0 | 0 | 0 | 0 | 0.375 | 0.094 | 0.226 | 0.056 | 7.687 | 6.487 | 850 | 88.2 | -88.2
6410 | 0 | 0 | 0 | 0 | 0.373 | 0.074 | 0.242 | 0.507 | 7.675 | 6.536 | 850 | 82.51 | -82.51
6411 | 0 | 0 | 0 | 0 | 0.348 | 0.063 | 0.275 | 0.704 | 7.789 | 6.486 | 850 | 83.69 | -83.69
6412 | 0 | 0 | 0 | 0 | 0.301 | 0.066 | 0.334 | 0.721 | 7.997 | 6.224 | 850 | 85.02 | -85.02
6413 | 0 | 0 | 0 | 0 | 0.289 | 0.063 | 0.393 | 0.518 | 8.179 | 5.936 | 850 | 83.26 | -83.26
6414 | 0 | 0.001 | 0 | 0 | 0.277 | 0.053 | 0.413 | 0.249 | 8.389 | 5.737 | 850 | 88.29 | -88.29
6415 | 0.014 | 0.049 | 0.075 | 0.011 | 0.243 | 0.031 | 0.335 | 0.214 | 8.381 | 5.672 | 850 | 110.75 | -110.75
6416 | 0.053 | 0.092 | 0.192 | 0.059 | 0.161 | 0.026 | 0.486 | 0.186 | 8.23 | 5.403 | 850 | 141.96 | -141.96
6417 | 0.098 | 0.117 | 0.318 | 0.121 | 0.113 | 0.032 | 0.623 | 0.132 | 8.364 | 5.141 | 850 | 127.4 | -127.4
6418 | 0.141 | 0.112 | 0.533 | 0.232 | 0.114 | 0.063 | 0.67 | 0.16 | 8.79 | 5.093 | 850 | 106.02 | -106.02
6419 | 0.191 | 0.076 | 0.599 | 0.595 | 0.152 | 0.156 | 0.678 | 0.224 | 8.988 | 5.328 | 850 | 92.61 | -92.61
6420 | 0.25 | 0.072 | 0.542 | 0.599 | 0.195 | 0.306 | 0.669 | 0.253 | 8.928 | 5.757 | 850 | 83.87 | -83.87
6421 | 0.287 | 0.077 | 0.405 | 0.562 | 0.245 | 0.388 | 0.644 | 0.251 | 8.734 | 6.227 | 850 | 75.75 | -75.75
6422 | 0.347 | 0.087 | 0.282 | 0.493 | 0.31 | 0.326 | 0.614 | 0.229 | 8.553 | 6.571 | 850 | 68.99 | -68.99
6423 | 0.306 | 0.12 | 0.258 | 0.373 | 0.36 | 0.219 | 0.58 | 0.217 | 8.452 | 6.618 | 850 | 61.59 | -61.59
6424 | 0.164 | 0.12 | 0.176 | 0.205 | 0.331 | 0.187 | 0.531 | 0.189 | 8.551 | 6.696 | 850 | 74.94 | -74.94
6425 | 0.045 | 0.029 | 0.055 | 0.038 | 0.34 | 0.257 | 0.491 | 0.177 | 8.871 | 6.971 | 850 | 83.27 | -83.27
6426 | 0 | 0 | 0 | 0 | 0.433 | 0.457 | 0.518 | 0.186 | 9.578 | 7.666 | 850 | 104.04 | -104.04
6427 | 0 | 0 | 0 | 0 | 0.512 | 0.563 | 0.515 | 0.214 | 10.41 | 8.435 | 850 | 119.05 | -119.05
6428 | 0 | 0 | 0 | 0 | 0.537 | 0.573 | 0.48 | 0.287 | 11.016 | 8.961 | 850 | 124.13 | -124.13
6429 | 0 | 0 | 0 | 0 | 0.536 | 0.552 | 0.482 | 0.37 | 11.562 | 9.032 | 850 | 101.7 | -101.7
6430 | 0 | 0 | 0 | 0 | 0.524 | 0.554 | 0.491 | 0.419 | 12.213 | 8.953 | 850 | 80.44 | -80.44
6431 | 0 | 0 | 0 | 0 | 0.507 | 0.599 | 0.486 | 0.44 | 12.581 | 9.288 | 850 | 74.48 | -74.48
6432 | 0 | 0 | 0 | 0 | 0.531 | 0.577 | 0.48 | 0.441 | 12.62 | 9.804 | 850 | 60.58 | -60.58
6433 | 0 | 0 | 0 | 0 | 0.52 | 0.545 | 0.469 | 0.431 | 12.533 | 10.181 | 850 | 51.48 | -51.48
6434 | 0 | 0 | 0 | 0 | 0.494 | 0.507 | 0.451 | 0.42 | 12.5 | 10.834 | 850 | 42.18 | -42.18
6435 | 0 | 0 | 0 | 0 | 0.482 | 0.54 | 0.443 | 0.403 | 12.468 | 10.994 | 850 | 39.2 | -39.2
6436 | 0 | 0 | 0 | 0 | 0.473 | 0.538 | 0.44 | 0.387 | 12.496 | 11.163 | 850 | 39.45 | -39.45
6437 | 0 | 0 | 0 | 0 | 0.528 | 0.465 | 0.385 | 0.372 | 12.559 | 11.138 | 850 | 54.77 | -54.77
6438 | 0 | 0.007 | 0 | 0.003 | 0.545 | 0.43 | 0.35 | 0.347 | 12.641 | 11.177 | 850 | 63.95 | -63.95
6439 | 0.007 | 0.113 | 0.101 | 0.124 | 0.488 | 0.306 | 0.247 | 0.227 | 12.411 | 11.244 | 850 | 78.34 | -78.34
6440 | 0.035 | 0.21 | 0.169 | 0.33 | 0.403 | 0.294 | 0.159 | 0.136 | 12.132 | 11.371 | 850 | 83.77 | -83.77
6441 | 0.077 | 0.215 | 0.224 | 0.491 | 0.347 | 0.352 | 0.269 | 0.136 | 11.834 | 12.118 | 850 | 88.15 | -88.15
6442 | 0.095 | 0.211 | 0.228 | 0.583 | 0.441 | 0.396 | 0.326 | 0.104 | 11.504 | 12.596 | 850 | 70.32 | -70.32
6443 | 0.108 | 0.26 | 0.177 | 0.552 | 0.481 | 0.433 | 0.304 | 0.066 | 11.084 | 12.405 | 850 | 49.46 | -49.46
6444 | 0.105 | 0.297 | 0.156 | 0.447 | 0.44 | 0.457 | 0.288 | 0.038 | 10.565 | 11.725 | 850 | 25.24 | -25.24
6445 | 0.086 | 0.204 | 0.152 | 0.302 | 0.348 | 0.471 | 0.284 | 0.022 | 9.92 | 10.67 | 850 | 19.1 | -19.1
6446 | 0.062 | 0.115 | 0.197 | 0.148 | 0.266 | 0.447 | 0.292 | 0.013 | 9.175 | 9.768 | 850 | 18.78 | -18.78
6447 | 0.041 | 0.055 | 0.221 | 0.08 | 0.239 | 0.383 | 0.277 | 0.013 | 8.412 | 9.304 | 850 | 55.53 | -55.53
6448 | 0.026 | 0.02 | 0.155 | 0.063 | 0.266 | 0.354 | 0.279 | 0.034 | 7.53 | 8.781 | 850 | 72.23 | -72.23
6449 | 0.007 | 0 | 0.036 | 0.021 | 0.353 | 0.368 | 0.306 | 0.11 | 6.711 | 8.217 | 850 | 89.69 | -89.69
6450 | 0 | 0 | 0 | 0 | 0.443 | 0.357 | 0.292 | 0.213 | 6.127 | 8.033 | 850 | 107.85 | -107.85
6451 | 0 | 0 | 0 | 0 | 0.438 | 0.367 | 0.232 | 0.324 | 5.683 | 7.95 | 850 | 156.2 | -156.2
6452 | 0 | 0 | 0 | 0 | 0.433 | 0.407 | 0.182 | 0.359 | 5.548 | 7.989 | 850 | 195.42 | -195.42
6453 | 0 | 0 | 0 | 0 | 0.387 | 0.446 | 0.199 | 0.328 | 5.903 | 7.918 | 850 | 131.84 | -131.84
6454 | 0 | 0 | 0 | 0 | 0.403 | 0.436 | 0.261 | 0.309 | 6.624 | 7.548 | 850 | 96.61 | -96.61
6455 | 0 | 0 | 0 | 0 | 0.443 | 0.432 | 0.336 | 0.329 | 7.498 | 7.377 | 850 | 91.64 | -91.64
6456 | 0 | 0 | 0 | 0 | 0.462 | 0.447 | 0.486 | 0.358 | 8.333 | 7.328 | 850 | 82.22 | -82.22
6457 | 0 | 0 | 0 | 0 | 0.46 | 0.464 | 0.572 | 0.382 | 8.939 | 7.708 | 850 | 66.02 | -66.02
6458 | 0 | 0 | 0 | 0 | 0.48 | 0.48 | 0.654 | 0.333 | 9.198 | 8.133 | 850 | 58.78 | -58.78
6459 | 0 | 0 | 0 | 0 | 0.531 | 0.549 | 0.719 | 0.267 | 9.649 | 8.487 | 850 | 52.34 | -52.34
6460 | 0 | 0 | 0 | 0 | 0.627 | 0.626 | 0.724 | 0.313 | 10.235 | 8.99 | 850 | 49.87 | -49.87
6461 | 0 | 0 | 0 | 0 | 0.723 | 0.644 | 0.754 | 0.404 | 10.461 | 9.348 | 850 | 45.53 | -45.53
6462 | 0 | 0 | 0 | 0 | 0.785 | 0.656 | 0.793 | 0.46 | 10.596 | 9.554 | 850 | 49.71 | -49.71
6463 | 0.011 | 0.021 | 0.01 | 0.005 | 0.781 | 0.673 | 0.784 | 0.499 | 10.459 | 10.039 | 850 | 72.03 | -72.03
6464 | 0.086 | 0.086 | 0.048 | 0.024 | 0.733 | 0.709 | 0.742 | 0.539 | 9.918 | 10.715 | 850 | 85.2 | -85.2
6465 | 0.255 | 0.124 | 0.107 | 0.06 | 0.776 | 0.809 | 0.691 | 0.521 | 9.905 | 11.586 | 850 | 83.4 | -83.4
6466 | 0.5 | 0.152 | 0.13 | 0.125 | 0.874 | 0.907 | 0.655 | 0.413 | 11.601 | 12.677 | 850 | 67.33 | -67.33
6467 | 0.587 | 0.183 | 0.119 | 0.188 | 0.9 | 0.851 | 0.565 | 0.294 | 14.746 | 12.75 | 850 | 49.23 | -49.23
6468 | 0.604 | 0.217 | 0.113 | 0.142 | 0.909 | 0.774 | 0.439 | 0.256 | 16.874 | 12.601 | 850 | 31.62 | -31.62
6469 | 0.557 | 0.182 | 0.107 | 0.106 | 0.882 | 0.782 | 0.361 | 0.166 | 17.713 | 13.038 | 850 | 17 | -17
6470 | 0.429 | 0.11 | 0.085 | 0.078 | 0.8 | 0.772 | 0.249 | 0.061 | 16.761 | 13.955 | 850 | 12.08 | -12.08
6471 | 0.28 | 0.059 | 0.067 | 0.044 | 0.669 | 0.744 | 0.155 | 0.013 | 15.047 | 14.741 | 850 | 12.68 | -12.68
6472 | 0.171 | 0.024 | 0.039 | 0.016 | 0.581 | 0.697 | 0.133 | 0.011 | 13.337 | 14.607 | 850 | 37.9 | -37.9
6473 | 0.036 | 0 | 0.009 | 0 | 0.613 | 0.669 | 0.215 | 0.036 | 11.797 | 13.74 | 850 | 54.91 | -54.91
6474 | 0 | 0 | 0 | 0 | 0.618 | 0.613 | 0.317 | 0.079 | 10.763 | 12.715 | 850 | 73.65 | -73.65
6475 | 0 | 0 | 0 | 0 | 0.559 | 0.6 | 0.547 | 0.093 | 10.144 | 11.689 | 850 | 80 | -80
6476 | 0 | 0 | 0 | 0 | 0.58 | 0.573 | 0.72 | 0.036 | 9.548 | 10.912 | 850 | 89 | -89
6477 | 0 | 0 | 0 | 0 | 0.747 | 0.624 | 0.791 | 0.067 | 9.294 | 10.611 | 850 | 78.93 | -78.93
6478 | 0 | 0 | 0 | 0 | 0.763 | 0.572 | 0.81 | 0.244 | 10.083 | 11.105 | 850 | 62.84 | -62.84
6479 | 0 | 0 | 0 | 0 | 0.741 | 0.564 | 0.803 | 0.458 | 10.713 | 10.574 | 850 | 53.72 | -53.72
6480 | 0 | 0 | 0 | 0 | 0.674 | 0.554 | 0.787 | 0.634 | 11.638 | 10.539 | 850 | 36.3 | -36.3
6481 | 0 | 0 | 0 | 0 | 0.743 | 0.596 | 0.76 | 0.716 | 13.022 | 10.731 | 850 | -0.06 | 0.06
6482 | 0 | 0 | 0 | 0 | 0.796 | 0.737 | 0.727 | 0.655 | 15.071 | 11.125 | 850 | 0.04 | -0.04
6483 | 0 | 0 | 0 | 0 | 0.815 | 0.757 | 0.689 | 0.531 | 16.532 | 11.97 | 850 | -0.01 | 0.01
6484 | 0 | 0 | 0 | 0 | 0.816 | 0.745 | 0.654 | 0.403 | 17.167 | 13.021 | 850 | -0.59 | 0.59
6485 | 0 | 0 | 0 | 0 | 0.818 | 0.729 | 0.622 | 0.301 | 17.909 | 14.524 | 850 | -0.2 | 0.2
6486 | 0 | 0.007 | 0 | 0.002 | 0.801 | 0.729 | 0.573 | 0.248 | 18.319 | 15.083 | 850 | -0.03 | 0.03
6487 | 0.099 | 0.155 | 0.127 | 0.107 | 0.768 | 0.689 | 0.42 | 0.161 | 18.292 | 15.282 | 850 | 0 | 0
6488 | 0.294 | 0.349 | 0.321 | 0.322 | 0.819 | 0.765 | 0.406 | 0.082 | 18.27 | 15.71 | 850 | 25.92 | -25.92
6489 | 0.46 | 0.503 | 0.468 | 0.513 | 0.925 | 0.862 | 0.612 | 0.102 | 18.329 | 16.359 | 850 | 39.92 | -39.92
6490 | 0.574 | 0.6 | 0.535 | 0.616 | 0.943 | 0.877 | 0.768 | 0.117 | 18.32 | 16.454 | 850 | 5.53 | -5.53
6491 | 0.639 | 0.65 | 0.522 | 0.638 | 0.949 | 0.878 | 0.837 | 0.097 | 18.328 | 16.05 | 850 | -0.09 | 0.09
6492 | 0.637 | 0.648 | 0.536 | 0.58 | 0.951 | 0.875 | 0.851 | 0.086 | 18.358 | 15.643 | 850 | -3.75 | 3.75
6493 | 0.596 | 0.574 | 0.541 | 0.466 | 0.946 | 0.867 | 0.836 | 0.082 | 18.294 | 15.307 | 850 | -5.56 | 5.56
6494 | 0.503 | 0.421 | 0.482 | 0.337 | 0.939 | 0.851 | 0.836 | 0.073 | 17.781 | 14.918 | 850 | -6.32 | 6.32
6495 | 0.308 | 0.22 | 0.279 | 0.261 | 0.935 | 0.827 | 0.832 | 0.065 | 15.67 | 14.491 | 850 | -5.05 | 5.05
6496 | 0.119 | 0.085 | 0.095 | 0.158 | 0.929 | 0.789 | 0.846 | 0.105 | 12.548 | 13.853 | 850 | -0.11 | 0.11
6497 | 0.013 | 0.019 | 0.024 | 0.023 | 0.928 | 0.738 | 0.845 | 0.215 | 10.814 | 13.017 | 850 | 0 | 0
6498 | 0 | 0 | 0 | 0 | 0.929 | 0.755 | 0.814 | 0.25 | 12.465 | 12.792 | 850 | 37.83 | -37.83
6499 | 0 | 0 | 0 | 0 | 0.906 | 0.77 | 0.776 | 0.288 | 16.194 | 12.93 | 850 | 62.55 | -62.55
6500 | 0 | 0 | 0 | 0 | 0.84 | 0.778 | 0.721 | 0.294 | 17.475 | 13.081 | 850 | 60.47 | -60.47
6501 | 0 | 0 | 0 | 0 | 0.836 | 0.772 | 0.642 | 0.379 | 16.839 | 12.666 | 850 | 59.57 | -59.57
6502 | 0 | 0 | 0 | 0 | 0.841 | 0.785 | 0.573 | 0.457 | 15.688 | 11.197 | 850 | 33.09 | -33.09
6503 | 0 | 0 | 0 | 0 | 0.804 | 0.827 | 0.524 | 0.457 | 15.185 | 9.46 | 850 | 26.03 | -26.03
6504 | 0 | 0 | 0 | 0 | 0.727 | 0.862 | 0.477 | 0.436 | 15.06 | 9.301 | 850 | 25 | -25
6505 | 0 | 0 | 0 | 0 | 0.671 | 0.861 | 0.436 | 0.432 | 14.814 | 11.668 | 850 | 1.77 | -1.77
6506 | 0 | 0 | 0 | 0 | 0.655 | 0.866 | 0.383 | 0.439 | 14.261 | 13.814 | 850 | 3.03 | -3.03
6507 | 0 | 0 | 0 | 0 | 0.636 | 0.869 | 0.363 | 0.412 | 13.497 | 13.834 | 850 | 3.29 | -3.29
6508 | 0 | 0 | 0 | 0 | 0.614 | 0.826 | 0.36 | 0.396 | 12.826 | 12.456 | 850 | 3.16 | -3.16
6509 | 0 | 0 | 0 | 0 | 0.533 | 0.697 | 0.334 | 0.366 | 12.494 | 11.574 | 850 | 3.27 | -3.27
6510 | 0 | 0.004 | 0 | 0 | 0.453 | 0.546 | 0.285 | 0.323 | 12.722 | 11.488 | 850 | 4.15 | -4.15
6511 | 0.055 | 0.116 | 0.027 | 0.054 | 0.448 | 0.426 | 0.228 | 0.254 | 13.05 | 11.336 | 850 | 11.96 | -11.96
6512 | 0.177 | 0.268 | 0.148 | 0.137 | 0.446 | 0.487 | 0.251 | 0.192 | 12.887 | 11.456 | 850 | 22.28 | -22.28
6513 | 0.277 | 0.441 | 0.366 | 0.2 | 0.515 | 0.56 | 0.298 | 0.292 | 12.662 | 11.739 | 850 | 26.21 | -26.21
6514 | 0.422 | 0.539 | 0.52 | 0.258 | 0.601 | 0.59 | 0.327 | 0.337 | 12.579 | 11.462 | 850 | 18.91 | -18.91
6515 | 0.505 | 0.58 | 0.596 | 0.364 | 0.62 | 0.607 | 0.317 | 0.305 | 12.419 | 11.392 | 850 | 9.75 | -9.75
6516 | 0.522 | 0.446 | 0.628 | 0.346 | 0.632 | 0.617 | 0.308 | 0.328 | 12.274 | 11.469 | 850 | 3.78 | -3.78
6517 | 0.402 | 0.261 | 0.602 | 0.386 | 0.638 | 0.624 | 0.304 | 0.411 | 12.14 | 11.524 | 850 | 0.65 | -0.65
6518 | 0.284 | 0.183 | 0.507 | 0.376 | 0.615 | 0.62 | 0.3 | 0.517 | 12.028 | 11.522 | 850 | 0 | 0
6519 | 0.202 | 0.131 | 0.364 | 0.365 | 0.55 | 0.596 | 0.292 | 0.544 | 11.805 | 11.486 | 850 | 0 | 0
6520 | 0.146 | 0.064 | 0.199 | 0.219 | 0.433 | 0.531 | 0.269 | 0.476 | 11.522 | 11.299 | 850 | 0.06 | -0.06
6521 | 0.057 | 0.014 | 0.038 | 0.043 | 0.39 | 0.452 | 0.229 | 0.413 | 11.295 | 11.086 | 850 | 9.82 | -9.82
6522 | 0 | 0 | 0 | 0 | 0.446 | 0.406 | 0.243 | 0.46 | 11.26 | 10.934 | 850 | 63.23 | -63.23
6523 | 0 | 0 | 0 | 0 | 0.47 | 0.413 | 0.235 | 0.479 | 11.194 | 10.745 | 850 | 80.28 | -80.28
6524 | 0 | 0 | 0 | 0 | 0.454 | 0.42 | 0.196 | 0.472 | 11.139 | 10.591 | 850 | 100.08 | -100.08
6525 | 0 | 0 | 0 | 0 | 0.439 | 0.42 | 0.142 | 0.436 | 11.051 | 10.345 | 850 | 96.31 | -96.31
6526 | 0 | 0 | 0 | 0 | 0.437 | 0.414 | 0.099 | 0.392 | 10.943 | 10.033 | 850 | 80.7 | -80.7
6527 | 0 | 0 | 0 | 0 | 0.436 | 0.399 | 0.084 | 0.335 | 10.87 | 9.692 | 850 | 80.28 | -80.28
6528 | 0 | 0 | 0 | 0 | 0.417 | 0.351 | 0.08 | 0.289 | 10.64 | 9.495 | 850 | 74.73 | -74.73
6529 | 0 | 0 | 0 | 0 | 0.365 | 0.314 | 0.075 | 0.242 | 10.224 | 9.404 | 850 | 60.66 | -60.66
6530 | 0 | 0 | 0 | 0 | 0.312 | 0.326 | 0.072 | 0.2 | 9.804 | 9.264 | 850 | 45.5 | -45.5
6531 | 0 | 0 | 0 | 0 | 0.267 | 0.309 | 0.07 | 0.164 | 9.295 | 9.099 | 850 | 44.16 | -44.16
6532 | 0 | 0 | 0 | 0 | 0.218 | 0.232 | 0.068 | 0.124 | 8.615 | 8.931 | 850 | 43.35 | -43.35
6533 | 0 | 0 | 0 | 0 | 0.179 | 0.175 | 0.071 | 0.072 | 7.841 | 8.693 | 850 | 57.74 | -57.74
6534 | 0 | 0 | 0 | 0.002 | 0.145 | 0.166 | 0.096 | 0.033 | 6.984 | 8.329 | 850 | 73.63 | -73.63
6535 | 0.027 | 0.04 | 0.027 | 0.092 | 0.107 | 0.172 | 0.098 | 0.011 | 6.105 | 7.694 | 850 | 77 | -77
6536 | 0.122 | 0.148 | 0.112 | 0.334 | 0.084 | 0.145 | 0.118 | 0.005 | 5.406 | 6.922 | 850 | 98 | -98
6537 | 0.329 | 0.314 | 0.446 | 0.534 | 0.084 | 0.133 | 0.199 | 0.01 | 5.433 | 6.64 | 850 | 96.88 | -96.88
6538 | 0.554 | 0.567 | 0.591 | 0.636 | 0.067 | 0.126 | 0.265 | 0.015 | 5.902 | 6.294 | 850 | 54.43 | -54.43
6539 | 0.612 | 0.612 | 0.652 | 0.697 | 0.044 | 0.108 | 0.319 | 0.017 | 6.262 | 5.977 | 850 | 1.33 | -1.33
6540 | 0.626 | 0.616 | 0.656 | 0.711 | 0.032 | 0.093 | 0.36 | 0.023 | 6.354 | 5.641 | 850 | 0 | 0
6541 | 0.599 | 0.564 | 0.586 | 0.674 | 0.029 | 0.081 | 0.383 | 0.037 | 6.151 | 5.179 | 850 | -0.01 | 0.01
6542 | 0.523 | 0.48 | 0.468 | 0.588 | 0.043 | 0.067 | 0.38 | 0.064 | 5.885 | 4.544 | 850 | -0.5 | 0.5
6543 | 0.351 | 0.371 | 0.296 | 0.451 | 0.078 | 0.046 | 0.361 | 0.101 | 5.916 | 3.786 | 850 | -0.45 | 0.45
6544 | 0.137 | 0.203 | 0.132 | 0.257 | 0.111 | 0.033 | 0.364 | 0.153 | 6.181 | 3.101 | 850 | 0 | 0
6545 | 0.033 | 0.032 | 0.028 | 0.035 | 0.167 | 0.041 | 0.426 | 0.286 | 6.725 | 2.733 | 850 | 43.24 | -43.24
6546 | 0 | 0 | 0 | 0 | 0.33 | 0.056 | 0.457 | 0.485 | 7.702 | 3.153 | 850 | 94.01 | -94.01
6547 | 0 | 0 | 0 | 0 | 0.508 | 0.091 | 0.46 | 0.596 | 8.807 | 3.876 | 850 | 152.59 | -152.59
6548 | 0 | 0 | 0 | 0 | 0.556 | 0.158 | 0.44 | 0.63 | 9.675 | 4.926 | 850 | 167.32 | -167.32
6549 | 0 | 0 | 0 | 0 | 0.531 | 0.263 | 0.38 | 0.573 | 10.343 | 6.193 | 850 | 109.61 | -109.61
6550 | 0 | 0 | 0 | 0 | 0.512 | 0.383 | 0.261 | 0.541 | 10.917 | 7.327 | 850 | 80.13 | -80.13
6551 | 0 | 0 | 0 | 0 | 0.504 | 0.452 | 0.139 | 0.554 | 11.417 | 8.058 | 850 | 64.3 | -64.3
6552 | 0 | 0 | 0 | 0 | 0.504 | 0.447 | 0.098 | 0.558 | 11.862 | 8.447 | 850 | 37.39 | -37.39
6553 | 0 | 0 | 0 | 0 | 0.51 | 0.417 | 0.122 | 0.518 | 12.095 | 8.691 | 850 | 19 | -19
6554 | 0 | 0 | 0 | 0 | 0.526 | 0.401 | 0.189 | 0.433 | 12.218 | 8.94 | 850 | 11.45 | -11.45
6555 | 0 | 0 | 0 | 0 | 0.541 | 0.392 | 0.28 | 0.343 | 12.393 | 9.274 | 850 | 8.4 | -8.4
6556 | 0 | 0 | 0 | 0 | 0.547 | 0.396 | 0.338 | 0.271 | 12.792 | 9.681 | 850 | 5.53 | -5.53
6557 | 0 | 0 | 0 | 0 | 0.548 | 0.4 | 0.301 | 0.222 | 13.286 | 10.083 | 850 | 5.61 | -5.61
6558 | 0 | 0 | 0 | 0 | 0.552 | 0.375 | 0.274 | 0.164 | 13.543 | 10.406 | 850 | 16.98 | -16.98
6559 | 0.038 | 0.03 | 0.047 | 0.103 | 0.534 | 0.322 | 0.249 | 0.093 | 13.709 | 10.487 | 850 | 45.64 | -45.64
6560 | 0.168 | 0.1 | 0.132 | 0.252 | 0.5 | 0.304 | 0.192 | 0.055 | 13.966 | 10.494 | 850 | 90.42 | -90.42
6561 | 0.34 | 0.21 | 0.141 | 0.319 | 0.682 | 0.525 | 0.177 | 0.024 | 14.693 | 11.032 | 850 | 93.55 | -93.55
6562 | 0.501 | 0.359 | 0.138 | 0.291 | 0.702 | 0.648 | 0.251 | 0.015 | 14.883 | 11.546 | 850 | 68.46 | -68.46
6563 | 0.626 | 0.449 | 0.231 | 0.264 | 0.691 | 0.686 | 0.35 | 0.012 | 15.047 | 11.849 | 850 | 44.41 | -44.41
6564 | 0.658 | 0.456 | 0.38 | 0.224 | 0.674 | 0.703 | 0.492 | 0.018 | 15.376 | 12.2 | 850 | 20.91 | -20.91
6565 | 0.621 | 0.424 | 0.418 | 0.18 | 0.649 | 0.705 | 0.656 | 0.027 | 15.571 | 12.576 | 850 | 9.28 | -9.28
6566 | 0.534 | 0.339 | 0.368 | 0.112 | 0.639 | 0.701 | 0.704 | 0.031 | 15.532 | 12.855 | 850 | 2.06 | -2.06
6567 | 0.342 | 0.266 | 0.245 | 0.086 | 0.633 | 0.686 | 0.59 | 0.035 | 15.448 | 12.971 | 850 | 7.63 | -7.63
6568 | 0.127 | 0.164 | 0.096 | 0.072 | 0.614 | 0.651 | 0.463 | 0.058 | 15.468 | 13.004 | 850 | 21.96 | -21.96
6569 | 0.018 | 0.025 | 0.017 | 0.012 | 0.675 | 0.636 | 0.43 | 0.134 | 15.585 | 13.084 | 850 | 35.13 | -35.13
6570 | 0 | 0 | 0 | 0 | 0.725 | 0.646 | 0.449 | 0.262 | 15.56 | 13.046 | 850 | 64.6 | -64.6
6571 | 0 | 0 | 0 | 0 | 0.729 | 0.636 | 0.44 | 0.34 | 16.017 | 13.049 | 850 | 70.36 | -70.36
6572 | 0 | 0 | 0 | 0 | 0.702 | 0.627 | 0.48 | 0.329 | 16.049 | 13.202 | 850 | 64.24 | -64.24
6573 | 0 | 0 | 0 | 0 | 0.627 | 0.608 | 0.507 | 0.299 | 16.085 | 12.905 | 850 | 42.35 | -42.35
6574 | 0 | 0 | 0 | 0 | 0.564 | 0.587 | 0.467 | 0.266 | 16.358 | 13.225 | 850 | 21.93 | -21.93
6575 | 0 | 0 | 0 | 0 | 0.491 | 0.573 | 0.46 | 0.224 | 16.014 | 13.411 | 850 | 20.01 | -20.01
6576 | 0 | 0 | 0 | 0 | 0.457 | 0.558 | 0.46 | 0.208 | 14.295 | 13.425 | 850 | 9.84 | -9.84
6577 | 0 | 0 | 0 | 0 | 0.473 | 0.556 | 0.495 | 0.191 | 12.838 | 13.341 | 850 | 3.21 | -3.21
6578 | 0 | 0 | 0 | 0 | 0.491 | 0.545 | 0.53 | 0.16 | 11.459 | 13.302 | 850 | 0.07 | -0.07
6579 | 0 | 0 | 0 | 0 | 0.48 | 0.587 | 0.538 | 0.137 | 10.103 | 13.333 | 850 | 0.05 | -0.05
6580 | 0 | 0 | 0 | 0 | 0.432 | 0.594 | 0.542 | 0.138 | 9.434 | 13.542 | 850 | 0.02 | -0.02
6581 | 0 | 0 | 0 | 0 | 0.433 | 0.567 | 0.528 | 0.166 | 8.976 | 13.441 | 850 | 0.09 | -0.09
6582 | 0 | 0 | 0 | 0 | 0.454 | 0.508 | 0.5 | 0.208 | 8.569 | 13.4 | 850 | 6.8 | -6.8
6583 | 0.045 | 0.018 | 0.027 | 0.044 | 0.401 | 0.359 | 0.41 | 0.236 | 8.237 | 13.377 | 850 | 63.96 | -63.96
6584 | 0.136 | 0.054 | 0.156 | 0.15 | 0.265 | 0.26 | 0.282 | 0.209 | 7.865 | 13.812 | 850 | 103.35 | -103.35
6585 | 0.203 | 0.082 | 0.293 | 0.367 | 0.287 | 0.222 | 0.269 | 0.149 | 7.741 | 14.368 | 850 | 114.98 | -114.98
6586 | 0.318 | 0.126 | 0.4 | 0.541 | 0.305 | 0.172 | 0.33 | 0.145 | 7.586 | 14.51 | 850 | 100.41 | -100.41
6587 | 0.38 | 0.209 | 0.466 | 0.596 | 0.285 | 0.112 | 0.352 | 0.164 | 7.564 | 14.405 | 850 | 76.48 | -76.48
6588 | 0.263 | 0.298 | 0.5 | 0.602 | 0.264 | 0.063 | 0.403 | 0.164 | 7.785 | 14.13 | 850 | 68.21 | -68.21
6589 | 0.212 | 0.297 | 0.472 | 0.567 | 0.242 | 0.051 | 0.439 | 0.148 | 8.172 | 13.616 | 850 | 58.6 | -58.6
6590 | 0.132 | 0.274 | 0.404 | 0.49 | 0.199 | 0.056 | 0.392 | 0.121 | 8.615 | 13.077 | 850 | 55.66 | -55.66
6591 | 0.11 | 0.212 | 0.288 | 0.365 | 0.152 | 0.061 | 0.292 | 0.088 | 9.051 | 12.644 | 850 | 56.51 | -56.51
6592 | 0.065 | 0.077 | 0.141 | 0.192 | 0.103 | 0.077 | 0.199 | 0.05 | 9.557 | 12.443 | 850 | 62.18 | -62.18
6593 | 0.008 | 0.002 | 0.021 | 0.028 | 0.091 | 0.113 | 0.15 | 0.025 | 10.319 | 12.446 | 850 | 98.94 | -98.94
6594 | 0 | 0 | 0 | 0 | 0.097 | 0.141 | 0.083 | 0.046 | 11.098 | 12.426 | 850 | 109.58 | -109.58
6595 | 0 | 0 | 0 | 0 | 0.095 | 0.151 | 0.067 | 0.107 | 11.618 | 12.509 | 850 | 133.9 | -133.9
6596 | 0 | 0 | 0 | 0 | 0.086 | 0.154 | 0.089 | 0.164 | 11.971 | 12.54 | 850 | 136.51 | -136.51
6597 | 0 | 0 | 0 | 0 | 0.067 | 0.157 | 0.071 | 0.198 | 12.207 | 12.4 | 850 | 118.54 | -118.54
6598 | 0 | 0 | 0 | 0 | 0.044 | 0.174 | 0.067 | 0.202 | 12.387 | 12.164 | 850 | 92.3 | -92.3
6599 | 0 | 0 | 0 | 0 | 0.027 | 0.19 | 0.066 | 0.175 | 12.466 | 11.904 | 850 | 91.45 | -91.45
6600 | 0 | 0 | 0 | 0 | 0.019 | 0.199 | 0.087 | 0.201 | 12.393 | 11.598 | 850 | 76.24 | -76.24
6601 | 0 | 0 | 0 | 0 | 0.026 | 0.201 | 0.098 | 0.238 | 12.345 | 11.2 | 850 | 85.44 | -85.44
6602 | 0 | 0 | 0 | 0 | 0.055 | 0.205 | 0.13 | 0.214 | 12.322 | 11.014 | 850 | 80.88 | -80.88
6603 | 0 | 0 | 0 | 0 | 0.105 | 0.214 | 0.17 | 0.152 | 12.431 | 11.011 | 850 | 77.09 | -77.09
6604 | 0 | 0 | 0 | 0 | 0.156 | 0.22 | 0.166 | 0.09 | 12.692 | 11.193 | 850 | 74.93 | -74.93
6605 | 0 | 0 | 0 | 0 | 0.215 | 0.217 | 0.161 | 0.063 | 13.189 | 11.145 | 850 | 77.14 | -77.14
6606 | 0 | 0 | 0 | 0 | 0.276 | 0.219 | 0.181 | 0.056 | 13.613 | 11.235 | 850 | 81.1 | -81.1
6607 | 0.008 | 0.039 | 0.011 | 0.021 | 0.328 | 0.215 | 0.193 | 0.148 | 13.709 | 10.888 | 850 | 96.53 | -96.53
6608 | 0.048 | 0.109 | 0.053 | 0.077 | 0.344 | 0.205 | 0.214 | 0.243 | 13.515 | 10.288 | 850 | 118.83 | -118.83
6609 | 0.097 | 0.173 | 0.122 | 0.171 | 0.399 | 0.199 | 0.244 | 0.322 | 13.317 | 10.947 | 850 | 135.7 | -135.7
6610 | 0.145 | 0.231 | 0.227 | 0.173 | 0.457 | 0.19 | 0.281 | 0.413 | 12.972 | 10.732 | 850 | 117.59 | -117.59
6611 | 0.163 | 0.21 | 0.388 | 0.129 | 0.481 | 0.194 | 0.241 | 0.507 | 12.444 | 10.278 | 850 | 103.21 | -103.21
6612 | 0.163 | 0.167 | 0.422 | 0.168 | 0.501 | 0.218 | 0.184 | 0.548 | 11.842 | 9.983 | 850 | 96.52 | -96.52
6613 | 0.157 | 0.141 | 0.421 | 0.158 | 0.504 | 0.243 | 0.134 | 0.576 | 11.485 | 9.866 | 850 | 90.45 | -90.45
6614 | 0.153 | 0.101 | 0.371 | 0.108 | 0.495 | 0.256 | 0.088 | 0.556 | 11.407 | 9.898 | 850 | 86.44 | -86.44
6615 | 0.141 | 0.055 | 0.287 | 0.076 | 0.46 | 0.245 | 0.05 | 0.493 | 11.32 | 9.958 | 850 | 78.87 | -78.87
6616 | 0.09 | 0.021 | 0.123 | 0.032 | 0.383 | 0.198 | 0.03 | 0.357 | 11.093 | 9.851 | 850 | 82.07 | -82.07
6617 | 0.017 | 0 | 0.018 | 0.004 | 0.381 | 0.249 | 0.027 | 0.383 | 10.886 | 9.832 | 850 | 81.51 | -81.51
6618 | 0 | 0 | 0 | 0 | 0.472 | 0.378 | 0.042 | 0.426 | 10.784 | 10.079 | 850 | 100.1 | -100.1
6619 | 0 | 0 | 0 | 0 | 0.503 | 0.413 | 0.077 | 0.396 | 10.766 | 10.217 | 850 | 117.01 | -117.01
6620 | 0 | 0 | 0 | 0 | 0.481 | 0.385 | 0.117 | 0.346 | 10.724 | 10.225 | 850 | 130.07 | -130.07
6621 | 0 | 0 | 0 | 0 | 0.436 | 0.377 | 0.148 | 0.262 | 10.584 | 10.195 | 850 | 114.37 | -114.37
6622 | 0 | 0 | 0 | 0 | 0.391 | 0.328 | 0.175 | 0.173 | 10.413 | 10.141 | 850 | 96.54 | -96.54
6623 | 0 | 0 | 0 | 0 | 0.373 | 0.335 | 0.194 | 0.114 | 10.127 | 10.136 | 850 | 93.3 | -93.3
6624 | 0 | 0 | 0 | 0 | 0.339 | 0.375 | 0.211 | 0.07 | 9.837 | 10.086 | 850 | 85 | -85
6625 | 0 | 0 | 0 | 0 | 0.286 | 0.38 | 0.244 | 0.041 | 9.609 | 10.061 | 850 | 67.33 | -67.33
6626 | 0 | 0 | 0 | 0 | 0.245 | 0.396 | 0.284 | 0.023 | 9.503 | 10.131 | 850 | 65.86 | -65.86
6627 | 0 | 0 | 0 | 0 | 0.216 | 0.389 | 0.304 | 0.016 | 9.527 | 10.326 | 850 | 65.14 | -65.14
6628 | 0 | 0 | 0 | 0 | 0.257 | 0.363 | 0.271 | 0.017 | 9.662 | 10.556 | 850 | 64.18 | -64.18
6629 | 0 | 0 | 0 | 0 | 0.254 | 0.363 | 0.237 | 0.022 | 9.901 | 10.716 | 850 | 63.98 | -63.98
6630 | 0 | 0 | 0 | 0 | 0.225 | 0.344 | 0.189 | 0.029 | 10.144 | 10.806 | 850 | 64.4 | -64.4
6631 | 0.028 | 0.056 | 0.02 | 0.031 | 0.214 | 0.28 | 0.151 | 0.045 | 10.346 | 10.56 | 850 | 65.43 | -65.43
6632 | 0.197 | 0.186 | 0.092 | 0.124 | 0.214 | 0.28 | 0.194 | 0.069 | 10.24 | 10.411 | 850 | 73.37 | -73.37
6633 | 0.4 | 0.357 | 0.178 | 0.263 | 0.263 | 0.308 | 0.281 | 0.095 | 10.507 | 10.6 | 850 | 76.67 | -76.67
6634 | 0.533 | 0.409 | 0.211 | 0.388 | 0.302 | 0.313 | 0.385 | 0.114 | 10.522 | 10.281 | 850 | 72.9 | -72.9
6635 | 0.613 | 0.46 | 0.249 | 0.453 | 0.288 | 0.322 | 0.421 | 0.115 | 10.256 | 9.828 | 850 | 69.28 | -69.28
6636 | 0.637 | 0.425 | 0.267 | 0.35 | 0.269 | 0.354 | 0.433 | 0.133 | 9.872 | 9.572 | 850 | 63.04 | -63.04
6637 | 0.609 | 0.32 | 0.307 | 0.198 | 0.274 | 0.401 | 0.44 | 0.171 | 9.546 | 9.416 | 850 | 47.09 | -47.09
6638 | 0.527 | 0.206 | 0.289 | 0.116 | 0.296 | 0.44 | 0.433 | 0.199 | 9.362 | 9.333 | 850 | 33.98 | -33.98
6639 | 0.36 | 0.093 | 0.199 | 0.083 | 0.328 | 0.452 | 0.405 | 0.194 | 9.3 | 9.261 | 850 | 39.14 | -39.14
6640 | 0.109 | 0.034 | 0.071 | 0.042 | 0.335 | 0.424 | 0.366 | 0.224 | 9.299 | 9.122 | 850 | 51.36 | -51.36
6641 | 0.019 | 0 | 0.012 | 0.001 | 0.389 | 0.483 | 0.397 | 0.316 | 9.407 | 9.174 | 850 | 66.04 | -66.04
6642 | 0 | 0 | 0 | 0 | 0.447 | 0.524 | 0.46 | 0.357 | 9.491 | 9.488 | 850 | 89.7 | -89.7
6643 | 0 | 0 | 0 | 0 | 0.439 | 0.52 | 0.484 | 0.352 | 9.313 | 9.511 | 850 | 110.07 | -110.07
6644 | 0 | 0 | 0 | 0 | 0.409 | 0.454 | 0.479 | 0.322 | 8.899 | 9.187 | 850 | 115.32 | -115.32
6645 | 0 | 0 | 0 | 0 | 0.356 | 0.442 | 0.487 | 0.308 | 8.347 | 8.844 | 850 | 108.28 | -108.28
6646 | 0 | 0 | 0 | 0 | 0.329 | 0.404 | 0.475 | 0.291 | 7.86 | 8.67 | 850 | 98.76 | -98.76
6647 | 0 | 0 | 0 | 0 | 0.327 | 0.409 | 0.413 | 0.271 | 7.508 | 8.535 | 850 | 90.96 | -90.96
6648 | 0 | 0 | 0 | 0 | 0.318 | 0.423 | 0.351 | 0.245 | 7.267 | 8.386 | 850 | 81.46 | -81.46
6649 | 0 | 0 | 0 | 0 | 0.293 | 0.42 | 0.295 | 0.206 | 7.147 | 8.309 | 850 | 73.9 | -73.9
6650 | 0 | 0 | 0 | 0 | 0.277 | 0.432 | 0.277 | 0.222 | 7.096 | 8.309 | 850 | 72.52 | -72.52
6651 | 0 | 0 | 0 | 0 | 0.271 | 0.417 | 0.285 | 0.243 | 7.034 | 8.269 | 850 | 72.1 | -72.1
6652 | 0 | 0 | 0 | 0 | 0.254 | 0.39 | 0.306 | 0.248 | 6.899 | 8.201 | 850 | 72 | -72
6653 | 0 | 0 | 0 | 0 | 0.23 | 0.385 | 0.338 | 0.254 | 6.718 | 8.127 | 850 | 72.33 | -72.33
6654 | 0 | 0 | 0 | 0 | 0.21 | 0.374 | 0.361 | 0.251 | 6.447 | 8.115 | 850 | 77.1 | -77.1
6655 | 0.021 | 0.047 | 0.019 | 0.011 | 0.162 | 0.341 | 0.359 | 0.23 | 6.111 | 7.978 | 850 | 103 | -103
6656 | 0.133 | 0.172 | 0.074 | 0.094 | 0.091 | 0.323 | 0.36 | 0.227 | 5.562 | 7.442 | 850 | 126.54 | -126.54
6657 | 0.414 | 0.337 | 0.176 | 0.214 | 0.098 | 0.396 | 0.444 | 0.26 | 5.214 | 7.581 | 850 | 141.42 | -141.42
6658 | 0.568 | 0.543 | 0.258 | 0.244 | 0.141 | 0.424 | 0.446 | 0.269 | 4.999 | 7.299 | 850 | 116.27 | -116.27
6659 | 0.636 | 0.582 | 0.372 | 0.205 | 0.139 | 0.402 | 0.428 | 0.278 | 4.779 | 7.016 | 850 | 100.09 | -100.09
6660 | 0.658 | 0.493 | 0.38 | 0.181 | 0.131 | 0.387 | 0.415 | 0.265 | 4.628 | 6.828 | 850 | 85 | -85
6661 | 0.629 | 0.446 | 0.34 | 0.162 | 0.129 | 0.406 | 0.409 | 0.245 | 4.513 | 6.624 | 850 | 75.07 | -75.07
6662 | 0.552 | 0.394 | 0.248 | 0.112 | 0.133 | 0.431 | 0.407 | 0.228 | 4.47 | 6.395 | 850 | 73.49 | -73.49
6663 | 0.426 | 0.212 | 0.144 | 0.08 | 0.143 | 0.434 | 0.373 | 0.211 | 4.518 | 6.183 | 850 | 75.82 | -75.82
6664 | 0.249 | 0.069 | 0.068 | 0.05 | 0.151 | 0.403 | 0.317 | 0.176 | 4.632 | 6.02 | 850 | 79.07 | -79.07
6665 | 0.061 | 0 | 0.01 | 0.001 | 0.185 | 0.443 | 0.328 | 0.217 | 4.823 | 6.08 | 850 | 89.8 | -89.8
6666 | 0 | 0 | 0 | 0 | 0.221 | 0.483 | 0.337 | 0.26 | 4.904 | 6.004 | 850 | 107.1 | -107.1
6667 | 0 | 0 | 0 | 0 | 0.245 | 0.449 | 0.292 | 0.249 | 4.829 | 5.736 | 850 | 131.97 | -131.97
6668 | 0 | 0 | 0 | 0 | 0.252 | 0.41 | 0.279 | 0.217 | 4.638 | 5.415 | 850 | 149.02 | -149.02
6669 | 0 | 0 | 0 | 0 | 0.244 | 0.372 | 0.282 | 0.191 | 4.351 | 5.073 | 850 | 123.7 | -123.7
6670 | 0 | 0 | 0 | 0 | 0.23 | 0.347 | 0.251 | 0.172 | 4.065 | 4.721 | 850 | 99.9 | -99.9
6671 | 0 | 0 | 0 | 0 | 0.208 | 0.327 | 0.214 | 0.156 | 3.838 | 4.376 | 850 | 99.9 | -99.9
6672 | 0 | 0 | 0 | 0 | 0.175 | 0.294 | 0.196 | 0.149 | 3.733 | 4.02 | 850 | 90 | -90
6673 | 0 | 0 | 0 | 0 | 0.143 | 0.237 | 0.189 | 0.151 | 3.79 | 3.653 | 850 | 93.1 | -93.1
6674 | 0 | 0 | 0 | 0 | 0.115 | 0.199 | 0.164 | 0.141 | 3.946 | 3.349 | 850 | 84.64 | -84.64
6675 | 0 | 0 | 0 | 0 | 0.09 | 0.165 | 0.137 | 0.126 | 4.098 | 3.157 | 850 | 81.4 | -81.4
6676 | 0 | 0 | 0 | 0 | 0.058 | 0.148 | 0.118 | 0.114 | 4.161 | 3.117 | 850 | 75.54 | -75.54
6677 | 0 | 0 | 0 | 0 | 0.035 | 0.141 | 0.111 | 0.112 | 4.147 | 3.184 | 850 | 75.72 | -75.72
6678 | 0 | 0 | 0 | 0 | 0.025 | 0.138 | 0.105 | 0.114 | 4.107 | 3.32 | 850 | 79.82 | -79.82
6679 | 0.008 | 0.033 | 0.02 | 0.023 | 0.021 | 0.114 | 0.082 | 0.077 | 4.294 | 3.442 | 850 | 86.2 | -86.2
6680 | 0.059 | 0.175 | 0.085 | 0.063 | 0.019 | 0.12 | 0.078 | 0.046 | 4.361 | 3.425 | 850 | 100.4 | -100.4
6681 | 0.164 | 0.278 | 0.177 | 0.094 | 0.021 | 0.175 | 0.087 | 0.04 | 4.857 | 3.639 | 850 | 110.62 | -110.62
6682 | 0.431 | 0.341 | 0.332 | 0.138 | 0.049 | 0.209 | 0.088 | 0.037 | 5.374 | 3.698 | 850 | 103 | -103
6683 | 0.632 | 0.395 | 0.548 | 0.237 | 0.068 | 0.183 | 0.084 | 0.032 | 5.889 | 3.543 | 850 | 82.42 | -82.42
6684 | 0.653 | 0.351 | 0.527 | 0.372 | 0.074 | 0.156 | 0.079 | 0.026 | 6.017 | 3.362 | 850 | 68.27 | -68.27
6685 | 0.628 | 0.335 | 0.374 | 0.378 | 0.077 | 0.136 | 0.083 | 0.023 | 5.846 | 3.207 | 850 | 51.44 | -51.44
6686 | 0.551 | 0.306 | 0.276 | 0.291 | 0.08 | 0.127 | 0.098 | 0.022 | 5.636 | 3.164 | 850 | 38.88 | -38.88
6687 | 0.422 | 0.233 | 0.171 | 0.228 | 0.089 | 0.125 | 0.117 | 0.023 | 5.577 | 3.289 | 850 | 43.49 | -43.49
6688 | 0.243 | 0.085 | 0.071 | 0.062 | 0.107 | 0.128 | 0.132 | 0.026 | 5.717 | 3.643 | 850 | 62.92 | -62.92
6689 | 0.053 | 0.002 | 0.017 | 0.001 | 0.156 | 0.157 | 0.172 | 0.035 | 6.186 | 4.178 | 850 | 77.12 | -77.12
6690 | 0 | 0 | 0 | 0 | 0.233 | 0.187 | 0.252 | 0.045 | 6.782 | 4.698 | 850 | 99.48 | -99.48
6691 | 0 | 0 | 0 | 0 | 0.306 | 0.19 | 0.297 | 0.05 | 7.331 | 5.22 | 850 | 148.65 | -148.65
6692 | 0 | 0 | 0 | 0 | 0.354 | 0.172 | 0.32 | 0.048 | 7.835 | 5.665 | 850 | 143.28 | -143.28
6693 | 0 | 0 | 0 | 0 | 0.387 | 0.135 | 0.329 | 0.045 | 8.326 | 5.981 | 850 | 107.23 | -107.23
6694 | 0 | 0 | 0 | 0 | 0.411 | 0.095 | 0.294 | 0.048 | 8.641 | 6.215 | 850 | 96.56 | -96.56
6695 | 0 | 0 | 0 | 0 | 0.407 | 0.061 | 0.249 | 0.054 | 8.65 | 6.323 | 850 | 85.23 | -85.23
6696 | 0 | 0 | 0 | 0 | 0.373 | 0.036 | 0.2 | 0.062 | 8.532 | 6.157 | 850 | 67 | -67
6697 | 0 | 0 | 0 | 0 | 0.332 | 0.021 | 0.163 | 0.073 | 8.403 | 5.747 | 850 | 67.04 | -67.04
6698 | 0 | 0 | 0 | 0 | 0.287 | 0.014 | 0.132 | 0.087 | 8.363 | 5.224 | 850 | 63.97 | -63.97
6699 | 0 | 0 | 0 | 0 | 0.257 | 0.016 | 0.116 | 0.11 | 8.364 | 4.749 | 850 | 62.83 | -62.83
6700 | 0 | 0 | 0 | 0 | 0.253 | 0.026 | 0.095 | 0.143 | 8.456 | 4.568 | 850 | 63.35 | -63.35
6701 | 0 | 0 | 0 | 0 | 0.273 | 0.046 | 0.074 | 0.152 | 8.616 | 4.715 | 850 | 62.71 | -62.71
6702 | 0 | 0 | 0 | 0 | 0.31 | 0.074 | 0.057 | 0.131 | 8.631 | 5.093 | 850 | 63.97 | -63.97
6703 | 0.044 | 0.11 | 0.01 | 0.024 | 0.282 | 0.094 | 0.045 | 0.099 | 8.448 | 5.464 | 850 | 63.41 | -63.41
6704 | 0.201 | 0.288 | 0.06 | 0.117 | 0.145 | 0.064 | 0.049 | 0.094 | 8.36 | 5.818 | 850 | 72.81 | -72.81
6705 | 0.446 | 0.475 | 0.193 | 0.339 | 0.149 | 0.101 | 0.044 | 0.116 | 8.412 | 6.556 | 850 | 77.2 | -77.2
6706 | 0.571 | 0.566 | 0.409 | 0.5 | 0.272 | 0.113 | 0.049 | 0.107 | 8.575 | 7.375 | 850 | 66.06 | -66.06
6707 | 0.638 | 0.586 | 0.465 | 0.648 | 0.322 | 0.113 | 0.05 | 0.087 | 9.117 | 7.424 | 850 | 35.28 | -35.28
6708 | 0.656 | 0.567 | 0.354 | 0.674 | 0.338 | 0.111 | 0.059 | 0.07 | 9.488 | 7.151 | 850 | 16.68 | -16.68
6709 | 0.621 | 0.515 | 0.237 | 0.642 | 0.343 | 0.108 | 0.071 | 0.055 | 9.784 | 6.737 | 850 | 5.25 | -5.25
6710 | 0.538 | 0.386 | 0.202 | 0.554 | 0.348 | 0.107 | 0.073 | 0.053 | 10.055 | 6.313 | 850 | -0.01 | 0.01
6711 | 0.381 | 0.291 | 0.196 | 0.398 | 0.357 | 0.109 | 0.072 | 0.057 | 10.282 | 6.029 | 850 | -0.01 | 0.01
6712 | 0.17 | 0.14 | 0.156 | 0.173 | 0.335 | 0.127 | 0.064 | 0.083 | 10.352 | 6.197 | 850 | 0.2 | -0.2
6713 | 0.019 | 0.007 | 0.04 | 0.01 | 0.411 | 0.218 | 0.087 | 0.147 | 10.37 | 7.197 | 850 | 59.6 | -59.6
6714 | 0 | 0 | 0 | 0 | 0.551 | 0.356 | 0.145 | 0.214 | 10.827 | 8.396 | 850 | 90.94 | -90.94
6715 | 0 | 0 | 0 | 0 | 0.555 | 0.421 | 0.227 | 0.27 | 11.189 | 9.162 | 850 | 106.3 | -106.3
6716 | 0 | 0 | 0 | 0 | 0.515 | 0.436 | 0.325 | 0.304 | 11.389 | 9.509 | 850 | 97.22 | -97.22
6717 | 0 | 0 | 0 | 0 | 0.498 | 0.435 | 0.386 | 0.297 | 11.459 | 9.615 | 850 | 72.98 | -72.98
6718 | 0 | 0 | 0 | 0 | 0.514 | 0.43 | 0.419 | 0.258 | 11.438 | 9.596 | 850 | 59.37 | -59.37
6719 | 0 | 0 | 0 | 0 | 0.521 | 0.439 | 0.424 | 0.204 | 11.259 | 9.586 | 850 | 58.69 | -58.69
6720 | 0 | 0 | 0 | 0 | 0.525 | 0.44 | 0.424 | 0.175 | 11.067 | 9.584 | 850 | 51.71 | -51.71
6721 | 0 | 0 | 0 | 0 | 0.508 | 0.423 | 0.444 | 0.177 | 10.838 | 9.655 | 850 | 34.58 | -34.58
6722 | 0 | 0 | 0 | 0 | 0.443 | 0.391 | 0.443 | 0.189 | 10.565 | 9.795 | 850 | 35.34 | -35.34
6723 | 0 | 0 | 0 | 0 | 0.416 | 0.328 | 0.38 | 0.214 | 10.279 | 9.933 | 850 | 33.25 | -33.25
6724 | 0 | 0 | 0 | 0 | 0.391 | 0.264 | 0.329 | 0.218 | 10.215 | 9.933 | 850 | 30.15 | -30.15
6725 | 0 | 0 | 0 | 0 | 0.359 | 0.229 | 0.325 | 0.148 | 10.226 | 9.906 | 850 | 36.09 | -36.09
6726 | 0 | 0 | 0 | 0 | 0.374 | 0.236 | 0.251 | 0.113 | 10.326 | 10.073 | 850 | 46.73 | -46.73
6727 | 0.017 | 0.033 | 0.015 | 0.042 | 0.468 | 0.215 | 0.197 | 0.101 | 10.625 | 9.974 | 850 | 67.59 | -67.59
6728 | 0.136 | 0.18 | 0.098 | 0.092 | 0.433 | 0.228 | 0.136 | 0.049 | 10.916 | 10.123 | 850 | 100.92 | -100.92
6729 | 0.273 | 0.436 | 0.102 | 0.11 | 0.433 | 0.251 | 0.112 | 0.044 | 11.019 | 10.248 | 850 | 108.32 | -108.32
6730 | 0.475 | 0.432 | 0.124 | 0.271 | 0.532 | 0.265 | 0.128 | 0.069 | 11.312 | 10.242 | 850 | 91.86 | -91.86
6731 | 0.595 | 0.361 | 0.204 | 0.384 | 0.567 | 0.271 | 0.217 | 0.075 | 11.924 | 9.948 | 850 | 66.09 | -66.09
6732 | 0.625 | 0.415 | 0.231 | 0.262 | 0.512 | 0.257 | 0.292 | 0.06 | 11.929 | 9.526 | 850 | 60.22 | -60.22
6733 | 0.598 | 0.341 | 0.215 | 0.133 | 0.444 | 0.254 | 0.298 | 0.031 | 11.269 | 9.027 | 850 | 54.11 | -54.11
6734 | 0.523 | 0.231 | 0.214 | 0.105 | 0.342 | 0.253 | 0.204 | 0.019 | 10.161 | 8.43 | 850 | 43.29 | -43.29
6735 | 0.396 | 0.142 | 0.22 | 0.108 | 0.207 | 0.227 | 0.12 | 0.019 | 8.816 | 7.772 | 850 | 55 | -55
6736 | 0.218 | 0.085 | 0.133 | 0.112 | 0.125 | 0.186 | 0.083 | 0.031 | 7.673 | 7.518 | 850 | 67.01 | -67.01
6737 | 0.016 | 0 | 0.008 | 0.009 | 0.082 | 0.227 | 0.178 | 0.198 | 7.222 | 8.037 | 850 | 97.9 | -97.9
6738 | 0 | 0 | 0 | 0 | 0.067 | 0.29 | 0.208 | 0.497 | 7.466 | 8.245 | 850 | 120.71 | -120.71
6739 | 0 | 0 | 0 | 0 | 0.091 | 0.306 | 0.158 | 0.598 | 7.583 | 7.975 | 850 | 237.65 | -237.65
6740 | 0 | 0 | 0 | 0 | 0.236 | 0.304 | 0.141 | 0.537 | 7.16 | 7.189 | 850 | 229.53 | -229.53
6741 | 0 | 0 | 0 | 0 | 0.458 | 0.37 | 0.268 | 0.5 | 7.654 | 6.265 | 850 | 121.98 | -121.98
6742 | 0 | 0 | 0 | 0 | 0.497 | 0.318 | 0.345 | 0.472 | 8.364 | 6.502 | 850 | 99.93 | -99.93
6743 | 0 | 0 | 0 | 0 | 0.44 | 0.29 | 0.344 | 0.43 | 8.609 | 6.919 | 850 | 91.91 | -91.91
6744 | 0 | 0 | 0 | 0 | 0.425 | 0.262 | 0.407 | 0.443 | 8.603 | 6.981 | 850 | 79.12 | -79.12
6745 | 0 | 0 | 0 | 0 | 0.41 | 0.254 | 0.44 | 0.392 | 9.003 | 6.69 | 850 | 72.33 | -72.33
6746 | 0 | 0 | 0 | 0 | 0.391 | 0.285 | 0.537 | 0.334 | 9.579 | 6.99 | 850 | 67.07 | -67.07
6747 | 0 | 0 | 0 | 0 | 0.409 | 0.301 | 0.528 | 0.28 | 9.909 | 7.802 | 850 | 63.99 | -63.99
6748 | 0 | 0 | 0 | 0 | 0.44 | 0.32 | 0.459 | 0.257 | 10.282 | 8.626 | 850 | 59.67 | -59.67
6749 | 0 | 0 | 0 | 0 | 0.512 | 0.368 | 0.305 | 0.249 | 10.816 | 9.084 | 850 | 59.69 | -59.69
6750 | 0 | 0 | 0 | 0 | 0.58 | 0.415 | 0.218 | 0.206 | 10.966 | 9.721 | 850 | 67.43 | -67.43
6751 | 0.005 | 0.011 | 0.002 | 0.058 | 0.537 | 0.383 | 0.145 | 0.178 | 10.152 | 10.497 | 850 | 85.97 | -85.97
6752 | 0.036 | 0.039 | 0.024 | 0.212 | 0.425 | 0.318 | 0.063 | 0.109 | 9.43 | 10.582 | 850 | 110.37 | -110.37
6753 | 0.085 | 0.088 | 0.064 | 0.423 | 0.383 | 0.288 | 0.026 | 0.089 | 9.28 | 9.866 | 850 | 106.24 | -106.24
6754 | 0.155 | 0.176 | 0.105 | 0.544 | 0.403 | 0.298 | 0.031 | 0.09 | 9.2 | 9.432 | 850 | 85 | -85
6755 | 0.181 | 0.335 | 0.059 | 0.574 | 0.38 | 0.294 | 0.064 | 0.117 | 9.566 | 9.183 | 850 | 80.33 | -80.33
6756 | 0.209 | 0.493 | 0.06 | 0.441 | 0.351 | 0.271 | 0.131 | 0.137 | 10.131 | 9.007 | 850 | 80.5 | -80.5
6757 | 0.163 | 0.468 | 0.057 | 0.143 | 0.296 | 0.187 | 0.174 | 0.14 | 10.21 | 8.854 | 850 | 76 | -76
6758 | 0.087 | 0.179 | 0.049 | 0.104 | 0.26 | 0.126 | 0.165 | 0.188 | 9.858 | 8.172 | 850 | 82.53 | -82.53
6759 | 0.047 | 0.034 | 0.039 | 0.145 | 0.265 | 0.099 | 0.15 | 0.189 | 9.304 | 7.438 | 850 | 88.39 | -88.39
6760 | 0.015 | 0.006 | 0.025 | 0.044 | 0.321 | 0.09 | 0.149 | 0.137 | 9.123 | 7.343 | 850 | 90.08 | -90.08
6761 | 0 | 0 | 0 | 0 | 0.4 | 0.11 | 0.114 | 0.067 | 8.857 | 8.021 | 850 | 101.19 | -101.19
6762 | 0 | 0 | 0 | 0 | 0.46 | 0.104 | 0.132 | 0.026 | 8.693 | 8.242 | 850 | 126.34 | -126.34
6763 | 0 | 0 | 0 | 0 | 0.464 | 0.076 | 0.192 | 0.007 | 8.646 | 7.791 | 850 | 156.77 | -156.77
6764 | 0 | 0 | 0 | 0 | 0.472 | 0.08 | 0.327 | 0.15 | 8.541 | 7.266 | 850 | 168.2 | -168.2
6765 | 0 | 0 | 0 | 0 | 0.46 | 0.095 | 0.409 | 0.47 | 8.78 | 6.741 | 850 | 114.41 | -114.41
6766 | 0 | 0 | 0 | 0 | 0.457 | 0.136 | 0.406 | 0.639 | 8.74 | 6.82 | 850 | 94.9 | -94.9
6767 | 0 | 0 | 0 | 0 | 0.462 | 0.187 | 0.37 | 0.616 | 8.485 | 6.944 | 850 | 86.6 | -86.6
6768 | 0 | 0 | 0 | 0 | 0.467 | 0.214 | 0.342 | 0.51 | 8.475 | 7.286 | 850 | 67.6 | -67.6
6769 | 0 | 0 | 0 | 0 | 0.483 | 0.223 | 0.349 | 0.338 | 8.651 | 7.754 | 850 | 61.93 | -61.93
6770 | 0 | 0 | 0 | 0 | 0.506 | 0.216 | 0.347 | 0.236 | 9.044 | 7.94 | 850 | 60 | -60
6771 | 0 | 0 | 0 | 0 | 0.518 | 0.205 | 0.322 | 0.274 | 9.515 | 8.145 | 850 | 57.48 | -57.48
6772 | 0 | 0 | 0 | 0 | 0.531 | 0.206 | 0.277 | 0.326 | 10.053 | 8.09 | 850 | 54.32 | -54.32
6773 | 0 | 0 | 0 | 0 | 0.552 | 0.271 | 0.256 | 0.319 | 10.437 | 7.955 | 850 | 57.32 | -57.32
6774 | 0 | 0 | 0 | 0 | 0.497 | 0.319 | 0.31 | 0.304 | 10.712 | 8.003 | 850 | 63.87 | -63.87
6775 | 0.028 | 0.026 | 0.021 | 0.043 | 0.471 | 0.314 | 0.376 | 0.26 | 11.071 | 8.106 | 850 | 86.7 | -86.7
6776 | 0.214 | 0.227 | 0.122 | 0.225 | 0.383 | 0.245 | 0.283 | 0.135 | 10.841 | 7.846 | 850 | 111.19 | -111.19
6777 | 0.393 | 0.431 | 0.239 | 0.478 | 0.488 | 0.295 | 0.178 | 0.113 | 10.933 | 7.751 | 850 | 110.98 | -110.98
6778 | 0.509 | 0.502 | 0.359 | 0.59 | 0.62 | 0.403 | 0.254 | 0.209 | 11.164 | 8.169 | 850 | 87 | -87
6779 | 0.561 | 0.582 | 0.335 | 0.644 | 0.608 | 0.453 | 0.412 | 0.281 | 10.936 | 8.595 | 850 | 72.09 | -72.09
6780 | 0.251 | 0.436 | 0.403 | 0.646 | 0.587 | 0.491 | 0.498 | 0.352 | 10.763 | 8.998 | 850 | 59.9 | -59.9
6781 | 0.111 | 0.266 | 0.222 | 0.582 | 0.528 | 0.499 | 0.504 | 0.403 | 10.603 | 9.295 | 850 | 59.8 | -59.8
6782 | 0.081 | 0.134 | 0.166 | 0.488 | 0.448 | 0.48 | 0.459 | 0.408 | 9.96 | 9.235 | 850 | 59.85 | -59.85
6783 | 0.05 | 0.046 | 0.133 | 0.284 | 0.448 | 0.377 | 0.443 | 0.369 | 9.406 | 8.766 | 850 | 67.63 | -67.63
6784 | 0.014 | 0.009 | 0.03 | 0.095 | 0.494 | 0.424 | 0.484 | 0.44 | 9.015 | 9.033 | 850 | 77.17 | -77.17
6785 | 0 | 0 | 0 | 0 | 0.476 | 0.59 | 0.639 | 0.574 | 8.638 | 9.66 | 850 | 95 | -95
6786 | 0 | 0 | 0 | 0 | 0.373 | 0.682 | 0.71 | 0.669 | 8.128 | 10 | 850 | 117.45 | -117.45
6787 | 0 | 0 | 0 | 0 | 0.322 | 0.7 | 0.705 | 0.689 | 7.517 | 9.624 | 850 | 122.53 | -122.53
6788 | 0 | 0 | 0 | 0 | 0.313 | 0.706 | 0.708 | 0.683 | 6.727 | 9.043 | 850 | 127.12 | -127.12
6789 | 0 | 0 | 0 | 0 | 0.234 | 0.674 | 0.724 | 0.648 | 5.773 | 9.219 | 850 | 111.05 | -111.05
6790 | 0 | 0 | 0 | 0 | 0.176 | 0.665 | 0.789 | 0.633 | 4.911 | 9.493 | 850 | 95.8 | -95.8
6791 | 0 | 0 | 0 | 0 | 0.116 | 0.646 | 0.851 | 0.643 | 4.149 | 9.459 | 850 | 95.1 | -95.1
6792 | 0 | 0 | 0 | 0 | 0.038 | 0.613 | 0.844 | 0.6 | 4.228 | 9.302 | 850 | 82.34 | -82.34
6793 | 0 | 0 | 0 | 0 | 0.013 | 0.567 | 0.899 | 0.457 | 5.556 | 8.812 | 850 | 61.19 | -61.19
6794 | 0 | 0 | 0 | 0 | 0.034 | 0.597 | 0.943 | 0.386 | 7.573 | 8.411 | 850 | 46.89 | -46.89
6795 | 0 | 0 | 0 | 0 | 0.039 | 0.758 | 0.96 | 0.313 | 8.936 | 8.433 | 850 | 37.75 | -37.75
6796 | 0 | 0 | 0 | 0 | 0.188 | 0.77 | 0.962 | 0.414 | 9.304 | 8.257 | 850 | 32 | -32
6797 | 0 | 0 | 0 | 0 | 0.544 | 0.839 | 0.94 | 0.561 | 9.747 | 7.589 | 850 | 29.64 | -29.64
6798 | 0 | 0 | 0 | 0 | 0.746 | 0.86 | 0.855 | 0.601 | 10.602 | 6.321 | 850 | 39.6 | -39.6
6799 | 0.003 | 0.022 | 0.018 | 0.052 | 0.69 | 0.879 | 0.757 | 0.601 | 11.771 | 5.778 | 850 | 62.1 | -62.1
6800 | 0.06 | 0.139 | 0.094 | 0.132 | 0.617 | 0.918 | 0.686 | 0.739 | 13.024 | 6.412 | 850 | 84.9 | -84.9
6801 | 0.174 | 0.264 | 0.222 | 0.14 | 0.671 | 0.936 | 0.691 | 0.824 | 14.006 | 9.482 | 850 | 80.46 | -80.46
6802 | 0.294 | 0.287 | 0.385 | 0.132 | 0.739 | 0.945 | 0.655 | 0.737 | 15.016 | 12.784 | 850 | 67.5 | -67.5
6803 | 0.355 | 0.465 | 0.493 | 0.101 | 0.777 | 0.942 | 0.646 | 0.592 | 15.447 | 13.421 | 850 | 52.01 | -52.01
6804 | 0.253 | 0.531 | 0.585 | 0.096 | 0.815 | 0.901 | 0.642 | 0.405 | 15.255 | 13.23 | 850 | 38.93 | -38.93
6805 | 0.238 | 0.447 | 0.559 | 0.102 | 0.828 | 0.831 | 0.639 | 0.304 | 14.91 | 13.436 | 850 | 21.89 | -21.89
6806 | 0.204 | 0.297 | 0.44 | 0.177 | 0.782 | 0.766 | 0.622 | 0.319 | 14.511 | 13.513 | 850 | 15.94 | -15.94
6807 | 0.138 | 0.112 | 0.298 | 0.276 | 0.675 | 0.612 | 0.546 | 0.28 | 14.027 | 13.635 | 850 | 20.01 | -20.01
6808 | 0.057 | 0.038 | 0.124 | 0.11 | 0.592 | 0.564 | 0.423 | 0.299 | 13.377 | 13.672 | 850 | 38.37 | -38.37
6809 | 0.002 | 0 | 0.007 | 0.005 | 0.564 | 0.655 | 0.428 | 0.399 | 12.793 | 13.843 | 850 | 58.5 | -58.5
6810 | 0 | 0 | 0 | 0 | 0.532 | 0.686 | 0.424 | 0.482 | 12.442 | 14.088 | 850 | 85.82 | -85.82
6811 | 0 | 0 | 0 | 0 | 0.487 | 0.582 | 0.38 | 0.508 | 12.395 | 13.956 | 850 | 96.07 | -96.07
6812 | 0 | 0 | 0 | 0 | 0.457 | 0.42 | 0.359 | 0.493 | 12.352 | 13.205 | 850 | 119.32 | -119.32
6813 | 0 | 0 | 0 | 0 | 0.406 | 0.393 | 0.349 | 0.467 | 12.169 | 12.68 | 850 | 101.19 | -101.19
6814 | 0 | 0 | 0 | 0 | 0.377 | 0.398 | 0.325 | 0.404 | 11.916 | 12.364 | 850 | 90.41 | -90.41
6815 | 0 | 0 | 0 | 0 | 0.38 | 0.371 | 0.309 | 0.392 | 11.726 | 12.108 | 850 | 83.16 | -83.16
6816 | 0 | 0 | 0 | 0 | 0.348 | 0.347 | 0.304 | 0.391 | 11.577 | 11.784 | 850 | 69.93 | -69.93
6817 | 0 | 0 | 0 | 0 | 0.292 | 0.345 | 0.335 | 0.373 | 11.319 | 11.353 | 850 | 79.96 | -79.96
6818 | 0 | 0 | 0 | 0 | 0.274 | 0.315 | 0.332 | 0.396 | 10.941 | 11.039 | 850 | 73.21 | -73.21
6819 | 0 | 0 | 0 | 0 | 0.263 | 0.267 | 0.383 | 0.396 | 10.639 | 10.742 | 850 | 71.7 | -71.7
6820 | 0 | 0 | 0 | 0 | 0.247 | 0.222 | 0.406 | 0.404 | 10.479 | 10.408 | 850 | 67.91 | -67.91
6821 | 0 | 0 | 0 | 0 | 0.245 | 0.196 | 0.427 | 0.44 | 10.373 | 10.24 | 850 | 69.56 | -69.56
6822 | 0 | 0 | 0 | 0 | 0.244 | 0.191 | 0.423 | 0.445 | 10.351 | 10.166 | 850 | 73.39 | -73.39
6823 | 0.016 | 0.011 | 0.013 | 0.006 | 0.228 | 0.221 | 0.345 | 0.403 | 10.316 | 9.889 | 850 | 99.95 | -99.95
6824 | 0.154 | 0.082 | 0.142 | 0.042 | 0.189 | 0.223 | 0.258 | 0.4 | 10.059 | 9.342 | 850 | 140.41 | -140.41
6825 | 0.395 | 0.299 | 0.36 | 0.094 | 0.198 | 0.235 | 0.171 | 0.545 | 9.815 | 9.233 | 850 | 155.49 | -155.49
6826 | 0.515 | 0.529 | 0.543 | 0.184 | 0.264 | 0.264 | 0.111 | 0.551 | 9.963 | 9.261 | 850 | 110.01 | -110.01
6827 | 0.575 | 0.554 | 0.6 | 0.235 | 0.277 | 0.29 | 0.071 | 0.528 | 10.205 | 9.212 | 850 | 90 | -90
6828 | 0.577 | 0.565 | 0.625 | 0.295 | 0.269 | 0.308 | 0.047 | 0.516 | 10.459 | 9.176 | 850 | 72.35 | -72.35
6829 | 0.541 | 0.524 | 0.58 | 0.464 | 0.259 | 0.311 | 0.037 | 0.486 | 10.666 | 9.243 | 850 | 61.65 | -61.65
6830 | 0.476 | 0.422 | 0.499 | 0.447 | 0.249 | 0.31 | 0.031 | 0.434 | 10.756 | 9.398 | 850 | 57.17 | -57.17
6831 | 0.352 | 0.287 | 0.324 | 0.309 | 0.236 | 0.298 | 0.026 | 0.366 | 10.686 | 9.504 | 850 | 59.56 | -59.56
6832 | 0.187 | 0.129 | 0.151 | 0.106 | 0.211 | 0.258 | 0.025 | 0.283 | 10.465 | 9.397 | 850 | 66.96 | -66.96
6833 | 0.019 | 0 | 0.016 | 0.002 | 0.227 | 0.263 | 0.058 | 0.26 | 10.321 | 9.562 | 850 | 73.35 | -73.35
6834 | 0 | 0 | 0 | 0 | 0.231 | 0.272 | 0.153 | 0.216 | 10.103 | 9.937 | 850 | 112.78 | -112.78
6835 | 0 | 0 | 0 | 0 | 0.233 | 0.251 | 0.276 | 0.14 | 9.884 | 10.125 | 850 | 167.86 | -167.86
6836 | 0 | 0 | 0 | 0 | 0.24 | 0.234 | 0.368 | 0.094 | 9.641 | 10.126 | 850 | 174.24 | -174.24
6837 | 0 | 0 | 0 | 0 | 0.217 | 0.232 | 0.381 | 0.099 | 9.331 | 10.036 | 850 | 121.31 | -121.31
6838 | 0 | 0 | 0 | 0 | 0.205 | 0.23 | 0.378 | 0.145 | 9.055 | 9.799 | 850 | 99.79 | -99.79
6839 | 0 | 0 | 0 | 0 | 0.235 | 0.214 | 0.343 | 0.202 | 8.91 | 9.49 | 850 | 98.41 | -98.41
6840 | 0 | 0 | 0 | 0 | 0.284 | 0.19 | 0.371 | 0.277 | 8.92 | 9.234 | 850 | 87.83 | -87.83
6841 | 0 | 0 | 0 | 0 | 0.313 | 0.173 | 0.396 | 0.322 | 8.58 | 9.084 | 850 | 90.09 | -90.09
6842 | 0 | 0 | 0 | 0 | 0.356 | 0.151 | 0.405 | 0.39 | 8.411 | 8.817 | 850 | 79.42 | -79.42
6843 | 0 | 0 | 0 | 0 | 0.423 | 0.113 | 0.389 | 0.363 | 8.623 | 8.306 | 850 | 75.58 | -75.58
6844 | 0 | 0 | 0 | 0 | 0.462 | 0.1 | 0.34 | 0.393 | 8.78 | 8.035 | 850 | 75.02 | -75.02
6845 | 0 | 0 | 0 | 0 | 0.487 | 0.131 | 0.28 | 0.411 | 9.195 | 8.061 | 850 | 71.92 | -71.92
6846 | 0 | 0 | 0 | 0 | 0.463 | 0.19 | 0.224 | 0.387 | 9.632 | 8.121 | 850 | 67.9 | -67.9
6847 | 0.009 | 0.087 | 0.008 | 0.014 | 0.384 | 0.243 | 0.178 | 0.327 | 9.669 | 8.146 | 850 | 71.63 | -71.63
6848 | 0.072 | 0.268 | 0.078 | 0.069 | 0.26 | 0.138 | 0.116 | 0.404 | 9.517 | 7.574 | 850 | 68.73 | -68.73
6849 | 0.092 | 0.423 | 0.11 | 0.361 | 0.229 | 0.186 | 0.082 | 0.41 | 9.675 | 7.362 | 850 | 68.91 | -68.91
6850 | 0.106 | 0.571 | 0.114 | 0.476 | 0.225 | 0.401 | 0.066 | 0.372 | 9.79 | 8.753 | 850 | 41.82 | -41.82
6851 | 0.12 | 0.602 | 0.133 | 0.437 | 0.287 | 0.46 | 0.064 | 0.277 | 9.852 | 9.498 | 850 | 35.3 | -35.3
6852 | 0.111 | 0.461 | 0.16 | 0.3 | 0.349 | 0.496 | 0.094 | 0.18 | 10.016 | 9.8 | 850 | 34.28 | -34.28
6853 | 0.106 | 0.241 | 0.313 | 0.17 | 0.357 | 0.499 | 0.19 | 0.122 | 10.342 | 10.051 | 850 | 24.79 | -24.79
6854 | 0.102 | 0.14 | 0.309 | 0.098 | 0.384 | 0.486 | 0.304 | 0.073 | 10.577 | 10.426 | 850 | 14.33 | -14.33
6855 | 0.145 | 0.05 | 0.13 | 0.102 | 0.417 | 0.481 | 0.331 | 0.041 | 10.712 | 10.857 | 850 | 23.34 | -23.34
6856 | 0.07 | 0.009 | 0.071 | 0.077 | 0.457 | 0.491 | 0.235 | 0.034 | 10.753 | 11.088 | 850 | 46.35 | -46.35
6857 | 0 | 0 | 0.003 | 0 | 0.514 | 0.519 | 0.233 | 0.049 | 11.002 | 10.869 | 850 | 63.18 | -63.18
6858 | 0 | 0 | 0 | 0 | 0.567 | 0.551 | 0.316 | 0.045 | 11.501 | 10.968 | 850 | 76.02 | -76.02
6859 | 0 | 0 | 0 | 0 | 0.543 | 0.547 | 0.374 | 0.047 | 12 | 11.002 | 850 | 80.86 | -80.86
6860 | 0 | 0 | 0 | 0 | 0.518 | 0.504 | 0.414 | 0.055 | 12.648 | 10.993 | 850 | 77.62 | -77.62
6861 | 0 | 0 | 0 | 0 | 0.52 | 0.462 | 0.521 | 0.086 | 12.935 | 10.967 | 850 | 60.19 | -60.19
6862 | 0 | 0 | 0 | 0 | 0.541 | 0.488 | 0.607 | 0.181 | 13.181 | 11.175 | 850 | 45.42 | -45.42
6863 | 0 | 0 | 0 | 0 | 0.547 | 0.459 | 0.63 | 0.331 | 13.12 | 10.854 | 850 | 34.87 | -34.87
6864 | 0 | 0 | 0 | 0 | 0.549 | 0.423 | 0.709 | 0.423 | 12.436 | 10.64 | 850 | 25.37 | -25.37
6865 | 0 | 0 | 0 | 0 | 0.564 | 0.427 | 0.733 | 0.457 | 13.469 | 10.334 | 850 | 0 | 0
6866 | 0 | 0 | 0 | 0 | 0.844 | 0.408 | 0.8 | 0.524 | 14.053 | 10.032 | 850 | -0.01 | 0.01
6867 | 0 | 0 | 0 | 0 | 0.854 | 0.447 | 0.784 | 0.636 | 14.463 | 9.465 | 850 | -0.07 | 0.07
6868 | 0 | 0 | 0 | 0 | 0.825 | 0.59 | 0.768 | 0.695 | 15.315 | 9.171 | 850 | -0.37 | 0.37
6869 | 0 | 0 | 0 | 0 | 0.824 | 0.8 | 0.772 | 0.701 | 14.898 | 9.908 | 850 | -0.51 | 0.51
6870 | 0 | 0 | 0 | 0 | 0.807 | 0.886 | 0.751 | 0.756 | 14.781 | 11.575 | 850 | -0.09 | 0.09
6871 | 0.011 | 0.054 | 0.001 | 0.009 | 0.81 | 0.849 | 0.694 | 0.784 | 14.81 | 12.751 | 850 | -0.3 | 0.3
6872 | 0.108 | 0.235 | 0.053 | 0.078 | 0.818 | 0.898 | 0.594 | 0.788 | 14.76 | 13.551 | 850 | -0.04 | 0.04
6873 | 0.16 | 0.324 | 0.157 | 0.198 | 0.879 | 0.916 | 0.554 | 0.766 | 15.22 | 13.66 | 850 | -0.07 | 0.07
6874 | 0.219 | 0.41 | 0.337 | 0.409 | 0.902 | 0.937 | 0.558 | 0.781 | 16.175 | 13.539 | 850 | -0.86 | 0.86
6875 | 0.478 | 0.465 | 0.383 | 0.251 | 0.924 | 0.945 | 0.547 | 0.729 | 17.169 | 13.847 | 850 | -0.64 | 0.64
6876 | 0.505 | 0.462 | 0.612 | 0.246 | 0.938 | 0.951 | 0.527 | 0.671 | 17.753 | 14.276 | 850 | -1.97 | 1.97
6877 | 0.364 | 0.438 | 0.65 | 0.172 | 0.933 | 0.952 | 0.536 | 0.711 | 17.838 | 14.416 | 850 | -7.49 | 7.49
6878 | 0.348 | 0.339 | 0.55 | 0.341 | 0.911 | 0.951 | 0.497 | 0.703 | 17.306 | 14.435 | 850 | -15.16 | 15.16
6879 | 0.091 | 0.123 | 0.215 | 0.34 | 0.854 | 0.939 | 0.406 | 0.611 | 16.614 | 14.292 | 850 | -15.69 | 15.69
6880 | 0.021 | 0.054 | 0.049 | 0.074 | 0.8 | 0.925 | 0.285 | 0.534 | 15.902 | 14.548 | 850 | -5.01 | 5.01
6881 | 0.002 | 0 | 0.022 | 0 | 0.763 | 0.916 | 0.184 | 0.476 | 15.106 | 14.672 | 850 | -1.99 | 1.99
6882 | 0 | 0 | 0 | 0 | 0.689 | 0.896 | 0.09 | 0.343 | 14.615 | 14.343 | 850 | 0.06 | -0.06
6883 | 0 | 0 | 0 | 0 | 0.589 | 0.872 | 0.023 | 0.237 | 14.19 | 14.017 | 850 | 35.83 | -35.83
6884 | 0 | 0 | 0 | 0 | 0.537 | 0.837 | 0.008 | 0.156 | 13.77 | 13.879 | 850 | 54.05 | -54.05
6885 | 0 | 0 | 0 | 0 | 0.51 | 0.773 | 0.007 | 0.116 | 13.292 | 13.803 | 850 | 39.51 | -39.51
6886 | 0 | 0 | 0 | 0 | 0.508 | 0.719 | 0.01 | 0.106 | 12.904 | 13.623 | 850 | 38.43 | -38.43
6887 | 0 | 0 | 0 | 0 | 0.461 | 0.721 | 0.025 | 0.11 | 12.371 | 13.58 | 850 | 40.13 | -40.13
6888 | 0 | 0 | 0 | 0 | 0.366 | 0.71 | 0.052 | 0.083 | 11.549 | 13.593 | 850 | 36.81 | -36.81
6889 | 0 | 0 | 0 | 0 | 0.298 | 0.673 | 0.087 | 0.034 | 10.615 | 13.208 | 850 | 37.1 | -37.1
6890 | 0 | 0 | 0 | 0 | 0.245 | 0.618 | 0.115 | 0.008 | 9.819 | 12.667 | 850 | 35.25 | -35.25
6891 | 0 | 0 | 0 | 0 | 0.185 | 0.553 | 0.114 | 0.008 | 8.957 | 12.067 | 850 | 35.17 | -35.17
6892 | 0 | 0 | 0 | 0 | 0.152 | 0.458 | 0.106 | 0.023 | 8.324 | 11.49 | 850 | 34.36 | -34.36
6893 | 0 | 0 | 0 | 0 | 0.154 | 0.409 | 0.113 | 0.045 | 7.872 | 10.867 | 850 | 39.33 | -39.33
6894 | 0 | 0 | 0 | 0 | 0.153 | 0.339 | 0.145 | 0.104 | 7.548 | 10.352 | 850 | 62.2 | -62.2
6895 | 0 | 0.011 | 0.005 | 0.049 | 0.132 | 0.346 | 0.19 | 0.196 | 7.229 | 10.172 | 850 | 98.74 | -98.74
6896 | 0.058 | 0.063 | 0.031 | 0.111 | 0.09 | 0.363 | 0.16 | 0.122 | 6.829 | 9.782 | 850 | 132.89 | -132.89
6897 | 0.262 | 0.105 | 0.077 | 0.116 | 0.067 | 0.356 | 0.148 | 0.062 | 6.175 | 9.304 | 850 | 153.61 | -153.61
6898 | 0.435 | 0.168 | 0.149 | 0.156 | 0.047 | 0.349 | 0.197 | 0.067 | 5.565 | 9.07 | 850 | 117.94 | -117.94
6899 | 0.392 | 0.293 | 0.211 | 0.232 | 0.026 | 0.321 | 0.252 | 0.052 | 5.333 | 8.962 | 850 | 100.95 | -100.95
6900 | 0.233 | 0.398 | 0.195 | 0.424 | 0.016 | 0.242 | 0.347 | 0.044 | 5.448 | 8.635 | 850 | 95.53 | -95.53
6901 | 0.237 | 0.49 | 0.156 | 0.26 | 0.005 | 0.171 | 0.408 | 0.031 | 5.325 | 8.168 | 850 | 88.36 | -88.36
6902 | 0.23 | 0.445 | 0.138 | 0.16 | 0.009 | 0.124 | 0.438 | 0.019 | 5.03 | 7.812 | 850 | 82.6 | -82.6
6903 | 0.17 | 0.292 | 0.096 | 0.109 | 0.023 | 0.087 | 0.417 | 0.013 | 4.997 | 7.405 | 850 | 74.16 | -74.16
6904 | 0.029 | 0.046 | 0.046 | 0.062 | 0.06 | 0.063 | 0.436 | 0.007 | 5.107 | 7.239 | 850 | 87.08 | -87.08
6905 | 0 | 0 | 0.002 | 0 | 0.117 | 0.075 | 0.567 | 0.025 | 4.964 | 7.379 | 850 | 105.79 | -105.79
6906 | 0 | 0 | 0 | 0 | 0.155 | 0.1 | 0.651 | 0.078 | 4.701 | 7.471 | 850 | 159.59 | -159.59
6907 | 0 | 0 | 0 | 0 | 0.146 | 0.123 | 0.597 | 0.174 | 4.328 | 7.578 | 850 | 257.1 | -257.1
6908 | 0 | 0 | 0 | 0 | 0.122 | 0.142 | 0.554 | 0.418 | 3.862 | 7.882 | 850 | 269.74 | -269.74
6909 | 0 | 0 | 0 | 0 | 0.096 | 0.161 | 0.488 | 0.56 | 3.439 | 8.126 | 850 | 158 | -158
6910 | 0 | 0 | 0 | 0 | 0.081 | 0.169 | 0.417 | 0.596 | 3.361 | 8.292 | 850 | 114.12 | -114.12
6911 | 0 | 0 | 0 | 0 | 0.078 | 0.169 | 0.323 | 0.453 | 3.391 | 8.563 | 850 | 99.66 | -99.66
6912 | 0 | 0 | 0 | 0 | 0.064 | 0.184 | 0.251 | 0.406 | 3.152 | 8.813 | 850 | 94.8 | -94.8
6913 | 0 | 0 | 0 | 0 | 0.085 | 0.196 | 0.172 | 0.347 | 3.009 | 8.781 | 850 | 91.23 | -91.23
6914 | 0 | 0 | 0 | 0 | 0.096 | 0.154 | 0.085 | 0.225 | 2.815 | 8.622 | 850 | 86.49 | -86.49
6915 | 0 | 0 | 0 | 0 | 0.093 | 0.094 | 0.028 | 0.132 | 2.565 | 8.487 | 850 | 88.35 | -88.35
6916 | 0 | 0 | 0 | 0 | 0.107 | 0.064 | 0.013 | 0.086 | 2.782 | 8.38 | 850 | 84.04 | -84.04
6917 | 0 | 0 | 0 | 0 | 0.121 | 0.048 | 0.05 | 0.068 | 3.289 | 8.128 | 850 | 80.8 | -80.8
6918 | 0 | 0 | 0 | 0 | 0.123 | 0.042 | 0.108 | 0.071 | 3.797 | 7.801 | 850 | 89.51 | -89.51
6919 | 0.004 | 0.005 | 0.002 | 0.01 | 0.126 | 0.03 | 0.116 | 0.08 | 4.533 | 7.343 | 850 | 114.53 | -114.53
6920 | 0.075 | 0.049 | 0.074 | 0.068 | 0.105 | 0.023 | 0.105 | 0.068 | 5.274 | 6.517 | 850 | 185.39 | -185.39
6921 | 0.271 | 0.159 | 0.155 | 0.315 | 0.108 | 0.024 | 0.098 | 0.059 | 5.907 | 5.593 | 850 | 176.61 | -176.61
6922 | 0.461 | 0.483 | 0.254 | 0.552 | 0.198 | 0.02 | 0.076 | 0.081 | 6.264 | 4.909 | 850 | 110.54 | -110.54
6923 | 0.615 | 0.611 | 0.336 | 0.62 | 0.245 | 0.011 | 0.082 | 0.125 | 6.699 | 4.36 | 850 | 92.75 | -92.75
6924 | 0.638 | 0.625 | 0.353 | 0.569 | 0.26 | 0.012 | 0.083 | 0.146 | 7.052 | 3.941 | 850 | 83.05 | -83.05
6925 | 0.607 | 0.592 | 0.291 | 0.44 | 0.288 | 0.012 | 0.076 | 0.161 | 7.401 | 3.464 | 850 | 78.47 | -78.47
6926 | 0.523 | 0.501 | 0.18 | 0.285 | 0.336 | 0.015 | 0.085 | 0.162 | 8.044 | 2.899 | 850 | 71.75 | -71.75
6927 | 0.384 | 0.354 | 0.093 | 0.218 | 0.383 | 0.02 | 0.119 | 0.165 | 8.815 | 2.721 | 850 | 75.9 | -75.9
6928 | 0.189 | 0.162 | 0.036 | 0.11 | 0.399 | 0.05 | 0.182 | 0.183 | 9.4 | 3.422 | 850 | 83.36 | -83.36
6929 | 0.008 | 0 | 0 | 0 | 0.541 | 0.119 | 0.265 | 0.294 | 10.206 | 4.423 | 850 | 89.03 | -89.03
6930 | 0 | 0 | 0 | 0 | 0.633 | 0.233 | 0.322 | 0.38 | 11.166 | 5.451 | 850 | 120.69 | -120.69
6931 | 0 | 0 | 0 | 0 | 0.613 | 0.364 | 0.323 | 0.443 | 11.716 | 6.665 | 850 | 136.79 | -136.79
6932 | 0 | 0 | 0 | 0 | 0.602 | 0.481 | 0.309 | 0.463 | 12.148 | 7.823 | 850 | 97.31 | -97.31
6933 | 0 | 0 | 0 | 0 | 0.594 | 0.547 | 0.334 | 0.44 | 12.545 | 8.668 | 850 | 76.26 | -76.26
6934 | 0 | 0 | 0 | 0 | 0.584 | 0.561 | 0.37 | 0.43 | 12.788 | 9.284 | 850 | 66.65 | -66.65
6935 | 0 | 0 | 0 | 0 | 0.58 | 0.55 | 0.367 | 0.384 | 13.031 | 9.641 | 850 | 59.65 | -59.65
6936 | 0 | 0 | 0 | 0 | 0.57 | 0.527 | 0.345 | 0.327 | 13.125 | 9.9 | 850 | 40.78 | -40.78
6937 | 0 | 0 | 0 | 0 | 0.547 | 0.51 | 0.285 | 0.315 | 13.061 | 10.047 | 850 | 23.35 | -23.35
6938 | 0 | 0 | 0 | 0 | 0.518 | 0.499 | 0.222 | 0.352 | 12.796 | 10.207 | 850 | 12.8 | -12.8
6939 | 0 | 0 | 0 | 0 | 0.515 | 0.479 | 0.166 | 0.391 | 12.63 | 10.262 | 850 | 5.3 | -5.3
6940 | 0 | 0 | 0 | 0 | 0.529 | 0.445 | 0.133 | 0.41 | 12.637 | 10.369 | 850 | 3.61 | -3.61
6941 | 0 | 0 | 0 | 0 | 0.531 | 0.422 | 0.126 | 0.386 | 12.885 | 10.653 | 850 | 3.16 | -3.16
6942 | 0 | 0 | 0 | 0 | 0.523 | 0.427 | 0.123 | 0.349 | 13.18 | 10.99 | 850 | 8.2 | -8.2
6943 | 0.007 | 0.025 | 0.006 | 0.022 | 0.55 | 0.454 | 0.118 | 0.304 | 13.474 | 11.22 | 850 | 42.59 | -42.59
6944 | 0.151 | 0.202 | 0.058 | 0.115 | 0.554 | 0.425 | 0.095 | 0.251 | 13.629 | 11.256 | 850 | 67.29 | -67.29
6945 | 0.333 | 0.364 | 0.106 | 0.257 | 0.597 | 0.613 | 0.101 | 0.289 | 14.175 | 11.551 | 850 | 66.52 | -66.52
6946 | 0.415 | 0.503 | 0.138 | 0.521 | 0.667 | 0.723 | 0.133 | 0.282 | 14.009 | 12.686 | 850 | 54.29 | -54.29
6947 | 0.393 | 0.606 | 0.161 | 0.625 | 0.66 | 0.779 | 0.102 | 0.286 | 14.028 | 13.466 | 850 | 26.68 | -26.68
6948 | 0.329 | 0.637 | 0.209 | 0.622 | 0.65 | 0.8 | 0.055 | 0.28 | 14.077 | 13.865 | 850 | 14.16 | -14.16
6949 | 0.288 | 0.601 | 0.177 | 0.558 | 0.622 | 0.808 | 0.032 | 0.266 | 13.928 | 13.818 | 850 | 4.09 | -4.09
6950 | 0.241 | 0.505 | 0.184 | 0.433 | 0.581 | 0.806 | 0.043 | 0.268 | 13.8 | 13.574 | 850 | 2.04 | -2.04
6951 | 0.167 | 0.356 | 0.154 | 0.26 | 0.56 | 0.772 | 0.055 | 0.268 | 13.581 | 13.183 | 850 | 4 | -4
6952 | 0.064 | 0.163 | 0.079 | 0.078 | 0.581 | 0.771 | 0.081 | 0.338 | 13.542 | 13.389 | 850 | 14.18 | -14.18
6953 | 0 | 0 | 0.001 | 0 | 0.642 | 0.797 | 0.174 | 0.446 | 13.609 | 13.047 | 850 | 54.92 | -54.92
6954 | 0 | 0 | 0 | 0 | 0.651 | 0.73 | 0.246 | 0.427 | 13.841 | 12.604 | 850 | 72.95 | -72.95
6955 | 0 | 0 | 0 | 0 | 0.627 | 0.704 | 0.231 | 0.373 | 13.889 | 12.836 | 850 | 84.47 | -84.47
6956 | 0 | 0 | 0 | 0 | 0.595 | 0.666 | 0.198 | 0.328 | 13.769 | 12.898 | 850 | 88.38 | -88.38
6957 | 0 | 0 | 0 | 0 | 0.56 | 0.646 | 0.174 | 0.321 | 13.326 | 12.723 | 850 | 65.31 | -65.31
6958 | 0 | 0 | 0 | 0 | 0.541 | 0.639 | 0.171 | 0.338 | 12.352 | 12.505 | 850 | 61.86 | -61.86
6959 | 0 | 0 | 0 | 0 | 0.537 | 0.632 | 0.189 | 0.351 | 11.533 | 12.271 | 850 | 35.14 | -35.14
6960 | 0 | 0 | 0 | 0 | 0.524 | 0.624 | 0.225 | 0.357 | 10.953 | 12.061 | 850 | 26.54 | -26.54
6961 | 0 | 0 | 0 | 0 | 0.51 | 0.616 | 0.268 | 0.306 | 10.797 | 11.957 | 850 | 17.04 | -17.04
6962 | 0 | 0 | 0 | 0 | 0.504 | 0.615 | 0.298 | 0.236 | 10.747 | 12.017 | 850 | 12.15 | -12.15
6963 | 0 | 0 | 0 | 0 | 0.499 | 0.618 | 0.28 | 0.209 | 10.637 | 12.108 | 850 | 10.48 | -10.48
6964 | 0 | 0 | 0 | 0 | 0.524 | 0.608 | 0.207 | 0.215 | 10.592 | 12.075 | 850 | 5.61 | -5.61
6965 | 0 | 0 | 0 | 0 | 0.551 | 0.587 | 0.182 | 0.199 | 10.465 | 11.997 | 850 | 10.01 | -10.01
6966 | 0 | 0 | 0 | 0 | 0.479 | 0.566 | 0.146 | 0.165 | 10.343 | 11.95 | 850 | 29.8 | -29.8
6967 | 0 | 0.03 | 0 | 0.003 | 0.445 | 0.515 | 0.113 | 0.136 | 9.954 | 12.275 | 850 | 70.51 | -70.51
6968 | 0.027 | 0.123 | 0.093 | 0.05 | 0.373 | 0.425 | 0.132 | 0.076 | 9.823 | 11.924 | 850 | 101.39 | -101.39
6969 | 0.088 | 0.234 | 0.219 | 0.145 | 0.301 | 0.523 | 0.117 | 0.038 | 9.498 | 11.901 | 850 | 92.53 | -92.53
6970 | 0.216 | 0.367 | 0.273 | 0.239 | 0.285 | 0.485 | 0.105 | 0.012 | 9.098 | 11.222 | 850 | 73.76 | -73.76
6971 | 0.365 | 0.464 | 0.257 | 0.322 | 0.334 | 0.44 | 0.089 | 0.007 | 8.938 | 10.548 | 850 | 62.22 | -62.22
6972 | 0.301 | 0.425 | 0.254 | 0.389 | 0.34 | 0.399 | 0.081 | 0.021 | 8.765 | 10.233 | 850 | 52.02 | -52.02
6973 | 0.152 | 0.336 | 0.307 | 0.275 | 0.311 | 0.357 | 0.078 | 0.044 | 8.583 | 9.876 | 850 | 46.54 | -46.54
6974 | 0.093 | 0.231 | 0.271 | 0.159 | 0.279 | 0.325 | 0.067 | 0.073 | 8.512 | 9.333 | 850 | 47.52 | -47.52
6975 | 0.068 | 0.124 | 0.175 | 0.069 | 0.261 | 0.294 | 0.048 | 0.101 | 8.645 | 9.027 | 850 | 60.04 | -60.04
6976 | 0.031 | 0.035 | 0.071 | 0.018 | 0.284 | 0.353 | 0.058 | 0.2 | 8.834 | 9.216 | 850 | 63.55 | -63.55
6977 | 0 | 0 | 0 | 0 | 0.325 | 0.497 | 0.2 | 0.386 | 8.877 | 9.757 | 850 | 92.68 | -92.68
6978 | 0 | 0 | 0 | 0 | 0.28 | 0.534 | 0.36 | 0.5 | 8.743 | 9.923 | 850 | 123.6 | -123.6
6979 | 0 | 0 | 0 | 0 | 0.172 | 0.491 | 0.279 | 0.501 | 8.249 | 9.837 | 850 | 186.21 | -186.21
6980 | 0 | 0 | 0 | 0 | 0.115 | 0.443 | 0.18 | 0.473 | 7.545 | 9.643 | 850 | 172.19 | -172.19
6981 | 0 | 0 | 0 | 0 | 0.093 | 0.408 | 0.095 | 0.417 | 6.97 | 9.177 | 850 | 117.5 | -117.5
6982 | 0 | 0 | 0 | 0 | 0.063 | 0.366 | 0.049 | 0.363 | 6.355 | 8.684 | 850 | 97.81 | -97.81
6983 | 0 | 0 | 0 | 0 | 0.039 | 0.328 | 0.031 | 0.341 | 5.564 | 8.268 | 850 | 89.05 | -89.05
6984 | 0 | 0 | 0 | 0 | 0.023 | 0.31 | 0.018 | 0.364 | 4.665 | 7.789 | 850 | 82.21 | -82.21
6985 | 0 | 0 | 0 | 0 | 0.016 | 0.3 | 0.029 | 0.366 | 3.676 | 7.351 | 850 | 80.95 | -80.95
6986 | 0 | 0 | 0 | 0 | 0.031 | 0.284 | 0.056 | 0.335 | 3.025 | 7.024 | 850 | 81.16 | -81.16
6987 | 0 | 0 | 0 | 0 | 0.074 | 0.268 | 0.099 | 0.304 | 2.778 | 6.686 | 850 | 82.73 | -82.73
6988 | 0 | 0 | 0 | 0 | 0.132 | 0.283 | 0.112 | 0.28 | 2.883 | 6.493 | 850 | 78.84 | -78.84
6989 | 0 | 0 | 0 | 0 | 0.178 | 0.304 | 0.076 | 0.262 | 3.676 | 6.433 | 850 | 81.19 | -81.19
6990 | 0 | 0 | 0 | 0 | 0.215 | 0.317 | 0.038 | 0.257 | 4.155 | 6.469 | 850 | 84.34 | -84.34
6991 | 0.006 | 0.03 | 0 | 0.005 | 0.248 | 0.272 | 0.044 | 0.241 | 4.419 | 6.5 | 850 | 98.89 | -98.89
6992 | 0.111 | 0.186 | 0.023 | 0.066 | 0.195 | 0.154 | 0.029 | 0.19 | 4.757 | 6.162 | 850 | 149.78 | -149.78
6993 | 0.282 | 0.358 | 0.078 | 0.179 | 0.089 | 0.151 | 0.041 | 0.152 | 5.02 | 5.785 | 850 | 156.24 | -156.24
6994 | 0.429 | 0.481 | 0.125 | 0.287 | 0.094 | 0.148 | 0.065 | 0.133 | 5.309 | 5.425 | 850 | 111 | -111
6995 | 0.38 | 0.553 | 0.112 | 0.334 | 0.106 | 0.163 | 0.076 | 0.099 | 5.468 | 5.245 | 850 | 95.76 | -95.76
6996 | 0.225 | 0.559 | 0.089 | 0.357 | 0.105 | 0.191 | 0.073 | 0.068 | 5.4 | 5.107 | 850 | 85.3 | -85.3
6997 | 0.159 | 0.485 | 0.075 | 0.34 | 0.105 | 0.212 | 0.067 | 0.05 | 5.223 | 5.197 | 850 | 82.96 | -82.96
6998 | 0.143 | 0.356 | 0.058 | 0.299 | 0.093 | 0.215 | 0.055 | 0.033 | 5.263 | 5.454 | 850 | 80.2 | -80.2
6999 | 0.159 | 0.187 | 0.031 | 0.131 | 0.078 | 0.222 | 0.042 | 0.014 | 5.845 | 5.642 | 850 | 81.19 | -81.19
7000 | 0.103 | 0.061 | 0.006 | 0.013 | 0.109 | 0.269 | 0.039 | 0.004 | 6.891 | 6.205 | 850 | 84.34 | -84.34
7001 | 0 | 0 | 0 | 0 | 0.23 | 0.376 | 0.077 | 0.018 | 8.116 | 7.259 | 850 | 103.29 | -103.29
7002 | 0 | 0 | 0 | 0 | 0.347 | 0.447 | 0.133 | 0.026 | 8.994 | 8.239 | 850 | 133.67 | -133.67
7003 | 0 | 0 | 0 | 0 | 0.372 | 0.464 | 0.172 | 0.018 | 9.213 | 8.65 | 850 | 181.28 | -181.28
7004 | 0 | 0 | 0 | 0 | 0.346 | 0.443 | 0.207 | 0.014 | 9.013 | 8.647 | 850 | 142.58 | -142.58
7005 | 0 | 0 | 0 | 0 | 0.304 | 0.406 | 0.245 | 0.022 | 8.541 | 8.509 | 850 | 103.25 | -103.25
7006 | 0 | 0 | 0 | 0 | 0.263 | 0.38 | 0.265 | 0.033 | 8.01 | 8.329 | 850 | 96.83 | -96.83
7007 | 0 | 0 | 0 | 0 | 0.228 | 0.359 | 0.264 | 0.038 | 7.599 | 8.13 | 850 | 93.26 | -93.26
7008 | 0 | 0 | 0 | 0 | 0.208 | 0.345 | 0.26 | 0.035 | 7.248 | 7.94 | 850 | 85.54 | -85.54
7009 | 0 | 0 | 0 | 0 | 0.214 | 0.33 | 0.245 | 0.027 | 6.918 | 7.822 | 850 | 87.06 | -87.06
7010 | 0 | 0 | 0 | 0 | 0.238 | 0.312 | 0.223 | 0.019 | 6.591 | 7.748 | 850 | 83.03 | -83.03
7011 | 0 | 0 | 0 | 0 | 0.266 | 0.294 | 0.17 | 0.021 | 6.262 | 7.648 | 850 | 79.91 | -79.91
7012 | 0 | 0 | 0 | 0 | 0.274 | 0.34 | 0.155 | 0.02 | 5.839 | 7.554 | 850 | 75.26 | -75.26
7013 | 0 | 0 | 0 | 0 | 0.285 | 0.383 | 0.126 | 0.03 | 5.326 | 7.43 | 850 | 75.87 | -75.87
7014 | 0 | 0 | 0 | 0 | 0.295 | 0.4 | 0.098 | 0.028 | 4.75 | 7.502 | 850 | 76.77 | -76.77
7015 | 0 | 0.027 | 0.008 | 0.01 | 0.295 | 0.406 | 0.088 | 0.012 | 4.329 | 7.829 | 850 | 80 | -80
7016 | 0.005 | 0.172 | 0.074 | 0.068 | 0.245 | 0.265 | 0.043 | 0.011 | 4.175 | 7.685 | 850 | 91.91 | -91.91
7017 | 0.02 | 0.289 | 0.121 | 0.145 | 0.206 | 0.256 | 0.023 | 0.013 | 4.234 | 7.294 | 850 | 89.66 | -89.66
7018 | 0.033 | 0.384 | 0.152 | 0.203 | 0.182 | 0.329 | 0.017 | 0.016 | 4.247 | 7.555 | 850 | 84.6 | -84.6
7019 | 0.057 | 0.432 | 0.17 | 0.203 | 0.172 | 0.34 | 0.008 | 0.017 | 4.324 | 8.021 | 850 | 78.8 | -78.8
7020 | 0.132 | 0.385 | 0.169 | 0.186 | 0.209 | 0.335 | 0.006 | 0.024 | 4.666 | 8.501 | 850 | 73.32 | -73.32
7021 | 0.195 | 0.276 | 0.165 | 0.193 | 0.26 | 0.347 | 0.007 | 0.047 | 5.309 | 8.841 | 850 | 66.16 | -66.16
7022 | 0.145 | 0.159 | 0.112 | 0.205 | 0.285 | 0.353 | 0.008 | 0.076 | 6.157 | 9.007 | 850 | 60.96 | -60.96
7023 | 0.077 | 0.069 | 0.048 | 0.107 | 0.309 | 0.314 | 0.01 | 0.078 | 7.334 | 9.049 | 850 | 63.89 | -63.89
7024 | 0.022 | 0.012 | 0.012 | 0.037 | 0.292 | 0.369 | 0.019 | 0.071 | 8.438 | 9.302 | 850 | 79.07 | -79.07
7025 | 0 | 0 | 0 | 0 | 0.295 | 0.468 | 0.039 | 0.098 | 8.544 | 9.769 | 850 | 98.09 | -98.09
7026 | 0 | 0 | 0 | 0 | 0.301 | 0.494 | 0.071 | 0.135 | 8.364 | 9.927 | 850 | 109.14 | -109.14
7027 | 0 | 0 | 0 | 0 | 0.352 | 0.473 | 0.093 | 0.153 | 8.505 | 9.799 | 850 | 135.82 | -135.82
7028 | 0 | 0 | 0 | 0 | 0.409 | 0.433 | 0.085 | 0.143 | 8.894 | 9.706 | 850 | 118.93 | -118.93
7029 | 0 | 0 | 0 | 0 | 0.44 | 0.388 | 0.062 | 0.109 | 9.264 | 9.27 | 850 | 96.8 | -96.8
7030 | 0 | 0 | 0 | 0 | 0.457 | 0.349 | 0.053 | 0.09 | 9.341 | 8.823 | 850 | 90.18 | -90.18
7031 | 0 | 0 | 0 | 0 | 0.466 | 0.332 | 0.063 | 0.085 | 9.296 | 8.521 | 850 | 83.83 | -83.83
7032 | 0 | 0 | 0 | 0 | 0.47 | 0.31 | 0.09 | 0.079 | 9.284 | 8.302 | 850 | 73.33 | -73.33
7033 | 0 | 0 | 0 | 0 | 0.457 | 0.295 | 0.124 | 0.079 | 9.291 | 8.162 | 850 | 55.57 | -55.57
7034 | 0 | 0 | 0 | 0 | 0.448 | 0.28 | 0.134 | 0.087 | 9.339 | 8.149 | 850 | 54.9 | -54.9
7035 | 0 | 0 | 0 | 0 | 0.454 | 0.263 | 0.14 | 0.099 | 9.333 | 8.238 | 850 | 57.23 | -57.23
7036 | 0 | 0 | 0 | 0 | 0.458 | 0.248 | 0.169 | 0.113 | 9.058 | 8.414 | 850 | 59.82 | -59.82
7037 | 0 | 0 | 0 | 0 | 0.446 | 0.238 | 0.144 | 0.128 | 8.906 | 8.567 | 850 | 62.92 | -62.92
7038 | 0 | 0 | 0 | 0 | 0.446 | 0.238 | 0.123 | 0.136 | 9.179 | 8.572 | 850 | 66.91 | -66.91
7039 | 0.005 | 0.002 | 0.01 | 0 | 0.423 | 0.246 | 0.148 | 0.101 | 9.514 | 8.358 | 850 | 64.23 | -64.23
7040 | 0.087 | 0.149 | 0.094 | 0.043 | 0.306 | 0.168 | 0.083 | 0.063 | 9.621 | 7.585 | 850 | 75.32 | -75.32
7041 | 0.197 | 0.339 | 0.214 | 0.181 | 0.224 | 0.116 | 0.038 | 0.053 | 9.516 | 6.835 | 850 | 68.28 | -68.28
7042 | 0.185 | 0.43 | 0.329 | 0.303 | 0.216 | 0.147 | 0.028 | 0.037 | 9.51 | 7.229 | 850 | 45.75 | -45.75
7043 | 0.218 | 0.47 | 0.283 | 0.473 | 0.285 | 0.129 | 0.034 | 0.029 | 9.764 | 8.32 | 850 | 6.37 | -6.37
7044 | 0.26 | 0.468 | 0.316 | 0.431 | 0.392 | 0.122 | 0.041 | 0.018 | 10.486 | 9.251 | 850 | 0.08 | -0.08
7045 | 0.148 | 0.388 | 0.294 | 0.422 | 0.447 | 0.148 | 0.049 | 0.014 | 10.788 | 9.52 | 850 | 0 | 0
7046 | 0.087 | 0.261 | 0.16 | 0.304 | 0.469 | 0.183 | 0.056 | 0.012 | 11.428 | 9.302 | 850 | -0.98 | 0.98
7047 | 0.078 | 0.128 | 0.059 | 0.181 | 0.486 | 0.214 | 0.056 | 0.011 | 12.33 | 9.266 | 850 | -2.01 | 2.01
7048 | 0.032 | 0.027 | 0.017 | 0.055 | 0.58 | 0.277 | 0.06 | 0.025 | 13.202 | 9.923 | 850 | 0 | 0
7049 | 0 | 0 | 0 | 0 | 0.664 | 0.423 | 0.07 | 0.049 | 13.841 | 10.77 | 850 | 5.1 | -5.1
7050 | 0 | 0 | 0 | 0 | 0.699 | 0.474 | 0.086 | 0.044 | 14.178 | 11.228 | 850 | 57.69 | -57.69
7051 | 0 | 0 | 0 | 0 | 0.697 | 0.467 | 0.099 | 0.024 | 14.454 | 11.458 | 850 | 60.7 | -60.7
7052 | 0 | 0 | 0 | 0 | 0.7 | 0.467 | 0.107 | 0.011 | 14.53 | 11.602 | 850 | 45.08 | -45.08
7053 | 0 | 0 | 0 | 0 | 0.709 | 0.473 | 0.125 | 0.006 | 14.414 | 11.735 | 850 | 34.35 | -34.35
7054 | 0 | 0 | 0 | 0 | 0.714 | 0.483 | 0.152 | 0.007 | 14.168 | 11.621 | 850 | 20.95 | -20.95
7055 | 0 | 0 | 0 | 0 | 0.716 | 0.489 | 0.173 | 0.01 | 14.055 | 11.426 | 850 | 12.15 | -12.15
7056 | 0 | 0 | 0 | 0 | 0.714 | 0.483 | 0.169 | 0.009 | 14.656 | 11.384 | 850 | 1.93 | -1.93
7057 | 0 | 0 | 0 | 0 | 0.709 | 0.462 | 0.15 | 0.008 | 14.752 | 11.482 | 850 | -0.1 | 0.1
7058 | 0 | 0 | 0 | 0 | 0.678 | 0.44 | 0.136 | 0.009 | 15.02 | 11.535 | 850 | -0.1 | 0.1
7059 | 0 | 0 | 0 | 0 | 0.611 | 0.417 | 0.12 | 0.014 | 14.693 | 11.47 | 850 | -0.14 | 0.14
7060 | 0 | 0 | 0 | 0 | 0.546 | 0.415 | 0.095 | 0.023 | 14.228 | 11.41 | 850 | -0.08 | 0.08
7061 | 0 | 0 | 0 | 0 | 0.528 | 0.423 | 0.067 | 0.031 | 13.85 | 11.661 | 850 | -0.04 | 0.04
7062 | 0 | 0 | 0 | 0 | 0.541 | 0.444 | 0.048 | 0.035 | 13.683 | 11.282 | 850 | 3.45 | -3.45
7063 | 0 | 0 | 0.001 | 0.018 | 0.522 | 0.415 | 0.043 | 0.042 | 12.944 | 11.209 | 850 | 66.6 | -66.6
7064 | 0.113 | 0.025 | 0.065 | 0.099 | 0.416 | 0.361 | 0.052 | 0.029 | 12.361 | 10.849 | 850 | 104.98 | -104.98
7065 | 0.262 | 0.086 | 0.172 | 0.247 | 0.354 | 0.277 | 0.037 | 0.018 | 11.879 | 10.286 | 850 | 120.39 | -120.39
7066 | 0.251 | 0.12 | 0.289 | 0.408 | 0.428 | 0.235 | 0.032 | 0.018 | 11.93 | 10.697 | 850 | 103.9 | -103.9
7067 | 0.212 | 0.234 | 0.36 | 0.445 | 0.357 | 0.269 | 0.029 | 0.025 | 11.775 | 10.775 | 850 | 89.04 | -89.04
7068 | 0.201 | 0.315 | 0.383 | 0.454 | 0.31 | 0.243 | 0.023 | 0.036 | 11.382 | 10.554 | 850 | 81.03 | -81.03
7069 | 0.225 | 0.253 | 0.355 | 0.4 | 0.26 | 0.195 | 0.02 | 0.05 | 10.887 | 9.968 | 850 | 73.19 | -73.19
7070 | 0.211 | 0.172 | 0.278 | 0.309 | 0.203 | 0.142 | 0.016 | 0.069 | 10.185 | 9.306 | 850 | 81.36 | -81.36
7071 | 0.131 | 0.106 | 0.188 | 0.199 | 0.146 | 0.093 | 0.014 | 0.096 | 9.376 | 8.858 | 850 | 81.65 | -81.65
7072 | 0.034 | 0.033 | 0.08 | 0.078 | 0.102 | 0.063 | 0.015 | 0.143 | 8.845 | 8.708 | 850 | 98.59 | -98.59
7073 | 0 | 0 | 0 | 0 | 0.067 | 0.043 | 0.022 | 0.225 | 8.689 | 8.612 | 850 | 123.5 | -123.5
7074 | 0 | 0 | 0 | 0 | 0.031 | 0.032 | 0.044 | 0.271 | 8.552 | 8.518 | 850 | 131.54 | -131.54
7075 | 0 | 0 | 0 | 0 | 0.013 | 0.026 | 0.081 | 0.249 | 8.141 | 8.328 | 850 | 222.11 | -222.11
7076 | 0 | 0 | 0 | 0 | 0.025 | 0.026 | 0.115 | 0.198 | 7.568 | 7.879 | 850 | 190.87 | -190.87
7077 | 0 | 0 | 0 | 0 | 0.068 | 0.039 | 0.126 | 0.148 | 6.696 | 7.26 | 850 | 128.44 | -128.44
7078 | 0 | 0 | 0 | 0 | 0.14 | 0.071 | 0.128 | 0.105 | 5.653 | 6.612 | 850 | 102 | -102
7079 | 0 | 0 | 0 | 0 | 0.197 | 0.119 | 0.162 | 0.077 | 5.194 | 5.802 | 850 | 97.8 | -97.8
7080 | 0 | 0 | 0 | 0 | 0.206 | 0.21 | 0.251 | 0.058 | 5.702 | 4.932 | 850 | 92.97 | -92.97
7081 | 0 | 0 | 0 | 0 | 0.219 | 0.31 | 0.374 | 0.057 | 6.433 | 4.471 | 850 | 91.67 | -91.67
7082 | 0 | 0 | 0 | 0 | 0.169 | 0.347 | 0.436 | 0.085 | 7.275 | 4.294 | 850 | 89.43 | -89.43
7083 | 0 | 0 | 0 | 0 | 0.17 | 0.38 | 0.467 | 0.13 | 7.96 | 4.081 | 850 | 85.69 | -85.69
7084 | 0 | 0 | 0 | 0 | 0.226 | 0.392 | 0.44 | 0.168 | 7.742 | 4.438 | 850 | 83.6 | -83.6
7085 | 0 | 0 | 0 | 0 | 0.306 | 0.392 | 0.409 | 0.198 | 6.757 | 4.458 | 850 | 83.19 | -83.19
7086 | 0 | 0 | 0 | 0 | 0.337 | 0.393 | 0.389 | 0.207 | 6.439 | 5.021 | 850 | 89.95 | -89.95
7087 | 0 | 0.024 | 0.001 | 0.012 | 0.317 | 0.36 | 0.366 | 0.234 | 7.262 | 6.489 | 850 | 100.58 | -100.58
7088 | 0.117 | 0.137 | 0.072 | 0.074 | 0.26 | 0.303 | 0.261 | 0.155 | 8.438 | 8.011 | 850 | 156.09 | -156.09
7089 | 0.353 | 0.22 | 0.19 | 0.122 | 0.254 | 0.388 | 0.214 | 0.133 | 9.681 | 8.692 | 850 | 170.12 | -170.12
7090 | 0.509 | 0.215 | 0.311 | 0.147 | 0.295 | 0.504 | 0.217 | 0.154 | 10.944 | 8.427 | 850 | 113.44 | -113.44
7091 | 0.591 | 0.181 | 0.434 | 0.192 | 0.366 | 0.551 | 0.191 | 0.169 | 11.776 | 8.105 | 850 | 99.22 | -99.22
7092 | 0.611 | 0.206 | 0.49 | 0.241 | 0.424 | 0.608 | 0.165 | 0.152 | 12.265 | 8.544 | 850 | 87.75 | -87.75
7093 | 0.576 | 0.217 | 0.436 | 0.261 | 0.46 | 0.612 | 0.149 | 0.125 | 12.484 | 9.166 | 850 | 77.11 | -77.11
7094 | 0.489 | 0.307 | 0.362 | 0.18 | 0.462 | 0.56 | 0.136 | 0.097 | 12.221 | 9.636 | 850 | 70.88 | -70.88
7095 | 0.341 | 0.203 | 0.163 | 0.101 | 0.416 | 0.484 | 0.133 | 0.075 | 11.889 | 9.793 | 850 | 73.53 | -73.53
7096 | 0.132 | 0.058 | 0.057 | 0.031 | 0.353 | 0.349 | 0.157 | 0.075 | 11.434 | 10.059 | 850 | 87.08 | -87.08
7097 | 0 | 0 | 0 | 0 | 0.433 | 0.284 | 0.228 | 0.098 | 11.01 | 10.297 | 850 | 107.45 | -107.45
7098 | 0 | 0 | 0 | 0 | 0.482 | 0.27 | 0.268 | 0.149 | 10.688 | 10.309 | 850 | 109.97 | -109.97
7099 | 0 | 0 | 0 | 0 | 0.483 | 0.313 | 0.264 | 0.22 | 10.41 | 10.484 | 850 | 140.36 | -140.36
7100 | 0 | 0 | 0 | 0 | 0.476 | 0.38 | 0.224 | 0.262 | 10.185 | 10.664 | 850 | 157.75 | -157.75
7101 | 0 | 0 | 0 | 0 | 0.454 | 0.429 | 0.189 | 0.268 | 9.832 | 10.596 | 850 | 114.02 | -114.02
7102 | 0 | 0 | 0 | 0 | 0.428 | 0.44 | 0.165 | 0.269 | 9.404 | 10.365 | 850 | 99.4 | -99.4
7103 | 0 | 0 | 0 | 0 | 0.402 | 0.423 | 0.15 | 0.271 | 8.98 | 10.002 | 850 | 95.72 | -95.72
7104 | 0 | 0 | 0 | 0 | 0.369 | 0.385 | 0.141 | 0.271 | 8.486 | 9.317 | 850 | 88.35 | -88.35
7105 | 0 | 0 | 0 | 0 | 0.357 | 0.332 | 0.142 | 0.274 | 8.061 | 8.861 | 850 | 80.83 | -80.83
7106 | 0 | 0 | 0 | 0 | 0.347 | 0.296 | 0.148 | 0.275 | 7.754 | 8.452 | 850 | 83.23 | -83.23
7107 | 0 | 0 | 0 | 0 | 0.323 | 0.282 | 0.15 | 0.288 | 7.396 | 8.041 | 850 | 82.02 | -82.02
7108 | 0 | 0 | 0 | 0 | 0.278 | 0.274 | 0.152 | 0.262 | 7.093 | 7.67 | 850 | 83.21 | -83.21
7109 | 0 | 0 | 0 | 0 | 0.229 | 0.247 | 0.151 | 0.254 | 6.997 | 7.307 | 850 | 85.8 | -85.8
7110 | 0 | 0 | 0 | 0 | 0.19 | 0.213 | 0.16 | 0.23 | 7.043 | 7.227 | 850 | 93.6 | -93.6
7111 | 0 | 0.009 | 0.007 | 0 | 0.146 | 0.15 | 0.165 | 0.214 | 7.262 | 7.3 | 850 | 108.19 | -108.19
7112 | 0.031 | 0.087 | 0.103 | 0.037 | 0.08 | 0.066 | 0.159 | 0.163 | 7.538 | 6.992 | 850 | 172.79 | -172.79
7113 | 0.129 | 0.263 | 0.336 | 0.094 | 0.056 | 0.046 | 0.199 | 0.141 | 7.649 | 6.721 | 850 | 183.13 | -183.13
7114 | 0.359 | 0.471 | 0.553 | 0.149 | 0.068 | 0.047 | 0.214 | 0.134 | 7.875 | 6.936 | 850 | 128.42 | -128.42
7115 | 0.528 | 0.535 | 0.63 | 0.193 | 0.078 | 0.049 | 0.216 | 0.134 | 7.804 | 7.141 | 850 | 104.1 | -104.1
7116 | 0.56 | 0.546 | 0.648 | 0.206 | 0.07 | 0.046 | 0.222 | 0.136 | 7.519 | 7.34 | 850 | 93.86 | -93.86
7117 | 0.524 | 0.512 | 0.611 | 0.179 | 0.054 | 0.041 | 0.228 | 0.147 | 7.102 | 7.367 | 850 | 85.62 | -85.62
7118 | 0.461 | 0.431 | 0.524 | 0.127 | 0.037 | 0.034 | 0.243 | 0.142 | 6.636 | 7.164 | 850 | 80.99 | -80.99
7119 | 0.313 | 0.254 | 0.382 | 0.07 | 0.023 | 0.026 | 0.25 | 0.114 | 6.199 | 6.701 | 850 | 78.97 | -78.97
7120 | 0.137 | 0.076 | 0.168 | 0.019 | 0.012 | 0.018 | 0.217 | 0.135 | 6.167 | 6.5 | 850 | 88.62 | -88.62
7121 | 0 | 0 | 0 | 0 | 0.011 | 0.009 | 0.232 | 0.189 | 6.584 | 6.6 | 850 | 101.9 | -101.9
7122 | 0 | 0 | 0 | 0 | 0.039 | 0.005 | 0.245 | 0.206 | 7.161 | 6.741 | 850 | 147.15 | -147.15
7123 | 0 | 0 | 0 | 0 | 0.104 | 0.01 | 0.25 | 0.207 | 7.687 | 6.928 | 850 | 218.18 | -218.18
7124 | 0 | 0 | 0 | 0 | 0.182 | 0.026 | 0.251 | 0.214 | 8.068 | 7.055 | 850 | 177.6 | -177.6
7125 | 0 | 0 | 0 | 0 | 0.249 | 0.058 | 0.258 | 0.224 | 8.298 | 7.123 | 850 | 111.71 | -111.71
7126 | 0 | 0 | 0 | 0 | 0.285 | 0.084 | 0.251 | 0.248 | 8.208 | 6.908 | 850 | 101.51 | -101.51
7127 | 0 | 0 | 0 | 0 | 0.304 | 0.094 | 0.227 | 0.251 | 7.938 | 6.526 | 850 | 103.33 | -103.33
7128 | 0 | 0 | 0 | 0 | 0.328 | 0.098 | 0.19 | 0.233 | 7.757 | 6.197 | 850 | 93.16 | -93.16
7129 | 0 | 0 | 0 | 0 | 0.373 | 0.107 | 0.154 | 0.238 | 7.659 | 5.983 | 850 | 91.75 | -91.75
7130 | 0 | 0 | 0 | 0 | 0.402 | 0.126 | 0.124 | 0.251 | 7.531 | 5.913 | 850 | 82.42 | -82.42
7131 | 0 | 0 | 0 | 0 | 0.395 | 0.147 | 0.096 | 0.265 | 7.379 | 5.853 | 850 | 80.67 | -80.67
7132 | 0 | 0 | 0 | 0 | 0.378 | 0.183 | 0.083 | 0.271 | 7.225 | 5.912 | 850 | 80.29 | -80.29
7133 | 0 | 0 | 0 | 0 | 0.371 | 0.244 | 0.079 | 0.26 | 7.172 | 5.989 | 850 | 80.45 | -80.45
7134 | 0 | 0 | 0 | 0 | 0.351 | 0.277 | 0.074 | 0.235 | 7.276 | 5.998 | 850 | 83.82 | -83.82
7135 | 0 | 0.002 | 0 | 0.006 | 0.262 | 0.24 | 0.068 | 0.183 | 7.46 | 6.028 | 850 | 103.21 | -103.21
7136 | 0.026 | 0.06 | 0.034 | 0.066 | 0.191 | 0.19 | 0.043 | 0.131 | 7.656 | 5.964 | 850 | 148.29 | -148.29
7137 | 0.16 | 0.273 | 0.099 | 0.147 | 0.207 | 0.209 | 0.03 | 0.096 | 7.945 | 6.014 | 850 | 171.27 | -171.27
7138 | 0.492 | 0.525 | 0.174 | 0.352 | 0.177 | 0.222 | 0.026 | 0.063 | 8.1 | 6.241 | 850 | 117.3 | -117.3
7139 | 0.572 | 0.584 | 0.226 | 0.427 | 0.168 | 0.253 | 0.025 | 0.029 | 8.286 | 6.502 | 850 | 101.91 | -101.91
7140 | 0.581 | 0.584 | 0.226 | 0.462 | 0.182 | 0.272 | 0.034 | 0.012 | 8.643 | 6.864 | 850 | 93.05 | -93.05
7141 | 0.539 | 0.53 | 0.269 | 0.471 | 0.199 | 0.314 | 0.035 | 0.011 | 8.937 | 7.346 | 850 | 83.96 | -83.96
7142 | 0.449 | 0.412 | 0.268 | 0.354 | 0.226 | 0.366 | 0.03 | 0.02 | 9.254 | 7.863 | 850 | 79.15 | -79.15
7143 | 0.307 | 0.241 | 0.223 | 0.256 | 0.24 | 0.357 | 0.022 | 0.033 | 9.246 | 8.066 | 850 | 81.51 | -81.51
7144 | 0.137 | 0.073 | 0.1 | 0.081 | 0.292 | 0.44 | 0.013 | 0.049 | 9.298 | 8.782 | 850 | 95.7 | -95.7
7145 | 0 | 0 | 0 | 0 | 0.454 | 0.57 | 0.015 | 0.064 | 9.77 | 9.746 | 850 | 116.17 | -116.17
7146 | 0 | 0 | 0 | 0 | 0.522 | 0.559 | 0.048 | 0.063 | 9.912 | 9.973 | 850 | 129.9 | -129.9
7147 | 0 | 0 | 0 | 0 | 0.504 | 0.504 | 0.115 | 0.051 | 9.759 | 9.867 | 850 | 141.53 | -141.53
7148 | 0 | 0 | 0 | 0 | 0.47 | 0.447 | 0.18 | 0.044 | 9.494 | 9.681 | 850 | 114.19 | -114.19
7149 | 0 | 0 | 0 | 0 | 0.446 | 0.403 | 0.208 | 0.044 | 9.192 | 9.425 | 850 | 96.61 | -96.61
7150 | 0 | 0 | 0 | 0 | 0.445 | 0.387 | 0.19 | 0.051 | 8.872 | 9.169 | 850 | 93.64 | -93.64
7151 | 0 | 0 | 0 | 0 | 0.457 | 0.388 | 0.152 | 0.06 | 8.589 | 8.97 | 850 | 89.9 | -89.9
7152 | 0 | 0 | 0 | 0 | 0.473 | 0.383 | 0.116 | 0.066 | 8.643 | 8.823 | 850 | 83.61 | -83.61
7153 | 0 | 0 | 0 | 0 | 0.489 | 0.373 | 0.095 | 0.072 | 8.453 | 8.694 | 850 | 82.5 | -82.5
7154 | 0 | 0 | 0 | 0 | 0.507 | 0.366 | 0.087 | 0.071 | 8.228 | 8.524 | 850 | 82.07 | -82.07
7155 | 0 | 0 | 0 | 0 | 0.51 | 0.357 | 0.082 | 0.071 | 8.075 | 8.294 | 850 | 79.69 | -79.69
7156 | 0 | 0 | 0 | 0 | 0.498 | 0.355 | 0.068 | 0.071 | 8.134 | 8.037 | 850 | 82.6 | -82.6
7157 | 0 | 0 | 0 | 0 | 0.478 | 0.35 | 0.054 | 0.068 | 8.29 | 7.705 | 850 | 84.47 | -84.47
7158 | 0 | 0 | 0 | 0 | 0.44 | 0.332 | 0.053 | 0.059 | 8.327 | 7.438 | 850 | 94.59 | -94.59
7159 | 0 | 0.016 | 0 | 0 | 0.433 | 0.288 | 0.067 | 0.043 | 8.122 | 7.302 | 850 | 108.94 | -108.94
7160 | 0.093 | 0.158 | 0.088 | 0.022 | 0.337 | 0.166 | 0.088 | 0.028 | 7.695 | 7.058 | 850 | 123.75 | -123.75
7161 | 0.238 | 0.374 | 0.282 | 0.077 | 0.264 | 0.12 | 0.061 | 0.024 | 7.319 | 6.752 | 850 | 150.59 | -150.59
7162 | 0.409 | 0.505 | 0.444 | 0.148 | 0.236 | 0.124 | 0.039 | 0.024 | 7.083 | 6.876 | 850 | 122.43 | -122.43
7163 | 0.507 | 0.566 | 0.522 | 0.233 | 0.223 | 0.126 | 0.049 | 0.025 | 6.716 | 6.753 | 850 | 108.15 | -108.15
7164 | 0.545 | 0.573 | 0.554 | 0.451 | 0.205 | 0.134 | 0.069 | 0.023 | 6.407 | 6.458 | 850 | 93.9 | -93.9
7165 | 0.526 | 0.529 | 0.538 | 0.384 | 0.183 | 0.144 | 0.095 | 0.025 | 6.129 | 6.196 | 850 | 81.08 | -81.08
7166 | 0.448 | 0.434 | 0.462 | 0.276 | 0.165 | 0.152 | 0.11 | 0.038 | 5.879 | 6.103 | 850 | 78.18 | -78.18
7167 | 0.312 | 0.284 | 0.335 | 0.161 | 0.14 | 0.165 | 0.113 | 0.054 | 5.427 | 6.188 | 850 | 82.47 | -82.47
7168 | 0.134 | 0.097 | 0.159 | 0.064 | 0.126 | 0.229 | 0.127 | 0.086 | 5.065 | 6.892 | 850 | 99.33 | -99.33
7169 | 0 | 0 | 0 | 0 | 0.114 | 0.315 | 0.183 | 0.141 | 4.633 | 7.632 | 850 | 118.03 | -118.03
7170 | 0 | 0 | 0 | 0 | 0.118 | 0.374 | 0.249 | 0.172 | 4.071 | 8.019 | 850 | 158.73 | -158.73
7171 | 0 | 0 | 0 | 0 | 0.138 | 0.403 | 0.288 | 0.173 | 3.489 | 8.067 | 850 | 227.32 | -227.32
7172 | 0 | 0 | 0 | 0 | 0.167 | 0.407 | 0.271 | 0.161 | 3.013 | 7.833 | 850 | 184.85 | -184.85
7173 | 0 | 0 | 0 | 0 | 0.196 | 0.394 | 0.214 | 0.147 | 2.667 | 7.43 | 850 | 123.86 | -123.86
7174 | 0 | 0 | 0 | 0 | 0.216 | 0.376 | 0.166 | 0.143 | 2.459 | 7.05 | 850 | 116.29 | -116.29
7175 | 0 | 0 | 0 | 0 | 0.216 | 0.347 | 0.137 | 0.149 | 2.613 | 6.614 | 850 | 113.96 | -113.96
7176 | 0 | 0 | 0 | 0 | 0.191 | 0.304 | 0.12 | 0.152 | 2.791 | 6.118 | 850 | 107.4 | -107.4
7177 | 0 | 0 | 0 | 0 | 0.162 | 0.251 | 0.107 | 0.153 | 2.967 | 5.656 | 850 | 115.29 | -115.29
7178 | 0 | 0 | 0 | 0 | 0.142 | 0.194 | 0.089 | 0.153 | 3.371 | 5.208 | 850 | 109.64 | -109.64
7179 | 0 | 0 | 0 | 0 | 0.123 | 0.136 | 0.071 | 0.142 | 3.909 | 4.747 | 850 | 106.95 | -106.95
7180 | 0 | 0 | 0 | 0 | 0.12 | 0.079 | 0.058 | 0.126 | 4.627 | 4.03 | 850 | 107.79 | -107.79
7181 | 0 | 0 | 0 | 0 | 0.142 | 0.042 | 0.059 | 0.123 | 5.468 | 3.103 | 850 | 105.7 | -105.7
7182 | 0 | 0 | 0 | 0 | 0.176 | 0.027 | 0.083 | 0.124 | 6.138 | 2.334 | 850 | 106.82 | -106.82
7183 | 0 | 0.018 | 0 | 0.002 | 0.213 | 0.032 | 0.12 | 0.124 | 6.611 | 2.595 | 850 | 113.93 | -113.93
7184 | 0.054 | 0.181 | 0.028 | 0.07 | 0.222 | 0.036 | 0.119 | 0.116 | 6.903 | 3.536 | 850 | 125.71 | -125.71
7185 | 0.134 | 0.37 | 0.085 | 0.286 | 0.131 | 0.028 | 0.112 | 0.15 | 6.792 | 4.083 | 850 | 126 | -126
7186 | 0.212 | 0.493 | 0.205 | 0.423 | 0.073 | 0.036 | 0.108 | 0.186 | 6.58 | 4.394 | 850 | 117.57 | -117.57
7187 | 0.35 | 0.554 | 0.402 | 0.515 | 0.069 | 0.037 | 0.096 | 0.198 | 6.651 | 4.743 | 850 | 101.39 | -101.39
7188 | 0.476 | 0.55 | 0.514 | 0.574 | 0.106 | 0.041 | 0.088 | 0.192 | 6.898 | 4.908 | 850 | 81.48 | -81.48
7189 | 0.47 | 0.466 | 0.503 | 0.5 | 0.13 | 0.047 | 0.084 | 0.201 | 7.358 | 5.025 | 850 | 68.35 | -68.35
7190 | 0.302 | 0.34 | 0.391 | 0.36 | 0.142 | 0.07 | 0.078 | 0.215 | 7.669 | 5.273 | 850 | 63.3 | -63.3
7191 | 0.141 | 0.208 | 0.182 | 0.18 | 0.197 | 0.116 | 0.073 | 0.219 | 7.921 | 5.93 | 850 | 64.55 | -64.55
7192 | 0.048 | 0.058 | 0.049 | 0.05 | 0.319 | 0.233 | 0.099 | 0.245 | 8.535 | 7.179 | 850 | 81.44 | -81.44
7193 | 0 | 0 | 0 | 0 | 0.446 | 0.38 | 0.189 | 0.366 | 9.481 | 8.585 | 850 | 100.6 | -100.6
7194 | 0 | 0 | 0 | 0 | 0.523 | 0.48 | 0.26 | 0.383 | 10.273 | 9.389 | 850 | 125.73 | -125.73
7195 | 0 | 0 | 0 | 0 | 0.544 | 0.518 | 0.233 | 0.343 | 10.513 | 9.662 | 850 | 150.9 | -150.9
7196 | 0 | 0 | 0 | 0 | 0.525 | 0.509 | 0.177 | 0.277 | 10.454 | 9.669 | 850 | 118.74 | -118.74
7197 | 0 | 0 | 0 | 0 | 0.491 | 0.475 | 0.129 | 0.218 | 10.28 | 9.81 | 850 | 96.48 | -96.48
7198 | 0 | 0 | 0 | 0 | 0.486 | 0.446 | 0.111 | 0.197 | 9.895 | 9.655 | 850 | 88.76 | -88.76
7199 | 0 | 0 | 0 | 0 | 0.507 | 0.433 | 0.093 | 0.17 | 9.883 | 9.492 | 850 | 87.5 | -87.5
7200 | 0 | 0 | 0 | 0 | 0.506 | 0.427 | 0.08 | 0.129 | 10.028 | 9.662 | 850 | 76.63 | -76.63
7201 | 0 | 0 | 0 | 0 | 0.497 | 0.423 | 0.079 | 0.098 | 9.764 | 9.658 | 850 | 92.22 | -92.22
7202 | 0 | 0 | 0 | 0 | 0.498 | 0.411 | 0.083 | 0.079 | 9.654 | 9.465 | 850 | 84 | -84
7203 | 0 | 0 | 0 | 0 | 0.475 | 0.393 | 0.089 | 0.065 | 9.163 | 9.454 | 850 | 82.23 | -82.23
7204 | 0 | 0 | 0 | 0 | 0.439 | 0.383 | 0.102 | 0.062 | 8.812 | 9.517 | 850 | 80.43 | -80.43
7205 | 0 | 0 | 0 | 0 | 0.417 | 0.376 | 0.127 | 0.064 | 8.824 | 9.502 | 850 | 79.41 | -79.41
7206 | 0 | 0 | 0 | 0 | 0.421 | 0.364 | 0.159 | 0.066 | 8.974 | 9.267 | 850 | 78.79 | -78.79
7207 | 0 | 0.007 | 0 | 0 | 0.417 | 0.343 | 0.172 | 0.063 | 8.754 | 8.996 | 850 | 85.14 | -85.14
7208 | 0.036 | 0.137 | 0.041 | 0.019 | 0.367 | 0.251 | 0.109 | 0.056 | 7.78 | 8.581 | 850 | 89.21 | -89.21
7209 | 0.135 | 0.334 | 0.13 | 0.052 | 0.333 | 0.228 | 0.072 | 0.048 | 7.286 | 8.153 | 850 | 88.05 | -88.05
7210 | 0.273 | 0.434 | 0.246 | 0.088 | 0.36 | 0.269 | 0.052 | 0.076 | 8.432 | 7.809 | 850 | 84.34 | -84.34
7211 | 0.452 | 0.415 | 0.447 | 0.105 | 0.38 | 0.317 | 0.029 | 0.111 | 9.781 | 8.165 | 850 | 66.48 | -66.48
7212 | 0.542 | 0.397 | 0.534 | 0.115 | 0.367 | 0.399 | 0.02 | 0.154 | 10.372 | 9.126 | 850 | 54.72 | -54.72
7213 | 0.532 | 0.325 | 0.514 | 0.12 | 0.341 | 0.494 | 0.019 | 0.169 | 10.111 | 9.987 | 850 | 42.5 | -42.5
7214 | 0.46 | 0.161 | 0.449 | 0.148 | 0.277 | 0.545 | 0.026 | 0.155 | 9.229 | 9.87 | 850 | 39.99 | -39.99
7215 | 0.322 | 0.072 | 0.306 | 0.181 | 0.195 | 0.48 | 0.041 | 0.127 | 8.24 | 9.181 | 850 | 40 | -40
7216 | 0.122 | 0.017 | 0.134 | 0.068 | 0.185 | 0.402 | 0.066 | 0.106 | 7.524 | 9.052 | 850 | 64.33 | -64.33
7217 | 0 | 0 | 0 | 0 | 0.199 | 0.424 | 0.087 | 0.084 | 6.804 | 9.316 | 850 | 111.53 | -111.53
7218 | 0 | 0 | 0 | 0 | 0.176 | 0.373 | 0.112 | 0.047 | 5.775 | 9.652 | 850 | 123.67 | -123.67
7219 | 0 | 0 | 0 | 0 | 0.133 | 0.317 | 0.148 | 0.014 | 4.743 | 9.087 | 850 | 148.3 | -148.3
7220 | 0 | 0 | 0 | 0 | 0.105 | 0.281 | 0.187 | 0.004 | 5.077 | 7.765 | 850 | 145.71 | -145.71
7221 | 0 | 0 | 0 | 0 | 0.141 | 0.26 | 0.197 | 0.01 | 6.532 | 6.222 | 850 | 130.47 | -130.47
7222 | 0 | 0 | 0 | 0 | 0.229 | 0.247 | 0.155 | 0.012 | 7.75 | 5.435 | 850 | 118.15 | -118.15
7223 | 0 | 0 | 0 | 0 | 0.312 | 0.235 | 0.099 | 0.006 | 8.485 | 5.797 | 850 | 112.01 | -112.01
7224 | 0 | 0 | 0 | 0 | 0.363 | 0.226 | 0.069 | 0.012 | 8.926 | 6.4 | 850 | 113.68 | -113.68
7225 | 0 | 0 | 0 | 0 | 0.383 | 0.215 | 0.065 | 0.034 | 9.186 | 6.898 | 850 | 102.99 | -102.99
7226 | 0 | 0 | 0 | 0 | 0.38 | 0.214 | 0.068 | 0.067 | 9.533 | 7.412 | 850 | 95.6 | -95.6
7227 | 0 | 0 | 0 | 0 | 0.366 | 0.214 | 0.068 | 0.098 | 9.925 | 7.825 | 850 | 94.37 | -94.37
7228 | 0 | 0 | 0 | 0 | 0.362 | 0.203 | 0.069 | 0.121 | 10.339 | 7.971 | 850 | 88.74 | -88.74
7229 | 0 | 0 | 0 | 0 | 0.382 | 0.198 | 0.068 | 0.125 | 10.626 | 8.181 | 850 | 84.09 | -84.09
7230 | 0 | 0 | 0 | 0 | 0.411 | 0.209 | 0.06 | 0.1 | 10.906 | 8.363 | 850 | 86.26 | -86.26
7231 | 0 | 0 | 0.005 | 0 | 0.45 | 0.236 | 0.047 | 0.073 | 11.242 | 8.882 | 850 | 99.93 | -99.93
7232 | 0.058 | 0.031 | 0.167 | 0.02 | 0.422 | 0.225 | 0.031 | 0.044 | 11.618 | 8.923 | 850 | 109.92 | -109.92
7233 | 0.164 | 0.103 | 0.366 | 0.061 | 0.313 | 0.148 | 0.012 | 0.026 | 12.184 | 8.726 | 850 | 130.01 | -130.01
7234 | 0.227 | 0.21 | 0.503 | 0.113 | 0.292 | 0.134 | 0.008 | 0.014 | 12.431 | 8.305 | 850 | 127.38 | -127.38
7235 | 0.218 | 0.307 | 0.576 | 0.17 | 0.478 | 0.172 | 0.008 | 0.008 | 12.537 | 8.299 | 850 | 116.18 | -116.18
7236 | 0.184 | 0.352 | 0.568 | 0.251 | 0.564 | 0.239 | 0.012 | 0.006 | 12.794 | 8.766 | 850 | 97.61 | -97.61
7237 | 0.138 | 0.384 | 0.533 | 0.363 | 0.587 | 0.304 | 0.017 | 0.008 | 12.496 | 9.448 | 850 | 98.31 | -98.31
7238 | 0.076 | 0.232 | 0.465 | 0.435 | 0.559 | 0.323 | 0.02 | 0.01 | 12.087 | 9.649 | 850 | 94.93 | -94.93
7239 | 0.029 | 0.039 | 0.322 | 0.305 | 0.541 | 0.3 | 0.021 | 0.006 | 11.882 | 9.479 | 850 | 101.33 | -101.33
7240 | 0.001 | 0 | 0.137 | 0.12 | 0.538 | 0.347 | 0.023 | 0.003 | 11.636 | 9.512 | 850 | 113.93 | -113.93
7241 | 0 | 0 | 0 | 0 | 0.504 | 0.382 | 0.023 | 0.009 | 11.218 | 9.799 | 850 | 121.36 | -121.36
7242 | 0 | 0 | 0 | 0 | 0.487 | 0.35 | 0.023 | 0.023 | 11.022 | 9.981 | 850 | 124.2 | -124.2
7243 | 0 | 0 | 0 | 0 | 0.457 | 0.325 | 0.025 | 0.041 | 10.46 | 10.011 | 850 | 141.11 | -141.11
7244 | 0 | 0 | 0 | 0 | 0.435 | 0.325 | 0.023 | 0.047 | 9.784 | 9.868 | 850 | 148.8 | -148.8
7245 | 0 | 0 | 0 | 0 | 0.401 | 0.328 | 0.018 | 0.041 | 9.435 | 9.642 | 850 | 146.12 | -146.12
7246 | 0 | 0 | 0 | 0 | 0.388 | 0.344 | 0.015 | 0.029 | 9.084 | 9.436 | 850 | 124.19 | -124.19
7247 | 0 | 0 | 0 | 0 | 0.386 | 0.367 | 0.015 | 0.017 | 8.925 | 9.321 | 850 | 115.59 | -115.59
7248 | 0 | 0 | 0 | 0 | 0.411 | 0.374 | 0.014 | 0.011 | 8.841 | 9.195 | 850 | 109.96 | -109.96
7249 | 0 | 0 | 0 | 0 | 0.433 | 0.352 | 0.012 | 0.012 | 8.501 | 8.899 | 850 | 102.41 | -102.41
7250 | 0 | 0 | 0 | 0 | 0.401 | 0.364 | 0.01 | 0.015 | 8.328 | 8.641 | 850 | 101.34 | -101.34
7251 | 0 | 0 | 0 | 0 | 0.369 | 0.36 | 0.008 | 0.019 | 8.313 | 8.258 | 850 | 100.04 | -100.04
7252 | 0 | 0 | 0 | 0 | 0.377 | 0.335 | 0.009 | 0.024 | 8.126 | 8.161 | 850 | 98.83 | -98.83
7253 | 0 | 0 | 0 | 0 | 0.376 | 0.315 | 0.011 | 0.031 | 7.967 | 8.034 | 850 | 98.17 | -98.17
7254 | 0 | 0 | 0 | 0 | 0.378 | 0.315 | 0.013 | 0.034 | 7.921 | 7.757 | 850 | 100.02 | -100.02
7255 | 0 | 0 | 0.001 | 0 | 0.373 | 0.319 | 0.014 | 0.036 | 7.96 | 7.829 | 850 | 113.1 | -113.1
7256 | 0.016 | 0.089 | 0.144 | 0.03 | 0.352 | 0.227 | 0.015 | 0.032 | 8.065 | 7.787 | 850 | 127.38 | -127.38
7257 | 0.059 | 0.217 | 0.337 | 0.128 | 0.288 | 0.155 | 0.009 | 0.018 | 8.18 | 7.605 | 850 | 157.73 | -157.73
7258 | 0.113 | 0.34 | 0.475 | 0.347 | 0.288 | 0.203 | 0.007 | 0.009 | 8.12 | 7.547 | 850 | 151.32 | -151.32
7259 | 0.177 | 0.358 | 0.521 | 0.495 | 0.31 | 0.224 | 0.006 | 0.009 | 7.941 | 7.57 | 850 | 129.69 | -129.69
7260 | 0.196 | 0.312 | 0.522 | 0.552 | 0.325 | 0.229 | 0.007 | 0.006 | 7.852 | 7.677 | 850 | 120.7 | -120.7
7261 | 0.16 | 0.202 | 0.534 | 0.49 | 0.314 | 0.23 | 0.011 | 0.004 | 7.692 | 7.73 | 850 | 112.97 | -112.97
7262 | 0.091 | 0.133 | 0.457 | 0.298 | 0.297 | 0.227 | 0.015 | 0.005 | 7.54 | 7.824 | 850 | 105.45 | -105.45
7263 | 0.031 | 0.07 | 0.334 | 0.165 | 0.294 | 0.206 | 0.02 | 0.015 | 7.295 | 8.144 | 850 | 117.73 | -117.73
7264 | 0.002 | 0.007 | 0.135 | 0.046 | 0.326 | 0.234 | 0.025 | 0.035 | 7.135 | 8.636 | 850 | 135.94 | -135.94
7265 | 0 | 0 | 0 | 0 | 0.354 | 0.29 | 0.027 | 0.042 | 7.18 | 9.182 | 850 | 172.26 | -172.26
7266 | 0 | 0 | 0 | 0 | 0.347 | 0.31 | 0.026 | 0.03 | 7.226 | 9.457 | 850 | 212.72 | -212.72
7267 | 0 | 0 | 0 | 0 | 0.37 | 0.307 | 0.023 | 0.016 | 7.194 | 9.491 | 850 | 285.8 | -285.8
7268 | 0 | 0 | 0 | 0 | 0.349 | 0.301 | 0.018 | 0.01 | 7.416 | 9.218 | 850 | 257.44 | -257.44
7269 | 0 | 0 | 0 | 0 | 0.352 | 0.301 | 0.013 | 0.015 | 7.6 | 9.263 | 850 | 203.82 | -203.82
7270 | 0 | 0 | 0 | 0 | 0.347 | 0.315 | 0.012 | 0.027 | 7.69 | 9.288 | 850 | 140.6 | -140.6
7271 | 0 | 0 | 0 | 0 | 0.332 | 0.325 | 0.013 | 0.047 | 7.934 | 9.218 | 850 | 124.05 | -124.05
7272 | 0 | 0 | 0 | 0 | 0.312 | 0.323 | 0.016 | 0.063 | 8.035 | 9.043 | 850 | 118.08 | -118.08
7273 | 0 | 0 | 0 | 0 | 0.3 | 0.315 | 0.021 | 0.063 | 7.785 | 8.875 | 850 | 103.09 | -103.09
7274 | 0 | 0 | 0 | 0 | 0.285 | 0.308 | 0.021 | 0.061 | 7.474 | 8.872 | 850 | 100.71 | -100.71
7275 | 0 | 0 | 0 | 0 | 0.274 | 0.304 | 0.016 | 0.062 | 7.443 | 8.952 | 850 | 100.52 | -100.52
7276 | 0 | 0 | 0 | 0 | 0.28 | 0.328 | 0.008 | 0.055 | 7.47 | 8.88 | 850 | 98.16 | -98.16
7277 | 0 | 0 | 0 | 0 | 0.304 | 0.364 | 0.008 | 0.045 | 7.451 | 8.635 | 850 | 98.05 | -98.05
7278 | 0 | 0 | 0 | 0 | 0.306 | 0.357 | 0.011 | 0.039 | 7.357 | 8.598 | 850 | 100.56 | -100.56
7279 | 0 | 0 | 0 | 0 | 0.287 | 0.333 | 0.016 | 0.034 | 7.302 | 8.646 | 850 | 106.32 | -106.32
7280 | 0.019 | 0.035 | 0.093 | 0.062 | 0.225 | 0.281 | 0.016 | 0.019 | 7.167 | 8.505 | 850 | 123.54 | -123.54
7281 | 0.065 | 0.099 | 0.242 | 0.152 | 0.157 | 0.223 | 0.015 | 0.011 | 6.95 | 8.46 | 850 | 139.68 | -139.68
7282 | 0.093 | 0.129 | 0.393 | 0.341 | 0.128 | 0.234 | 0.01 | 0.007 | 6.651 | 8.716 | 850 | 138.91 | -138.91
7283 | 0.101 | 0.181 | 0.552 | 0.471 | 0.129 | 0.274 | 0.008 | 0.006 | 6.74 | 8.815 | 850 | 124.34 | -124.34
7284 | 0.116 | 0.155 | 0.601 | 0.574 | 0.139 | 0.325 | 0.009 | 0.012 | 7.379 | 9.525 | 850 | 115 | -115
7285 | 0.127 | 0.152 | 0.573 | 0.56 | 0.157 | 0.345 | 0.014 | 0.019 | 7.516 | 10.215 | 850 | 109.68 | -109.68
7286 | 0.077 | 0.121 | 0.489 | 0.472 | 0.154 | 0.35 | 0.024 | 0.021 | 7.027 | 10.228 | 850 | 102.53 | -102.53
7287 | 0.054 | 0.044 | 0.337 | 0.321 | 0.122 | 0.31 | 0.038 | 0.025 | 6.928 | 9.948 | 850 | 106.95 | -106.95
7288 | 0.017 | 0.005 | 0.148 | 0.119 | 0.138 | 0.322 | 0.07 | 0.046 | 6.92 | 10.246 | 850 | 111.31 | -111.31
7289 | 0 | 0 | 0 | 0 | 0.181 | 0.382 | 0.114 | 0.067 | 6.512 | 10.353 | 850 | 126.16 | -126.16
7290 | 0 | 0 | 0 | 0 | 0.166 | 0.393 | 0.158 | 0.071 | 6.133 | 9.738 | 850 | 160 | -160
7291 | 0 | 0 | 0 | 0 | 0.125 | 0.364 | 0.187 | 0.057 | 5.926 | 9.467 | 850 | 193.88 | -193.88
7292 | 0 | 0 | 0 | 0 | 0.098 | 0.346 | 0.201 | 0.039 | 5.827 | 9.34 | 850 | 192.89 | -192.89
7293 | 0 | 0 | 0 | 0 | 0.071 | 0.347 | 0.192 | 0.026 | 5.98 | 9.254 | 850 | 159.44 | -159.44
7294 | 0 | 0 | 0 | 0 | 0.058 | 0.319 | 0.155 | 0.03 | 6.332 | 8.962 | 850 | 133.56 | -133.56
7295 | 0 | 0 | 0 | 0 | 0.062 | 0.306 | 0.12 | 0.041 | 6.898 | 8.892 | 850 | 122.67 | -122.67
7296 | 0 | 0 | 0 | 0 | 0.08 | 0.295 | 0.084 | 0.035 | 7.466 | 8.783 | 850 | 115.34 | -115.34
7297 | 0 | 0 | 0 | 0 | 0.099 | 0.313 | 0.063 | 0.024 | 8.07 | 8.533 | 850 | 112.37 | -112.37
7298 | 0 | 0 | 0 | 0 | 0.113 | 0.301 | 0.048 | 0.017 | 8.656 | 8.541 | 850 | 105.16 | -105.16
7299 | 0 | 0 | 0 | 0 | 0.132 | 0.249 | 0.042 | 0.011 | 9.073 | 8.71 | 850 | 98.51 | -98.51
7300 | 0 | 0 | 0 | 0 | 0.142 | 0.201 | 0.043 | 0.009 | 9.314 | 8.694 | 850 | 96.58 | -96.58
7301 | 0 | 0 | 0 | 0 | 0.149 | 0.172 | 0.042 | 0.007 | 9.491 | 8.753 | 850 | 94.81 | -94.81
7302 | 0 | 0 | 0 | 0 | 0.159 | 0.155 | 0.035 | 0.008 | 9.761 | 8.924 | 850 | 98.03 | -98.03
7303 | 0 | 0 | 0 | 0 | 0.175 | 0.151 | 0.031 | 0.013 | 9.973 | 9.322 | 850 | 102.34 | -102.34
7304 | 0.023 | 0.083 | 0.033 | 0.021 | 0.191 | 0.154 | 0.032 | 0.014 | 10.126 | 9.62 | 850 | 121.15 | -121.15
7305 | 0.086 | 0.243 | 0.085 | 0.077 | 0.157 | 0.158 | 0.034 | 0.015 | 10.253 | 10.029 | 850 | 135.53 | -135.53
7306 | 0.151 | 0.333 | 0.122 | 0.158 | 0.153 | 0.219 | 0.033 | 0.016 | 10.661 | 10.735 | 850 | 133.47 | -133.47
7307 | 0.228 | 0.311 | 0.157 | 0.244 | 0.228 | 0.341 | 0.028 | 0.013 | 11.469 | 11.257 | 850 | 123.28 | -123.28
7308 | 0.28 | 0.3 | 0.183 | 0.28 | 0.299 | 0.428 | 0.019 | 0.012 | 12.14 | 11.827 | 850 | 105.14 | -105.14
7309 | 0.258 | 0.268 | 0.22 | 0.312 | 0.328 | 0.481 | 0.013 | 0.011 | 12.295 | 12.514 | 850 | 98.05 | -98.05
7310 | 0.186 | 0.191 | 0.271 | 0.285 | 0.325 | 0.489 | 0.009 | 0.009 | 12.27 | 13.202 | 850 | 88.91 | -88.91
7311 | 0.121 | 0.111 | 0.202 | 0.187 | 0.294 | 0.452 | 0.007 | 0.007 | 12.344 | 13.57 | 850 | 92.55 | -92.55
7312 | 0.03 | 0.013 | 0.073 | 0.047 | 0.32 | 0.461 | 0.008 | 0.019 | 12.631 | 13.745 | 850 | 99.38 | -99.38
7313 | 0 | 0 | 0 | 0 | 0.378 | 0.511 | 0.012 | 0.037 | 12.892 | 13.733 | 850 | 111.5 | -111.5
7314 | 0 | 0 | 0 | 0 | 0.411 | 0.529 | 0.019 | 0.026 | 12.709 | 13.737 | 850 | 123.17 | -123.17
7315 | 0 | 0 | 0 | 0 | 0.423 | 0.523 | 0.026 | 0.015 | 12.378 | 13.617 | 850 | 129 | -129
7316 | 0 | 0 | 0 | 0 | 0.452 | 0.507 | 0.03 | 0.012 | 12.048 | 13.819 | 850 | 128.41 | -128.41
7317 | 0 | 0 | 0 | 0 | 0.46 | 0.508 | 0.026 | 0.009 | 11.751 | 13.887 | 850 | 117.84 | -117.84
7318 | 0 | 0 | 0 | 0 | 0.457 | 0.487 | 0.019 | 0.007 | 11.631 | 13.838 | 850 | 105.8 | -105.8
7319 | 0 | 0 | 0 | 0 | 0.466 | 0.46 | 0.012 | 0.004 | 11.299 | 13.888 | 850 | 85.34 | -85.34
7320 | 0 | 0 | 0 | 0 | 0.472 | 0.46 | 0.011 | 0.004 | 11.166 | 14.015 | 850 | 80.44 | -80.44
7321 | 0 | 0 | 0 | 0 | 0.462 | 0.474 | 0.013 | 0.007 | 11.184 | 13.907 | 850 | 64.56 | -64.56
7322 | 0 | 0 | 0 | 0 | 0.44 | 0.481 | 0.02 | 0.01 | 11.225 | 13.602 | 850 | 63.34 | -63.34
7323 | 0 | 0 | 0 | 0 | 0.418 | 0.469 | 0.03 | 0.011 | 11.343 | 13.287 | 850 | 62.95 | -62.95
7324 | 0 | 0 | 0 | 0 | 0.39 | 0.44 | 0.036 | 0.008 | 11.306 | 13.015 | 850 | 57.1 | -57.1
7325 | 0 | 0 | 0 | 0 | 0.365 | 0.417 | 0.044 | 0.005 | 11.28 | 13.05 | 850 | 54.54 | -54.54
7326 | 0 | 0 | 0 | 0 | 0.327 | 0.461 | 0.056 | 0.004 | 11.38 | 13.147 | 850 | 56.99 | -56.99
7327 | 0 | 0 | 0 | 0 | 0.353 | 0.492 | 0.064 | 0.006 | 11.442 | 13.022 | 850 | 63.21 | -63.21
7328 | 0.005 | 0.016 | 0.031 | 0.027 | 0.359 | 0.492 | 0.058 | 0.01 | 11.405 | 12.706 | 850 | 69.68 | -69.68
7329 | 0.03 | 0.057 | 0.116 | 0.168 | 0.316 | 0.491 | 0.051 | 0.017 | 11.461 | 12.654 | 850 | 70.35 | -70.35
7330 | 0.057 | 0.081 | 0.259 | 0.427 | 0.35 | 0.547 | 0.052 | 0.022 | 11.625 | 13.104 | 850 | 64.18 | -64.18
7331 | 0.078 | 0.123 | 0.409 | 0.579 | 0.377 | 0.595 | 0.06 | 0.023 | 11.778 | 13.502 | 850 | 61.2 | -61.2
7332 | 0.086 | 0.188 | 0.506 | 0.613 | 0.389 | 0.591 | 0.073 | 0.02 | 11.826 | 13.571 | 850 | 55.01 | -55.01
7333 | 0.088 | 0.201 | 0.556 | 0.58 | 0.403 | 0.602 | 0.096 | 0.018 | 11.557 | 13.483 | 850 | 32.04 | -32.04
7334 | 0.059 | 0.187 | 0.49 | 0.493 | 0.401 | 0.595 | 0.121 | 0.018 | 10.851 | 13.05 | 850 | 29.49 | -29.49
7335 | 0.027 | 0.115 | 0.36 | 0.346 | 0.383 | 0.568 | 0.126 | 0.02 | 10.231 | 12.66 | 850 | 34.9 | -34.9
7336 | 0 | 0.008 | 0.171 | 0.129 | 0.402 | 0.609 | 0.159 | 0.025 | 9.825 | 12.625 | 850 | 63.83 | -63.83
7337 | 0 | 0 | 0 | 0 | 0.407 | 0.624 | 0.199 | 0.039 | 9.724 | 12.42 | 850 | 89.33 | -89.33
7338 | 0 | 0 | 0 | 0 | 0.388 | 0.554 | 0.209 | 0.073 | 9.668 | 12.045 | 850 | 115.98 | -115.98
7339 | 0 | 0 | 0 | 0 | 0.38 | 0.554 | 0.202 | 0.123 | 9.943 | 12.32 | 850 | 119.87 | -119.87
7340 | 0 | 0 | 0 | 0 | 0.393 | 0.599 | 0.181 | 0.176 | 10.347 | 12.311 | 850 | 117.97 | -117.97
7341 | 0 | 0 | 0 | 0 | 0.388 | 0.601 | 0.148 | 0.239 | 10.388 | 12.391 | 850 | 117.59 | -117.59
7342 | 0 | 0 | 0 | 0 | 0.347 | 0.6 | 0.115 | 0.26 | 10.418 | 12.149 | 850 | 113.2 | -113.2
7343 | 0 | 0 | 0 | 0 | 0.3 | 0.569 | 0.091 | 0.204 | 10.711 | 12.235 | 850 | 104.64 | -104.64
7344 | 0 | 0 | 0 | 0 | 0.312 | 0.554 | 0.074 | 0.148 | 10.86 | 12.059 | 850 | 98.41 | -98.41
7345 | 0 | 0 | 0 | 0 | 0.335 | 0.537 | 0.063 | 0.115 | 10.821 | 11.678 | 850 | 85.64 | -85.64
7346 | 0 | 0 | 0 | 0 | 0.329 | 0.492 | 0.049 | 0.089 | 10.648 | 11.123 | 850 | 95.75 | -95.75
7347 | 0 | 0 | 0 | 0 | 0.284 | 0.407 | 0.046 | 0.075 | 10.501 | 10.778 | 850 | 91.31 | -91.31
7348 | 0 | 0 | 0 | 0 | 0.286 | 0.376 | 0.057 | 0.071 | 10.116 | 10.448 | 850 | 88.76 | -88.76
7349 | 0 | 0 | 0 | 0 | 0.294 | 0.373 | 0.088 | 0.067 | 9.304 | 9.616 | 850 | 86 | -86
7350 | 0 | 0 | 0 | 0 | 0.282 | 0.338 | 0.134 | 0.063 | 8.515 | 8.596 | 850 | 86.85 | -86.85
7351 | 0 | 0.001 | 0 | 0 | 0.233 | 0.282 | 0.151 | 0.047 | 7.929 | 7.807 | 850 | 92.13 | -92.13
7352 | 0.075 | 0.107 | 0.019 | 0.017 | 0.167 | 0.182 | 0.147 | 0.027 | 7.163 | 6.747 | 850 | 96.97 | -96.97
7353 | 0.301 | 0.281 | 0.071 | 0.049 | 0.072 | 0.109 | 0.161 | 0.013 | 5.911 | 5.278 | 850 | 100.11 | -100.11
7354 | 0.474 | 0.437 | 0.166 | 0.095 | 0.047 | 0.081 | 0.162 | 0.008 | 4.404 | 3.889 | 850 | 101.16 | -101.16
7355 | 0.566 | 0.496 | 0.189 | 0.108 | 0.029 | 0.051 | 0.164 | 0.007 | 3.212 | 2.715 | 850 | 109.64 | -109.64
7356 | 0.597 | 0.567 | 0.247 | 0.115 | 0.023 | 0.041 | 0.172 | 0.016 | 2.593 | 2.227 | 850 | 91.19 | -91.19
7357 | 0.565 | 0.558 | 0.217 | 0.114 | 0.028 | 0.042 | 0.186 | 0.03 | 2.392 | 2.267 | 850 | 94.44 | -94.44
7358 | 0.478 | 0.459 | 0.163 | 0.082 | 0.036 | 0.045 | 0.208 | 0.041 | 2.649 | 2.54 | 850 | 88.68 | -88.68
7359 | 0.323 | 0.297 | 0.097 | 0.042 | 0.043 | 0.05 | 0.239 | 0.057 | 3.115 | 2.802 | 850 | 91.51 | -91.51
7360 | 0.106 | 0.045 | 0.023 | 0.004 | 0.076 | 0.086 | 0.289 | 0.09 | 3.473 | 2.677 | 850 | 103.42 | -103.42
7361 | 0 | 0 | 0 | 0 | 0.103 | 0.107 | 0.419 | 0.139 | 3.661 | 2.803 | 850 | 122.3 | -122.3
7362 | 0 | 0 | 0 | 0 | 0.119 | 0.095 | 0.473 | 0.187 | 3.816 | 3.222 | 850 | 137.61 | -137.61
7363 | 0 | 0 | 0 | 0 | 0.129 | 0.085 | 0.463 | 0.244 | 3.959 | 3.773 | 850 | 158.56 | -158.56
7364 | 0 | 0 | 0 | 0 | 0.132 | 0.079 | 0.45 | 0.307 | 4.355 | 4.493 | 850 | 149.92 | -149.92
7365 | 0 | 0 | 0 | 0 | 0.141 | 0.077 | 0.41 | 0.332 | 4.977 | 5.24 | 850 | 134.96 | -134.96
7366 | 0 | 0 | 0 | 0 | 0.156 | 0.091 | 0.366 | 0.353 | 5.426 | 6.048 | 850 | 122.79 | -122.79
7367 | 0 | 0 | 0 | 0 | 0.161 | 0.131 | 0.334 | 0.366 | 5.509 | 6.713 | 850 | 111.26 | -111.26
7368 | 0 | 0 | 0 | 0 | 0.148 | 0.156 | 0.313 | 0.348 | 5.515 | 7.112 | 850 | 106.28 | -106.28
7369 | 0 | 0 | 0 | 0 | 0.145 | 0.162 | 0.29 | 0.343 | 5.6 | 7.449 | 850 | 100.61 | -100.61
7370 | 0 | 0 | 0 | 0 | 0.142 | 0.162 | 0.245 | 0.324 | 5.602 | 7.796 | 850 | 101.19 | -101.19
7371 | 0 | 0 | 0 | 0 | 0.123 | 0.155 | 0.216 | 0.298 | 5.572 | 8.017 | 850 | 96.63 | -96.63
7372 | 0 | 0 | 0 | 0 | 0.123 | 0.14 | 0.214 | 0.292 | 5.587 | 8.246 | 850 | 89.05 | -89.05
7373 | 0 | 0 | 0 | 0 | 0.153 | 0.129 | 0.224 | 0.271 | 5.891 | 8.597 | 850 | 85.09 | -85.09
7374 | 0 | 0 | 0 | 0 | 0.19 | 0.155 | 0.2 | 0.254 | 6.392 | 8.661 | 850 | 87.43 | -87.43
7375 | 0 | 0.004 | 0 | 0.015 | 0.216 | 0.184 | 0.174 | 0.224 | 6.77 | 8.703 | 850 | 88.5 | -88.5
7376 | 0.103 | 0.177 | 0.043 | 0.215 | 0.206 | 0.148 | 0.14 | 0.126 | 6.972 | 8.821 | 850 | 95.56 | -95.56
7377 | 0.318 | 0.373 | 0.139 | 0.441 | 0.093 | 0.062 | 0.105 | 0.087 | 6.804 | 8.592 | 850 | 98.11 | -98.11
7378 | 0.48 | 0.521 | 0.297 | 0.574 | 0.03 | 0.061 | 0.07 | 0.072 | 6.448 | 8.79 | 850 | 88.47 | -88.47
7379 | 0.563 | 0.588 | 0.418 | 0.642 | 0.02 | 0.113 | 0.046 | 0.061 | 6.326 | 9.142 | 850 | 83.97 | -83.97
7380 | 0.586 | 0.599 | 0.509 | 0.655 | 0.021 | 0.115 | 0.029 | 0.056 | 6.398 | 9.373 | 850 | 70.71 | -70.71
7381 | 0.556 | 0.556 | 0.508 | 0.616 | 0.023 | 0.127 | 0.019 | 0.055 | 6.448 | 9.552 | 850 | 60.78 | -60.78
7382 | 0.469 | 0.455 | 0.437 | 0.524 | 0.025 | 0.145 | 0.016 | 0.053 | 6.472 | 9.608 | 850 | 52.63 | -52.63
7383 | 0.322 | 0.293 | 0.302 | 0.373 | 0.028 | 0.152 | 0.017 | 0.049 | 6.398 | 9.54 | 850 | 61.08 | -61.08
7384 | 0.113 | 0.048 | 0.134 | 0.132 | 0.032 | 0.201 | 0.029 | 0.052 | 6.423 | 10.109 | 850 | 84.37 | -84.37
7385 | 0 | 0 | 0 | 0 | 0.036 | 0.26 | 0.047 | 0.045 | 6.596 | 10.794 | 850 | 100.95 | -100.95
7386 | 0 | 0 | 0 | 0 | 0.036 | 0.306 | 0.061 | 0.043 | 6.739 | 10.697 | 850 | 115.16 | -115.16
7387 | 0 | 0 | 0 | 0 | 0.029 | 0.34 | 0.064 | 0.047 | 6.682 | 10.478 | 850 | 127.91 | -127.91
7388 | 0 | 0 | 0 | 0 | 0.019 | 0.373 | 0.064 | 0.049 | 6.517 | 10.516 | 850 | 126.09 | -126.09
7389 | 0 | 0 | 0 | 0 | 0.011 | 0.392 | 0.079 | 0.049 | 6.325 | 10.569 | 850 | 120.72 | -120.72
7390 | 0 | 0 | 0 | 0 | 0.006 | 0.383 | 0.081 | 0.046 | 6.122 | 10.297 | 850 | 110.8 | -110.8
7391 | 0 | 0 | 0 | 0 | 0.007 | 0.344 | 0.072 | 0.047 | 5.982 | 9.695 | 850 | 102 | -102
7392 | 0 | 0 | 0 | 0 | 0.008 | 0.324 | 0.067 | 0.052 | 5.818 | 9.046 | 850 | 100.69 | -100.69
7393 | 0 | 0 | 0 | 0 | 0.008 | 0.261 | 0.07 | 0.056 | 5.5 | 8.46 | 850 | 94.53 | -94.53
7394 | 0 | 0 | 0 | 0 | 0.01 | 0.199 | 0.067 | 0.059 | 5.044 | 7.795 | 850 | 92.04 | -92.04
7395 | 0 | 0 | 0 | 0 | 0.014 | 0.164 | 0.067 | 0.064 | 4.526 | 7.177 | 850 | 89.96 | -89.96
7396 | 0 | 0 | 0 | 0 | 0.02 | 0.139 | 0.073 | 0.071 | 4.02 | 6.534 | 850 | 90.07 | -90.07
7397 | 0 | 0 | 0 | 0 | 0.029 | 0.119 | 0.081 | 0.078 | 3.618 | 5.829 | 850 | 89.86 | -89.86
7398 | 0 | 0 | 0 | 0 | 0.038 | 0.102 | 0.088 | 0.09 | 3.3 | 5.166 | 850 | 90.8 | -90.8
7399 | 0 | 0 | 0 | 0.009 | 0.05 | 0.085 | 0.101 | 0.101 | 3.06 | 4.481 | 850 | 98.52 | -98.52
7400 | 0.04 | 0.009 | 0.015 | 0.177 | 0.072 | 0.052 | 0.092 | 0.092 | 2.981 | 3.691 | 850 | 124.89 | -124.89
7401 | 0.136 | 0.04 | 0.07 | 0.387 | 0.06 | 0.027 | 0.07 | 0.049 | 3.122 | 2.819 | 850 | 144.91 | -144.91
7402 | 0.273 | 0.073 | 0.17 | 0.566 | 0.048 | 0.014 | 0.057 | 0.044 | 3.338 | 2.241 | 850 | 139.18 | -139.18
7403 | 0.385 | 0.107 | 0.368 | 0.633 | 0.08 | 0.004 | 0.051 | 0.055 | 3.743 | 2.708 | 850 | 120.63 | -120.63
7404 | 0.404 | 0.121 | 0.494 | 0.644 | 0.12 | 0.005 | 0.047 | 0.071 | 4.117 | 3.169 | 850 | 100 | -100
7405 | 0.383 | 0.115 | 0.569 | 0.603 | 0.136 | 0.01 | 0.049 | 0.094 | 4.307 | 3.452 | 850 | 97.12 | -97.12
7406 | 0.316 | 0.087 | 0.492 | 0.509 | 0.159 | 0.016 | 0.058 | 0.126 | 4.561 | 3.659 | 850 | 95.16 | -95.16
7407 | 0.201 | 0.038 | 0.357 | 0.355 | 0.185 | 0.025 | 0.077 | 0.151 | 4.958 | 3.908 | 850 | 98.47 | -98.47
7408 | 0.056 | 0 | 0.175 | 0.112 | 0.277 | 0.039 | 0.116 | 0.225 | 5.544 | 4.217 | 850 | 103.17 | -103.17
7409 | 0 | 0 | 0 | 0 | 0.399 | 0.056 | 0.179 | 0.37 | 6.181 | 4.469 | 850 | 130.4 | -130.4
7410 | 0 | 0 | 0 | 0 | 0.45 | 0.076 | 0.199 | 0.425 | 6.697 | 4.674 | 850 | 181.47 | -181.47
7411 | 0 | 0 | 0 | 0 | 0.467 | 0.094 | 0.161 | 0.431 | 7.096 | 4.838 | 850 | 290.21 | -290.21
7412 | 0 | 0 | 0 | 0 | 0.473 | 0.107 | 0.117 | 0.412 | 7.424 | 4.967 | 850 | 241.04 | -241.04
7413 | 0 | 0 | 0 | 0 | 0.472 | 0.121 | 0.071 | 0.373 | 7.699 | 5.068 | 850 | 162.09 | -162.09
7414 | 0 | 0 | 0 | 0 | 0.437 | 0.138 | 0.041 | 0.324 | 7.888 | 5.215 | 850 | 123 | -123
7415 | 0 | 0 | 0 | 0 | 0.325 | 0.159 | 0.032 | 0.214 | 7.948 | 5.374 | 850 | 112.27 | -112.27
7416 | 0 | 0 | 0 | 0 | 0.224 | 0.19 | 0.035 | 0.173 | 7.902 | 5.512 | 850 | 107.98 | -107.98
7417 | 0 | 0 | 0 | 0 | 0.17 | 0.219 | 0.046 | 0.134 | 7.865 | 5.603 | 850 | 97.6 | -97.6
7418 | 0 | 0 | 0 | 0 | 0.139 | 0.226 | 0.059 | 0.09 | 7.687 | 5.659 | 850 | 101.77 | -101.77
7419 | 0 | 0 | 0 | 0 | 0.126 | 0.223 | 0.077 | 0.064 | 7.429 | 5.667 | 850 | 94 | -94
7420 | 0 | 0 | 0 | 0 | 0.119 | 0.216 | 0.09 | 0.053 | 7.223 | 5.703 | 850 | 91.2 | -91.2
7421 | 0 | 0 | 0 | 0 | 0.126 | 0.216 | 0.111 | 0.058 | 7.07 | 5.708 | 850 | 93 | -93
7422 | 0 | 0 | 0 | 0 | 0.128 | 0.222 | 0.134 | 0.053 | 6.938 | 5.671 | 850 | 95.39 | -95.39
7423 | 0 | 0 | 0 | 0 | 0.133 | 0.219 | 0.144 | 0.044 | 6.808 | 5.712 | 850 | 104.88 | -104.88
7424 | 0.012 | 0.034 | 0.022 | 0.023 | 0.133 | 0.156 | 0.125 | 0.035 | 6.776 | 5.732 | 850 | 127.95 | -127.95
7425 | 0.089 | 0.108 | 0.094 | 0.065 | 0.125 | 0.132 | 0.08 | 0.022 | 6.646 | 5.763 | 850 | 149.32 | -149.32
7426 | 0.234 | 0.244 | 0.199 | 0.095 | 0.107 | 0.119 | 0.055 | 0.016 | 6.361 | 5.682 | 850 | 139.15 | -139.15
7427 | 0.294 | 0.318 | 0.348 | 0.117 | 0.079 | 0.103 | 0.047 | 0.014 | 6.025 | 5.368 | 850 | 118.23 | -118.23
7428 | 0.274 | 0.359 | 0.432 | 0.123 | 0.064 | 0.086 | 0.051 | 0.012 | 5.634 | 5.009 | 850 | 105.87 | -105.87
7429 | 0.239 | 0.38 | 0.427 | 0.126 | 0.057 | 0.07 | 0.049 | 0.011 | 5.243 | 4.66 | 850 | 95.28 | -95.28
7430 | 0.178 | 0.324 | 0.342 | 0.114 | 0.051 | 0.057 | 0.045 | 0.011 | 5.032 | 4.352 | 850 | 94.92 | -94.92
7431 | 0.104 | 0.155 | 0.199 | 0.053 | 0.061 | 0.05 | 0.04 | 0.01 | 5.187 | 4.185 | 850 | 99.25 | -99.25
7432 | 0.025 | 0.011 | 0.053 | 0.002 | 0.098 | 0.044 | 0.034 | 0.014 | 5.499 | 4.392 | 850 | 110.35 | -110.35
7433 | 0 | 0 | 0 | 0 | 0.154 | 0.045 | 0.029 | 0.028 | 5.772 | 4.702 | 850 | 155.99 | -155.99
7434 | 0 | 0 | 0 | 0 | 0.203 | 0.053 | 0.026 | 0.043 | 5.903 | 4.939 | 850 | 331.83 | -331.83
7435 | 0 | 0 | 0 | 0 | 0.227 | 0.063 | 0.029 | 0.042 | 5.86 | 5.016 | 850 | 505.31 | -505.31
7436 | 0 | 0 | 0 | 0 | 0.242 | 0.069 | 0.046 | 0.03 | 5.616 | 4.943 | 850 | 468.74 | -468.74
7437 | 0 | 0 | 0 | 0 | 0.245 | 0.066 | 0.075 | 0.019 | 5.199 | 4.738 | 850 | 341.7 | -341.7
7438 | 0 | 0 | 0 | 0 | 0.231 | 0.05 | 0.105 | 0.014 | 4.61 | 4.42 | 850 | 172.14 | -172.14
7439 | 0 | 0 | 0 | 0 | 0.206 | 0.03 | 0.12 | 0.014 | 3.872 | 4.073 | 850 | 130.77 | -130.77
7440 | 0 | 0 | 0 | 0 | 0.162 | 0.014 | 0.114 | 0.017 | 3.185 | 3.696 | 850 | 117.77 | -117.77
7441 | 0 | 0 | 0 | 0 | 0.097 | 0.009 | 0.095 | 0.02 | 2.675 | 3.341 | 850 | 110.03 | -110.03
7442 | 0 | 0 | 0 | 0 | 0.054 | 0.006 | 0.073 | 0.023 | 2.321 | 3.027 | 850 | 106.39 | -106.39
7443 | 0 | 0 | 0 | 0 | 0.041 | 0.005 | 0.054 | 0.024 | 2.156 | 2.82 | 850 | 99.05 | -99.05
7444 | 0 | 0 | 0 | 0 | 0.036 | 0.005 | 0.041 | 0.022 | 2.035 | 2.847 | 850 | 95.47 | -95.47
7445 | 0 | 0 | 0 | 0 | 0.035 | 0.004 | 0.031 | 0.021 | 2.044 | 3.018 | 850 | 97.04 | -97.04
7446 | 0 | 0 | 0 | 0 | 0.034 | 0.003 | 0.025 | 0.018 | 2.14 | 3.184 | 850 | 100.51 | -100.51
7447 | 0 | 0 | 0 | 0 | 0.033 | 0.004 | 0.022 | 0.012 | 2.218 | 3.321 | 850 | 110.25 | -110.25
7448 | 0 | 0.003 | 0.004 | 0.001 | 0.032 | 0.005 | 0.018 | 0.009 | 2.205 | 3.384 | 850 | 163.4 | -163.4
7449 | 0.025 | 0.027 | 0.03 | 0.025 | 0.031 | 0.007 | 0.015 | 0.008 | 2.064 | 3.303 | 850 | 299.99 | -299.99
7450 | 0.056 | 0.05 | 0.071 | 0.037 | 0.028 | 0.01 | 0.017 | 0.007 | 2.041 | 3.153 | 850 | 240.54 | -240.54
7451 | 0.082 | 0.062 | 0.119 | 0.072 | 0.023 | 0.014 | 0.022 | 0.005 | 2.021 | 2.912 | 850 | 144.94 | -144.94
7452 | 0.097 | 0.066 | 0.155 | 0.054 | 0.02 | 0.017 | 0.026 | 0.003 | 2.05 | 2.717 | 850 | 133.46 | -133.46
7453 | 0.092 | 0.059 | 0.163 | 0.044 | 0.016 | 0.015 | 0.028 | 0.005 | 2.202 | 2.569 | 850 | 123.2 | -123.2
7454 | 0.067 | 0.039 | 0.151 | 0.028 | 0.012 | 0.011 | 0.029 | 0.006 | 2.551 | 2.463 | 850 | 123.2 | -123.2
7455 | 0.03 | 0.013 | 0.09 | 0.01 | 0.01 | 0.008 | 0.034 | 0.007 | 3.016 | 2.577 | 850 | 125.55 | -125.55
7456 | 0 | 0 | 0.024 | 0 | 0.009 | 0.007 | 0.057 | 0.012 | 3.27 | 3.033 | 850 | 141.76 | -141.76
7457 | 0 | 0 | 0 | 0 | 0.009 | 0.008 | 0.098 | 0.021 | 2.948 | 3.349 | 850 | 270.09 | -270.09
7458 | 0 | 0 | 0 | 0 | 0.006 | 0.009 | 0.119 | 0.027 | 2.361 | 3.268 | 850 | 524.25 | -524.25
7459 | 0 | 0 | 0 | 0 | 0.005 | 0.01 | 0.117 | 0.029 | 2.264 | 2.851 | 850 | 820.11 | -820.11
7460 | 0 | 0 | 0 | 0 | 0.013 | 0.009 | 0.113 | 0.03 | 2.352 | 2.745 | 850 | 805.08 | -805.08
7461 | 0 | 0 | 0 | 0 | 0.02 | 0.005 | 0.107 | 0.031 | 2.442 | 3.06 | 850 | 450 | -450
7462 | 0 | 0 | 0 | 0 | 0.016 | 0.004 | 0.1 | 0.036 | 2.65 | 3.324 | 850 | 207.35 | -207.35
7463 | 0 | 0 | 0 | 0 | 0.014 | 0.005 | 0.093 | 0.049 | 2.51 | 3.384 | 850 | 133.48 | -133.48
7464 | 0 | 0 | 0 | 0 | 0.015 | 0.006 | 0.078 | 0.057 | 2.102 | 3.679 | 850 | 119.35 | -119.35
7465 | 0 | 0 | 0 | 0 | 0.012 | 0.01 | 0.075 | 0.057 | 2.079 | 3.708 | 850 | 111.73 | -111.73
7466 | 0 | 0 | 0 | 0 | 0.012 | 0.012 | 0.074 | 0.051 | 2.186 | 3.747 | 850 | 109.54 | -109.54
7467 | 0 | 0 | 0 | 0 | 0.013 | 0.011 | 0.071 | 0.043 | 2.191 | 4.316 | 850 | 102.98 | -102.98
7468 | 0 | 0 | 0 | 0 | 0.009 | 0.014 | 0.067 | 0.035 | 2.178 | 4.599 | 850 | 99.74 | -99.74
7469 | 0 | 0 | 0 | 0 | 0.008 | 0.022 | 0.062 | 0.029 | 2.52 | 4.575 | 850 | 99.85 | -99.85
7470 | 0 | 0 | 0 | 0 | 0.014 | 0.021 | 0.056 | 0.029 | 2.98 | 4.667 | 850 | 102.73 | -102.73
7471 | 0 | 0 | 0 | 0 | 0.02 | 0.014 | 0.055 | 0.035 | 3.24 | 4.636 | 850 | 116.89 | -116.89
7472 | 0.001 | 0.022 | 0.018 | 0.02 | 0.029 | 0.01 | 0.055 | 0.035 | 3.088 | 4.507 | 850 | 157.41 | -157.41
7473 | 0.034 | 0.079 | 0.082 | 0.062 | 0.039 | 0.007 | 0.062 | 0.032 | 2.568 | 4.095 | 850 | 219.56 | -219.56
7474 | 0.065 | 0.125 | 0.166 | 0.096 | 0.047 | 0.007 | 0.058 | 0.032 | 2.921 | 3.648 | 850 | 191.99 | -191.99
7475 | 0.083 | 0.143 | 0.252 | 0.112 | 0.053 | 0.006 | 0.056 | 0.033 | 3.488 | 3.288 | 850 | 152.92 | -152.92
7476 | 0.098 | 0.132 | 0.371 | 0.11 | 0.059 | 0.006 | 0.062 | 0.039 | 3.928 | 3.064 | 850 | 148.9 | -148.9
7477 | 0.101 | 0.102 | 0.512 | 0.084 | 0.064 | 0.007 | 0.071 | 0.042 | 4.272 | 2.872 | 850 | 134.81 | -134.81
7478 | 0.086 | 0.066 | 0.427 | 0.062 | 0.068 | 0.009 | 0.079 | 0.039 | 4.336 | 2.809 | 850 | 135.06 | -135.06
7479 | 0.067 | 0.024 | 0.266 | 0.026 | 0.073 | 0.012 | 0.085 | 0.034 | 4.395 | 2.77 | 850 | 132.91 | -132.91
7480 | 0.007 | 0 | 0.077 | 0 | 0.102 | 0.018 | 0.091 | 0.026 | 5.079 | 2.781 | 850 | 139.94 | -139.94
7481 | 0 | 0 | 0 | 0 | 0.148 | 0.025 | 0.101 | 0.027 | 5.528 | 2.793 | 850 | 189.42 | -189.42
7482 | 0 | 0 | 0 | 0 | 0.177 | 0.034 | 0.107 | 0.04 | 5.846 | 2.838 | 850 | 261.16 | -261.16
7483 | 0 | 0 | 0 | 0 | 0.179 | 0.046 | 0.112 | 0.053 | 6.128 | 2.832 | 850 | 408.26 | -408.26
7484 | 0 | 0 | 0 | 0 | 0.183 | 0.059 | 0.109 | 0.059 | 6.464 | 2.711 | 850 | 296.78 | -296.78
7485 | 0 | 0 | 0 | 0 | 0.197 | 0.075 | 0.099 | 0.058 | 6.882 | 2.725 | 850 | 175.11 | -175.11
7486 | 0 | 0 | 0 | 0 | 0.207 | 0.093 | 0.089 | 0.061 | 7.29 | 3.026 | 850 | 129.41 | -129.41
7487 | 0 | 0 | 0 | 0 | 0.21 | 0.108 | 0.078 | 0.06 | 7.525 | 3.446 | 850 | 113.92 | -113.92
7488 | 0 | 0 | 0 | 0 | 0.209 | 0.127 | 0.068 | 0.042 | 7.689 | 3.814 | 850 | 111.77 | -111.77
7489 | 0 | 0 | 0 | 0 | 0.222 | 0.148 | 0.06 | 0.032 | 7.847 | 4.078 | 850 | 99.87 | -99.87
7490 | 0 | 0 | 0 | 0 | 0.234 | 0.181 | 0.054 | 0.031 | 7.991 | 4.215 | 850 | 99.57 | -99.57
7491 | 0 | 0 | 0 | 0 | 0.232 | 0.21 | 0.044 | 0.033 | 8.076 | 4.344 | 850 | 99.73 | -99.73
7492 | 0 | 0 | 0 | 0 | 0.233 | 0.227 | 0.036 | 0.037 | 8.217 | 4.417 | 850 | 97.97 | -97.97
7493 | 0 | 0 | 0 | 0 | 0.245 | 0.257 | 0.03 | 0.039 | 8.515 | 4.58 | 850 | 97.69 | -97.69
7494 | 0 | 0 | 0 | 0 | 0.272 | 0.281 | 0.027 | 0.044 | 8.888 | 4.994 | 850 | 97.45 | -97.45
7495 | 0 | 0 | 0 | 0 | 0.306 | 0.302 | 0.025 | 0.053 | 9.355 | 5.346 | 850 | 98.21 | -98.21
7496 | 0.011 | 0.028 | 0.01 | 0.015 | 0.313 | 0.277 | 0.024 | 0.067 | 9.705 | 5.778 | 850 | 107.19 | -107.19
7497 | 0.072 | 0.107 | 0.049 | 0.062 | 0.304 | 0.253 | 0.021 | 0.071 | 9.773 | 6.038 | 850 | 127.55 | -127.55
7498 | 0.176 | 0.18 | 0.097 | 0.15 | 0.298 | 0.289 | 0.019 | 0.072 | 9.728 | 6.733 | 850 | 132.91 | -132.91
7499 | 0.298 | 0.208 | 0.14 | 0.295 | 0.276 | 0.306 | 0.018 | 0.07 | 9.552 | 7.472 | 850 | 126.52 | -126.52
7500 | 0.408 | 0.209 | 0.218 | 0.33 | 0.276 | 0.31 | 0.018 | 0.068 | 9.31 | 7.769 | 850 | 117.34 | -117.34
7501 | 0.259 | 0.171 | 0.273 | 0.319 | 0.292 | 0.333 | 0.018 | 0.068 | 9.241 | 8.107 | 850 | 110.94 | -110.94
7502 | 0.189 | 0.146 | 0.262 | 0.252 | 0.317 | 0.353 | 0.018 | 0.068 | 9.218 | 8.472 | 850 | 105.59 | -105.59
7503 | 0.045 | 0.063 | 0.206 | 0.134 | 0.289 | 0.339 | 0.016 | 0.064 | 9.363 | 8.737 | 850 | 106.81 | -106.81
7504 | 0 | 0 | 0.058 | 0.016 | 0.277 | 0.383 | 0.012 | 0.091 | 9.639 | 9.053 | 850 | 112.25 | -112.25
7505 | 0 | 0 | 0 | 0 | 0.352 | 0.461 | 0.017 | 0.139 | 10.013 | 9.328 | 850 | 123.59 | -123.59
7506 | 0 | 0 | 0 | 0 | 0.399 | 0.47 | 0.037 | 0.148 | 10.112 | 9.298 | 850 | 129.1 | -129.1
7507 | 0 | 0 | 0 | 0 | 0.396 | 0.481 | 0.065 | 0.123 | 10.169 | 9.248 | 850 | 128.56 | -128.56
7508 | 0 | 0 | 0 | 0 | 0.357 | 0.461 | 0.083 | 0.095 | 9.942 | 9.011 | 850 | 132.9 | -132.9
7509 | 0 | 0 | 0 | 0 | 0.306 | 0.399 | 0.086 | 0.087 | 9.372 | 8.649 | 850 | 127.19 | -127.19
7510 | 0 | 0 | 0 | 0 | 0.292 | 0.333 | 0.076 | 0.087 | 8.763 | 8.314 | 850 | 115.74 | -115.74
7511 | 0 | 0 | 0 | 0 | 0.279 | 0.271 | 0.057 | 0.068 | 8.279 | 8.067 | 850 | 109.48 | -109.48
7512 | 0 | 0 | 0 | 0 | 0.257 | 0.209 | 0.041 | 0.052 | 8.03 | 7.851 | 850 | 113 | -113
7513 | 0 | 0 | 0 | 0 | 0.242 | 0.16 | 0.031 | 0.038 | 8.026 | 7.772 | 850 | 104.06 | -104.06
7514 | 0 | 0 | 0 | 0 | 0.233 | 0.15 | 0.025 | 0.028 | 8.143 | 7.764 | 850 | 105.1 | -105.1
7515 | 0 | 0 | 0 | 0 | 0.228 | 0.16 | 0.021 | 0.024 | 8.19 | 7.724 | 850 | 99.96 | -99.96
7516 | 0 | 0 | 0 | 0 | 0.231 | 0.157 | 0.017 | 0.023 | 8.149 | 7.828 | 850 | 98 | -98
7517 | 0 | 0 | 0 | 0 | 0.231 | 0.151 | 0.016 | 0.023 | 8.048 | 7.895 | 850 | 96.68 | -96.68
7518 | 0 | 0 | 0 | 0 | 0.228 | 0.145 | 0.019 | 0.024 | 7.874 | 7.735 | 850 | 98.41 | -98.41
7519 | 0 | 0 | 0 | 0 | 0.236 | 0.139 | 0.021 | 0.024 | 7.624 | 7.506 | 850 | 100.69 | -100.69
7520 | 0.012 | 0.006 | 0.006 | 0.004 | 0.222 | 0.134 | 0.018 | 0.023 | 7.345 | 7.242 | 850 | 104.31 | -104.31
7521 | 0.066 | 0.035 | 0.052 | 0.031 | 0.154 | 0.118 | 0.014 | 0.019 | 6.956 | 6.868 | 850 | 109.87 | -109.87
7522 | 0.11 | 0.068 | 0.175 | 0.07 | 0.145 | 0.098 | 0.011 | 0.013 | 6.577 | 6.473 | 850 | 114.1 | -114.1
7523 | 0.129 | 0.107 | 0.312 | 0.107 | 0.114 | 0.088 | 0.01 | 0.01 | 6.281 | 6.087 | 850 | 114.6 | -114.6
7524 | 0.133 | 0.13 | 0.436 | 0.158 | 0.084 | 0.077 | 0.007 | 0.009 | 5.991 | 5.738 | 850 | 109.97 | -109.97
7525 | 0.123 | 0.111 | 0.44 | 0.168 | 0.063 | 0.075 | 0.006 | 0.014 | 5.814 | 5.504 | 850 | 106.4 | -106.4
7526 | 0.087 | 0.075 | 0.377 | 0.137 | 0.052 | 0.08 | 0.013 | 0.023 | 5.786 | 5.446 | 850 | 106.88 | -106.88
7527 | 0.035 | 0.031 | 0.243 | 0.071 | 0.053 | 0.09 | 0.026 | 0.031 | 5.874 | 5.603 | 850 | 108 | -108
7528 | 0 | 0 | 0.069 | 0.005 | 0.07 | 0.115 | 0.048 | 0.035 | 6.134 | 5.967 | 850 | 110.18 | -110.18
7529 | 0 | 0 | 0 | 0 | 0.103 | 0.171 | 0.061 | 0.028 | 6.51 | 6.339 | 850 | 121.46 | -121.46
7530 | 0 | 0 | 0 | 0 | 0.126 | 0.229 | 0.06 | 0.016 | 6.789 | 6.529 | 850 | 137.23 | -137.23
7531 | 0 | 0 | 0 | 0 | 0.131 | 0.242 | 0.048 | 0.01 | 6.849 | 6.478 | 850 | 146.93 | -146.93
7532 | 0 | 0 | 0 | 0 | 0.122 | 0.216 | 0.033 | 0.005 | 6.7 | 6.258 | 850 | 147.8 | -147.8
7533 | 0 | 0 | 0 | 0 | 0.112 | 0.157 | 0.018 | 0.002 | 6.453 | 5.901 | 850 | 139.9 | -139.9
7534 | 0 | 0 | 0 | 0 | 0.102 | 0.108 | 0.014 | 0.002 | 6.164 | 5.549 | 850 | 128.32 | -128.32
7535 | 0 | 0 | 0 | 0 | 0.095 | 0.073 | 0.018 | 0.002 | 5.874 | 5.218 | 850 | 117.96 | -117.96
7536 | 0 | 0 | 0 | 0 | 0.081 | 0.055 | 0.021 | 0.003 | 5.635 | 4.965 | 850 | 114.53 | -114.53
7537 | 0 | 0 | 0 | 0 | 0.069 | 0.047 | 0.019 | 0.003 | 5.582 | 4.812 | 850 | 110.1 | -110.1
7538 | 0 | 0 | 0 | 0 | 0.066 | 0.042 | 0.018 | 0.003 | 5.742 | 4.764 | 850 | 104.99 | -104.99
7539 | 0 | 0 | 0 | 0 | 0.072 | 0.038 | 0.015 | 0.004 | 5.954 | 4.772 | 850 | 102.28 | -102.28
7540 | 0 | 0 | 0 | 0 | 0.091 | 0.035 | 0.012 | 0.006 | 6.209 | 4.915 | 850 | 102.01 | -102.01
7541 | 0 | 0 | 0 | 0 | 0.118 | 0.033 | 0.012 | 0.005 | 6.482 | 5.119 | 850 | 100.86 | -100.86
7542 | 0 | 0 | 0 | 0 | 0.14 | 0.034 | 0.01 | 0.003 | 6.742 | 5.263 | 850 | 100.88 | -100.88
7543 | 0 | 0 | 0 | 0 | 0.155 | 0.034 | 0.009 | 0.002 | 6.946 | 5.329 | 850 | 101.98 | -101.98
7544 | 0 | 0.011 | 0.003 | 0.042 | 0.154 | 0.032 | 0.009 | 0.004 | 7.095 | 5.316 | 850 | 100.32 | -100.32
7545 | 0.014 | 0.058 | 0.033 | 0.154 | 0.116 | 0.024 | 0.008 | 0.005 | 7.115 | 5.152 | 850 | 102.45 | -102.45
7546 | 0.037 | 0.129 | 0.072 | 0.309 | 0.087 | 0.018 | 0.008 | 0.004 | 6.939 | 4.894 | 850 | 105.38 | -105.38
7547 | 0.045 | 0.171 | 0.105 | 0.416 | 0.078 | 0.013 | 0.012 | 0.003 | 6.742 | 4.61 | 850 | 110.99 | -110.99
7548 | 0.036 | 0.184 | 0.132 | 0.539 | 0.07 | 0.01 | 0.018 | 0.004 | 6.585 | 4.384 | 850 | 112.62 | -112.62
7549 | 0.028 | 0.135 | 0.138 | 0.575 | 0.064 | 0.008 | 0.034 | 0.007 | 6.422 | 4.188 | 850 | 110.13 | -110.13
7550 | 0.011 | 0.079 | 0.107 | 0.479 | 0.067 | 0.007 | 0.049 | 0.01 | 6.337 | 4.04 | 850 | 110.92 | -110.92
7551 | 0.005 | 0.023 | 0.058 | 0.309 | 0.08 | 0.005 | 0.058 | 0.01 | 6.385 | 4.034 | 850 | 108.6 | -108.6
7552 | 0 | 0 | 0.007 | 0.052 | 0.098 | 0.003 | 0.08 | 0.01 | 6.764 | 4.381 | 850 | 112.36 | -112.36
7553 | 0 | 0 | 0 | 0 | 0.117 | 0.004 | 0.1 | 0.007 | 7.217 | 4.833 | 850 | 126.22 | -126.22
7554 | 0 | 0 | 0 | 0 | 0.136 | 0.006 | 0.106 | 0.004 | 7.552 | 5.209 | 850 | 134.02 | -134.02
7555 | 0 | 0 | 0 | 0 | 0.149 | 0.008 | 0.099 | 0.002 | 7.856 | 5.606 | 850 | 148.72 | -148.72
7556 | 0 | 0 | 0 | 0 | 0.155 | 0.011 | 0.089 | 0.005 | 8.101 | 5.983 | 850 | 146.01 | -146.01
7557 | 0 | 0 | 0 | 0 | 0.152 | 0.015 | 0.069 | 0.009 | 8.303 | 6.352 | 850 | 138.61 | -138.61
7558 | 0 | 0 | 0 | 0 | 0.159 | 0.019 | 0.059 | 0.014 | 8.565 | 6.764 | 850 | 125.31 | -125.31
7559 | 0 | 0 | 0 | 0 | 0.176 | 0.024 | 0.044 | 0.016 | 8.657 | 7.12 | 850 | 115.28 | -115.28
7560 | 0 | 0 | 0 | 0 | 0.196 | 0.028 | 0.032 | 0.016 | 8.551 | 7.441 | 850 | 111.1 | -111.1
7561 | 0 | 0 | 0 | 0 | 0.21 | 0.029 | 0.025 | 0.015 | 8.629 | 7.625 | 850 | 108.02 | -108.02
7562 | 0 | 0 | 0 | 0 | 0.231 | 0.031 | 0.02 | 0.016 | 8.86 | 7.788 | 850 | 109.65 | -109.65
7563 | 0 | 0 | 0 | 0 | 0.254 | 0.037 | 0.018 | 0.019 | 9.263 | 7.917 | 850 | 103.68 | -103.68
7564 | 0 | 0 | 0 | 0 | 0.271 | 0.053 | 0.015 | 0.021 | 9.795 | 7.873 | 850 | 100 | -100
7565 | 0 | 0 | 0 | 0 | 0.285 | 0.067 | 0.013 | 0.023 | 10.384 | 7.762 | 850 | 97.86 | -97.86
7566 | 0 | 0 | 0 | 0 | 0.304 | 0.084 | 0.011 | 0.022 | 10.207 | 7.691 | 850 | 97.5 | -97.5
7567 | 0 | 0 | 0 | 0 | 0.328 | 0.103 | 0.008 | 0.021 | 10.165 | 7.737 | 850 | 103.89 | -103.89
7568 | 0 | 0.001 | 0 | 0.018 | 0.335 | 0.103 | 0.008 | 0.016 | 10.614 | 7.762 | 850 | 115.69 | -115.69
7569 | 0.006 | 0.022 | 0.016 | 0.062 | 0.335 | 0.085 | 0.011 | 0.012 | 11.358 | 7.638 | 850 | 128.35 | -128.35
7570 | 0.039 | 0.045 | 0.034 | 0.074 | 0.325 | 0.074 | 0.021 | 0.01 | 11.881 | 7.477 | 850 | 135.06 | -135.06
7571 | 0.121 | 0.063 | 0.052 | 0.077 | 0.337 | 0.072 | 0.028 | 0.01 | 11.824 | 7.436 | 850 | 132.94 | -132.94
7572 | 0.176 | 0.073 | 0.053 | 0.072 | 0.265 | 0.072 | 0.032 | 0.011 | 11.696 | 7.259 | 850 | 128.5 | -128.5
7573 | 0.214 | 0.054 | 0.051 | 0.057 | 0.282 | 0.076 | 0.031 | 0.011 | 11.855 | 7.197 | 850 | 124.21 | -124.21
7574 | 0.207 | 0.03 | 0.015 | 0.033 | 0.346 | 0.085 | 0.032 | 0.009 | 12.224 | 7.055 | 850 | 119.84 | -119.84
7575 | 0.128 | 0.005 | 0.003 | 0.008 | 0.374 | 0.119 | 0.048 | 0.006 | 12.572 | 6.854 | 850 | 129.02 | -129.02
7576 | 0.002 | 0 | 0 | 0 | 0.382 | 0.168 | 0.087 | 0.009 | 12.834 | 6.598 | 850 | 130.44 | -130.44
7577 | 0 | 0 | 0 | 0 | 0.277 | 0.177 | 0.136 | 0.016 | 13.091 | 6.216 | 850 | 139.05 | -139.05
7578 | 0 | 0 | 0 | 0 | 0.155 | 0.161 | 0.143 | 0.026 | 13.263 | 5.841 | 850 | 140.94 | -140.94
7579 | 0 | 0 | 0 | 0 | 0.069 | 0.14 | 0.148 | 0.043 | 13.513 | 5.66 | 850 | 153.18 | -153.18
7580 | 0 | 0 | 0 | 0 | 0.039 | 0.135 | 0.165 | 0.068 | 13.195 | 5.624 | 850 | 147.09 | -147.09
7581 | 0 | 0 | 0 | 0 | 0.114 | 0.148 | 0.161 | 0.086 | 12.653 | 5.501 | 850 | 133.7 | -133.7
7582 | 0 | 0 | 0 | 0 | 0.215 | 0.166 | 0.145 | 0.083 | 11.926 | 5.35 | 850 | 121.94 | -121.94
7583 | 0 | 0 | 0 | 0 | 0.277 | 0.183 | 0.118 | 0.08 | 11.233 | 5.157 | 850 | 112.88 | -112.88
7584 | 0 | 0 | 0 | 0 | 0.294 | 0.199 | 0.097 | 0.086 | 10.532 | 5.028 | 850 | 111.56 | -111.56
7585 | 0 | 0 | 0 | 0 | 0.278 | 0.201 | 0.09 | 0.105 | 9.762 | 4.954 | 850 | 105.4 | -105.4
7586 | 0 | 0 | 0 | 0 | 0.279 | 0.228 | 0.084 | 0.135 | 9.163 | 4.821 | 850 | 110.31 | -110.31
7587 | 0 | 0 | 0 | 0 | 0.262 | 0.225 | 0.081 | 0.161 | 8.477 | 4.667 | 850 | 104.64 | -104.64
7588 | 0 | 0 | 0 | 0 | 0.265 | 0.227 | 0.104 | 0.158 | 7.964 | 4.352 | 850 | 102.69 | -102.69
7589 | 0 | 0 | 0 | 0 | 0.274 | 0.202 | 0.129 | 0.148 | 7.621 | 3.924 | 850 | 103.99 | -103.99
7590 | 0 | 0 | 0 | 0 | 0.26 | 0.18 | 0.149 | 0.155 | 7.322 | 3.476 | 850 | 107.5 | -107.5
7591 | 0 | 0 | 0 | 0 | 0.251 | 0.155 | 0.182 | 0.161 | 7.191 | 3.118 | 850 | 118.01 | -118.01
7592 | 0.002 | 0.035 | 0.011 | 0.048 | 0.228 | 0.106 | 0.189 | 0.124 | 7.019 | 2.837 | 850 | 147.67 | -147.67
7593 | 0.052 | 0.159 | 0.094 | 0.158 | 0.175 | 0.066 | 0.229 | 0.114 | 6.841 | 2.475 | 850 | 185.52 | -185.52
7594 | 0.142 | 0.263 | 0.271 | 0.256 | 0.139 | 0.055 | 0.284 | 0.111 | 6.084 | 2.302 | 850 | 201.64 | -201.64
7595 | 0.27 | 0.36 | 0.449 | 0.361 | 0.123 | 0.048 | 0.344 | 0.109 | 5.626 | 2.76 | 850 | 223.33 | -223.33
7596 | 0.309 | 0.463 | 0.474 | 0.473 | 0.107 | 0.046 | 0.406 | 0.115 | 5.329 | 3.702 | 850 | 190.24 | -190.24
7597 | 0.335 | 0.35 | 0.454 | 0.57 | 0.107 | 0.053 | 0.46 | 0.134 | 5.422 | 4.586 | 850 | 171.08 | -171.08
7598 | 0.236 | 0.184 | 0.393 | 0.468 | 0.12 | 0.063 | 0.483 | 0.159 | 5.863 | 5.216 | 850 | 161.59 | -161.59
7599 | 0.108 | 0.057 | 0.286 | 0.285 | 0.15 | 0.072 | 0.468 | 0.176 | 6.231 | 5.809 | 850 | 156.47 | -156.47
7600 | 0.007 | 0 | 0.079 | 0.035 | 0.217 | 0.091 | 0.483 | 0.217 | 6.686 | 6.295 | 850 | 174.37 | -174.37
7601 | 0 | 0 | 0 | 0 | 0.234 | 0.087 | 0.513 | 0.289 | 6.899 | 6.639 | 850 | 218.78 | -218.78
7602 | 0 | 0 | 0 | 0 | 0.23 | 0.072 | 0.491 | 0.296 | 6.951 | 6.822 | 850 | 272.73 | -272.73
7603 | 0 | 0 | 0 | 0 | 0.172 | 0.039 | 0.428 | 0.277 | 6.698 | 6.89 | 850 | 317.89 | -317.89
7604 | 0 | 0 | 0 | 0 | 0.111 | 0.025 | 0.353 | 0.244 | 6.226 | 6.849 | 850 | 225.33 | -225.33
7605 | 0 | 0 | 0 | 0 | 0.069 | 0.017 | 0.302 | 0.188 | 5.912 | 6.764 | 850 | 171.35 | -171.35
7606 | 0 | 0 | 0 | 0 | 0.033 | 0.016 | 0.277 | 0.142 | 5.482 | 6.738 | 850 | 149.12 | -149.12
7607 | 0 | 0 | 0 | 0 | 0.012 | 0.035 | 0.257 | 0.116 | 4.882 | 6.598 | 850 | 131.9 | -131.9
7608 | 0 | 0 | 0 | 0 | 0.021 | 0.071 | 0.259 | 0.097 | 4.527 | 6.382 | 850 | 125.21 | -125.21
7609 | 0 | 0 | 0 | 0 | 0.055 | 0.105 | 0.251 | 0.086 | 4.644 | 6.266 | 850 | 115.59 | -115.59
7610 | 0 | 0 | 0 | 0 | 0.109 | 0.131 | 0.239 | 0.07 | 4.988 | 6.11 | 850 | 117.15 | -117.15
7611 | 0 | 0 | 0 | 0 | 0.146 | 0.161 | 0.233 | 0.055 | 5.237 | 5.856 | 850 | 111.71 | -111.71
7612 | 0 | 0 | 0 | 0 | 0.146 | 0.195 | 0.213 | 0.046 | 5.338 | 5.446 | 850 | 107.85 | -107.85
7613 | 0 | 0 | 0 | 0 | 0.117 | 0.219 | 0.187 | 0.049 | 5.628 | 4.801 | 850 | 107.45 | -107.45
7614 | 0 | 0 | 0 | 0 | 0.084 | 0.225 | 0.192 | 0.048 | 6.439 | 4.121 | 850 | 110.63 | -110.63
7615 | 0 | 0 | 0 | 0 | 0.095 | 0.201 | 0.172 | 0.048 | 7.239 | 4.03 | 850 | 119 | -119
7616 | 0 | 0.008 | 0.003 | 0.007 | 0.13 | 0.146 | 0.152 | 0.023 | 7.784 | 4.371 | 850 | 131.1 | -131.1
7617 | 0.011 | 0.039 | 0.033 | 0.055 | 0.117 | 0.093 | 0.112 | 0.009 | 8.361 | 4.679 | 850 | 164.78 | -164.78
7618 | 0.024 | 0.068 | 0.082 | 0.149 | 0.111 | 0.081 | 0.088 | 0.005 | 8.715 | 4.737 | 850 | 225.45 | -225.45
7619 | 0.045 | 0.115 | 0.13 | 0.163 | 0.113 | 0.103 | 0.059 | 0.012 | 8.987 | 4.919 | 850 | 227.43 | -227.43
7620 | 0.045 | 0.254 | 0.116 | 0.178 | 0.13 | 0.11 | 0.072 | 0.018 | 9.258 | 5.289 | 850 | 200.8 | -200.8
7621 | 0.024 | 0.253 | 0.082 | 0.153 | 0.147 | 0.11 | 0.102 | 0.03 | 9.303 | 5.749 | 850 | 177.7 | -177.7
7622 | 0.008 | 0.186 | 0.051 | 0.095 | 0.143 | 0.095 | 0.105 | 0.034 | 9.413 | 6.329 | 850 | 160.99 | -160.99
7623 | 0 | 0.053 | 0.021 | 0.038 | 0.152 | 0.071 | 0.102 | 0.029 | 9.885 | 7.049 | 850 | 162.07 | -162.07
7624 | 0 | 0 | 0 | 0 | 0.183 | 0.049 | 0.104 | 0.025 | 10.066 | 7.786 | 850 | 159.9 | -159.9
7625 | 0 | 0 | 0 | 0 | 0.208 | 0.031 | 0.088 | 0.034 | 10.321 | 8.182 | 850 | 165.6 | -165.6
7626 | 0 | 0 | 0 | 0 | 0.215 | 0.032 | 0.062 | 0.047 | 10.265 | 8.389 | 850 | 178.28 | -178.28
7627 | 0 | 0 | 0 | 0 | 0.217 | 0.064 | 0.051 | 0.063 | 10.177 | 8.458 | 850 | 178.43 | -178.43
7628 | 0 | 0 | 0 | 0 | 0.226 | 0.121 | 0.058 | 0.073 | 10.036 | 8.367 | 850 | 173.9 | -173.9
7629 | 0 | 0 | 0 | 0 | 0.254 | 0.195 | 0.069 | 0.081 | 9.907 | 8.288 | 850 | 161.79 | -161.79
7630 | 0 | 0 | 0 | 0 | 0.267 | 0.26 | 0.067 | 0.075 | 9.919 | 8.292 | 850 | 125.22 | -125.22
7631 | 0 | 0 | 0 | 0 | 0.277 | 0.309 | 0.057 | 0.061 | 10.746 | 8.405 | 850 | 114.86 | -114.86
7632 | 0 | 0 | 0 | 0 | 0.3 | 0.335 | 0.044 | 0.056 | 11.276 | 8.491 | 850 | 113.51 | -113.51
7633 | 0 | 0 | 0 | 0 | 0.338 | 0.344 | 0.029 | 0.059 | 11.547 | 8.712 | 850 | 106.62 | -106.62
7634 | 0 | 0 | 0 | 0 | 0.392 | 0.338 | 0.018 | 0.064 | 11.515 | 8.933 | 850 | 101.7 | -101.7
7635 | 0 | 0 | 0 | 0 | 0.426 | 0.306 | 0.011 | 0.076 | 11.469 | 9.182 | 850 | 99.83 | -99.83
7636 | 0 | 0 | 0 | 0 | 0.423 | 0.294 | 0.013 | 0.093 | 11.693 | 9.471 | 850 | 96.01 | -96.01
7637 | 0 | 0 | 0 | 0 | 0.41 | 0.334 | 0.019 | 0.111 | 11.671 | 9.575 | 850 | 92.25 | -92.25
7638 | 0 | 0 | 0 | 0 | 0.408 | 0.328 | 0.025 | 0.122 | 11.634 | 9.631 | 850 | 91.41 | -91.41
7639 | 0 | 0 | 0 | 0 | 0.373 | 0.306 | 0.026 | 0.127 | 11.822 | 9.885 | 850 | 92.24 | -92.24
7640 | 0 | 0.002 | 0 | 0.004 | 0.351 | 0.315 | 0.021 | 0.097 | 11.824 | 10.143 | 850 | 103.44 | -103.44
7641 | 0.006 | 0.027 | 0.016 | 0.034 | 0.295 | 0.315 | 0.015 | 0.068 | 11.379 | 9.432 | 850 | 115.61 | -115.61
7642 | 0.019 | 0.057 | 0.035 | 0.047 | 0.258 | 0.32 | 0.015 | 0.084 | 10.964 | 8.818 | 850 | 127.14 | -127.14
7643 | 0.033 | 0.064 | 0.042 | 0.059 | 0.262 | 0.345 | 0.018 | 0.103 | 10.757 | 9.054 | 850 | 123.92 | -123.92
7644 | 0.037 | 0.073 | 0.032 | 0.053 | 0.287 | 0.396 | 0.018 | 0.117 | 10.853 | 9.059 | 850 | 125.65 | -125.65
7645 | 0.033 | 0.059 | 0.026 | 0.032 | 0.325 | 0.433 | 0.023 | 0.129 | 11.057 | 9.145 | 850 | 124.84 | -124.84
7646 | 0.027 | 0.036 | 0.022 | 0.01 | 0.368 | 0.425 | 0.03 | 0.138 | 11.342 | 8.921 | 850 | 121.68 | -121.68
7647 | 0.008 | 0.009 | 0.007 | 0.001 | 0.415 | 0.432 | 0.034 | 0.155 | 11.406 | 8.493 | 850 | 127.4 | -127.4
7648 | 0 | 0 | 0 | 0 | 0.42 | 0.447 | 0.043 | 0.217 | 11.305 | 8.534 | 850 | 134.01 | -134.01
7649 | 0 | 0 | 0 | 0 | 0.414 | 0.44 | 0.052 | 0.296 | 11.223 | 8.603 | 850 | 142.18 | -142.18
7650 | 0 | 0 | 0 | 0 | 0.393 | 0.416 | 0.051 | 0.34 | 11.211 | 8.477 | 850 | 147.41 | -147.41
7651 | 0 | 0 | 0 | 0 | 0.391 | 0.383 | 0.044 | 0.333 | 11.13 | 8.229 | 850 | 155.91 | -155.91
7652 | 0 | 0 | 0 | 0 | 0.396 | 0.363 | 0.038 | 0.288 | 10.914 | 7.977 | 850 | 154.09 | -154.09
7653 | 0 | 0 | 0 | 0 | 0.423 | 0.348 | 0.028 | 0.264 | 10.609 | 7.566 | 850 | 148.29 | -148.29
7654 | 0 | 0 | 0 | 0 | 0.414 | 0.319 | 0.018 | 0.229 | 10.186 | 6.92 | 850 | 138.58 | -138.58
7655 | 0 | 0 | 0 | 0 | 0.383 | 0.231 | 0.015 | 0.242 | 9.811 | 6.419 | 850 | 129.44 | -129.44
7656 | 0 | 0 | 0 | 0 | 0.338 | 0.148 | 0.013 | 0.245 | 9.438 | 6.362 | 850 | 122.89 | -122.89
7657 | 0 | 0 | 0 | 0 | 0.313 | 0.104 | 0.013 | 0.247 | 9.142 | 6.598 | 850 | 112.48 | -112.48
7658 | 0 | 0 | 0 | 0 | 0.303 | 0.092 | 0.015 | 0.244 | 8.976 | 7.122 | 850 | 110.44 | -110.44
7659 | 0 | 0 | 0 | 0 | 0.292 | 0.111 | 0.02 | 0.237 | 8.856 | 7.718 | 850 | 106.71 | -106.71
7660 | 0 | 0 | 0 | 0 | 0.287 | 0.145 | 0.032 | 0.204 | 8.783 | 8.154 | 850 | 107.01 | -107.01
7661 | 0 | 0 | 0 | 0 | 0.292 | 0.166 | 0.045 | 0.174 | 8.743 | 8.438 | 850 | 103.62 | -103.62
7662 | 0 | 0 | 0 | 0 | 0.304 | 0.181 | 0.053 | 0.151 | 8.686 | 8.708 | 850 | 104.42 | -104.42
7663 | 0 | 0 | 0 | 0 | 0.298 | 0.199 | 0.053 | 0.142 | 8.642 | 8.901 | 850 | 108.6 | -108.6
7664 | 0 | 0.002 | 0.007 | 0.006 | 0.272 | 0.209 | 0.042 | 0.107 | 8.728 | 8.948 | 850 | 129.26 | -129.26
7665 | 0.03 | 0.021 | 0.054 | 0.041 | 0.219 | 0.254 | 0.027 | 0.057 | 8.818 | 8.904 | 850 | 144.16 | -144.16
7666 | 0.074 | 0.041 | 0.12 | 0.09 | 0.198 | 0.273 | 0.025 | 0.038 | 8.881 | 8.769 | 850 | 157.77 | -157.77
7667 | 0.123 | 0.064 | 0.265 | 0.151 | 0.208 | 0.271 | 0.023 | 0.028 | 8.91 | 8.759 | 850 | 150.86 | -150.86
7668 | 0.149 | 0.098 | 0.309 | 0.292 | 0.229 | 0.284 | 0.024 | 0.024 | 8.922 | 9.189 | 850 | 138.84 | -138.84
7669 | 0.129 | 0.103 | 0.278 | 0.357 | 0.233 | 0.301 | 0.026 | 0.016 | 8.807 | 9.518 | 850 | 135.08 | -135.08
7670 | 0.062 | 0.049 | 0.191 | 0.246 | 0.232 | 0.328 | 0.029 | 0.011 | 8.798 | 9.303 | 850 | 121.74 | -121.74
7671 | 0.029 | 0.008 | 0.102 | 0.14 | 0.251 | 0.413 | 0.034 | 0.009 | 9.039 | 9.422 | 850 | 121.8 | -121.8
7672 | 0 | 0 | 0.012 | 0.005 | 0.294 | 0.446 | 0.053 | 0.014 | 9.283 | 9.854 | 850 | 131.89 | -131.89
7673 | 0 | 0 | 0 | 0 | 0.331 | 0.431 | 0.069 | 0.021 | 9.634 | 10.172 | 850 | 141.75 | -141.75
7674 | 0 | 0 | 0 | 0 | 0.352 | 0.398 | 0.079 | 0.031 | 10.163 | 10.352 | 850 | 133.95 | -133.95
7675 | 0 | 0 | 0 | 0 | 0.384 | 0.397 | 0.087 | 0.049 | 10.808 | 10.689 | 850 | 136.26 | -136.26
7676 | 0 | 0 | 0 | 0 | 0.423 | 0.409 | 0.092 | 0.076 | 11.404 | 11.234 | 850 | 134.77 | -134.77
7677 | 0 | 0 | 0 | 0 | 0.465 | 0.463 | 0.092 | 0.101 | 11.81 | 11.569 | 850 | 128.39 | -128.39
7678 | 0 | 0 | 0 | 0 | 0.502 | 0.431 | 0.086 | 0.117 | 12.01 | 11.829 | 850 | 115.73 | -115.73
7679 | 0 | 0 | 0 | 0 | 0.518 | 0.42 | 0.076 | 0.134 | 12.329 | 11.481 | 850 | 110.74 | -110.74
7680 | 0 | 0 | 0 | 0 | 0.504 | 0.369 | 0.063 | 0.138 | 12.507 | 11.046 | 850 | 108.19 | -108.19
7681 | 0 | 0 | 0 | 0 | 0.489 | 0.363 | 0.051 | 0.134 | 12.618 | 11.468 | 850 | 98.1 | -98.1
7682 | 0 | 0 | 0 | 0 | 0.507 | 0.371 | 0.041 | 0.13 | 12.629 | 11.584 | 850 | 101.92 | -101.92
7683 | 0 | 0 | 0 | 0 | 0.515 | 0.418 | 0.034 | 0.121 | 12.618 | 11.699 | 850 | 95.43 | -95.43
7684 | 0 | 0 | 0 | 0 | 0.515 | 0.457 | 0.035 | 0.114 | 12.435 | 11.825 | 850 | 89.87 | -89.87
7685 | 0 | 0 | 0 | 0 | 0.519 | 0.473 | 0.05 | 0.086 | 12.379 | 12.077 | 850 | 86.57 | -86.57
7686 | 0 | 0 | 0 | 0 | 0.522 | 0.5 | 0.073 | 0.059 | 12.532 | 12.193 | 850 | 88.81 | -88.81
7687 | 0 | 0 | 0 | 0 | 0.549 | 0.519 | 0.101 | 0.042 | 12.786 | 12.195 | 850 | 86.95 | -86.95
7688 | 0 | 0.082 | 0.059 | 0.017 | 0.57 | 0.476 | 0.13 | 0.027 | 12.954 | 12.543 | 850 | 73.82 | -73.82
7689 | 0.035 | 0.285 | 0.178 | 0.083 | 0.542 | 0.36 | 0.097 | 0.022 | 13.033 | 12.244 | 850 | 90.1 | -90.1
7690 | 0.102 | 0.417 | 0.414 | 0.153 | 0.534 | 0.315 | 0.08 | 0.02 | 13.056 | 12.445 | 850 | 104.75 | -104.75
7691 | 0.155 | 0.478 | 0.561 | 0.219 | 0.564 | 0.482 | 0.098 | 0.019 | 13.446 | 12.647 | 850 | 109.77 | -109.77
7692 | 0.181 | 0.524 | 0.599 | 0.284 | 0.617 | 0.509 | 0.105 | 0.02 | 13.716 | 12.793 | 850 | 107.6 | -107.6
7693 | 0.147 | 0.44 | 0.571 | 0.376 | 0.639 | 0.498 | 0.114 | 0.028 | 13.508 | 13.129 | 850 | 99.03 | -99.03
7694 | 0.06 | 0.301 | 0.482 | 0.379 | 0.63 | 0.476 | 0.131 | 0.038 | 13.036 | 13.283 | 850 | 96.98 | -96.98
7695 | 0.011 | 0.094 | 0.324 | 0.25 | 0.632 | 0.446 | 0.135 | 0.037 | 12.05 | 13.141 | 850 | 96.97 | -96.97
7696 | 0 | 0 | 0.074 | 0.017 | 0.671 | 0.494 | 0.199 | 0.03 | 10.917 | 12.955 | 850 | 93.72 | -93.72
7697 | 0 | 0 | 0 | 0 | 0.712 | 0.541 | 0.271 | 0.034 | 10.339 | 12.597 | 850 | 100.22 | -100.22
7698 | 0 | 0 | 0 | 0 | 0.729 | 0.54 | 0.323 | 0.053 | 10.179 | 11.999 | 850 | 108.99 | -108.99
7699 | 0 | 0 | 0 | 0 | 0.724 | 0.572 | 0.347 | 0.074 | 9.991 | 11.457 | 850 | 118.93 | -118.93
7700 | 0 | 0 | 0 | 0 | 0.704 | 0.577 | 0.38 | 0.094 | 9.796 | 10.901 | 850 | 114.95 | -114.95
7701 | 0 | 0 | 0 | 0 | 0.7 | 0.63 | 0.392 | 0.11 | 9.791 | 10.512 | 850 | 104.18 | -104.18
7702 | 0 | 0 | 0 | 0 | 0.679 | 0.621 | 0.36 | 0.113 | 9.989 | 10.329 | 850 | 82.67 | -82.67
7703 | 0 | 0 | 0 | 0 | 0.659 | 0.63 | 0.292 | 0.125 | 10.143 | 10.111 | 850 | 72.82 | -72.82
7704 | 0 | 0 | 0 | 0 | 0.608 | 0.627 | 0.265 | 0.145 | 10.294 | 9.837 | 850 | 73.83 | -73.83
7705 | 0 | 0 | 0 | 0 | 0.564 | 0.619 | 0.243 | 0.166 | 10.341 | 9.869 | 850 | 65.67 | -65.67
7706 | 0 | 0 | 0 | 0 | 0.541 | 0.582 | 0.241 | 0.188 | 10.306 | 9.87 | 850 | 80.1 | -80.1
7707 | 0 | 0 | 0 | 0 | 0.502 | 0.541 | 0.24 | 0.185 | 10.319 | 9.777 | 850 | 69.28 | -69.28
7708 | 0 | 0 | 0 | 0 | 0.49 | 0.51 | 0.224 | 0.179 | 10.62 | 10.21 | 850 | 72.48 | -72.48
7709 | 0 | 0 | 0 | 0 | 0.515 | 0.501 | 0.226 | 0.152 | 11.167 | 10.276 | 850 | 58.72 | -58.72
7710 | 0 | 0 | 0 | 0 | 0.571 | 0.51 | 0.254 | 0.134 | 11.998 | 10.287 | 850 | 42 | -42
7711 | 0 | 0 | 0 | 0 | 0.642 | 0.546 | 0.295 | 0.139 | 12.813 | 10.308 | 850 | 34.81 | -34.81
7712 | 0 | 0 | 0.008 | 0.015 | 0.614 | 0.571 | 0.309 | 0.13 | 13.198 | 10.413 | 850 | 42.36 | -42.36
7713 | 0.019 | 0.059 | 0.066 | 0.053 | 0.544 | 0.626 | 0.347 | 0.162 | 13.511 | 10.54 | 850 | 60.69 | -60.69
7714 | 0.095 | 0.027 | 0.057 | 0.144 | 0.563 | 0.643 | 0.414 | 0.196 | 13.563 | 11.162 | 850 | 64.8 | -64.8
7715 | 0.274 | 0.011 | 0.031 | 0.176 | 0.622 | 0.686 | 0.48 | 0.284 | 13.539 | 12.009 | 850 | 65.4 | -65.4
7716 | 0.333 | 0.027 | 0.033 | 0.092 | 0.691 | 0.682 | 0.528 | 0.391 | 13.559 | 12.85 | 850 | 68.3 | -68.3
7717 | 0.287 | 0.06 | 0.048 | 0.046 | 0.746 | 0.684 | 0.559 | 0.467 | 13.608 | 13.419 | 850 | 64.79 | -64.79
7718 | 0.174 | 0.081 | 0.031 | 0.038 | 0.751 | 0.697 | 0.544 | 0.464 | 13.635 | 13.383 | 850 | 54.9 | -54.9
7719 | 0.056 | 0.05 | 0.017 | 0.011 | 0.739 | 0.725 | 0.467 | 0.45 | 13.684 | 12.846 | 850 | 46.86 | -46.86
7720 | 0 | 0 | 0 | 0 | 0.722 | 0.776 | 0.48 | 0.518 | 13.802 | 12.296 | 850 | 61.25 | -61.25
7721 | 0 | 0 | 0 | 0 | 0.68 | 0.796 | 0.528 | 0.546 | 13.774 | 11.981 | 850 | 64.8 | -64.8
7722 | 0 | 0 | 0 | 0 | 0.649 | 0.798 | 0.544 | 0.516 | 13.723 | 11.899 | 850 | 70.1 | -70.1
7723 | 0 | 0 | 0 | 0 | 0.602 | 0.778 | 0.46 | 0.454 | 13.761 | 11.833 | 850 | 102.84 | -102.84
7724 | 0 | 0 | 0 | 0 | 0.56 | 0.73 | 0.39 | 0.409 | 13.757 | 11.952 | 850 | 80.7 | -80.7
7725 | 0 | 0 | 0 | 0 | 0.548 | 0.691 | 0.35 | 0.387 | 13.648 | 12.042 | 850 | 65.4 | -65.4
7726 | 0 | 0 | 0 | 0 | 0.534 | 0.694 | 0.35 | 0.367 | 13.469 | 12.196 | 850 | 57.41 | -57.41
7727 | 0 | 0 | 0 | 0 | 0.519 | 0.703 | 0.345 | 0.366 | 13.136 | 12.273 | 850 | 64.79 | -64.79
7728 | 0 | 0 | 0 | 0 | 0.489 | 0.689 | 0.325 | 0.433 | 12.812 | 12.227 | 850 | 68.76 | -68.76
7729 | 0 | 0 | 0 | 0 | 0.4 | 0.669 | 0.357 | 0.393 | 12.595 | 12.132 | 850 | 62.02 | -62.02
7730 | 0 | 0 | 0 | 0 | 0.254 | 0.649 | 0.415 | 0.404 | 12.554 | 12.129 | 850 | 65.42 | -65.42
7731 | 0 | 0 | 0 | 0 | 0.26 | 0.646 | 0.462 | 0.448 | 12.621 | 12.055 | 850 | 64.39 | -64.39
7732 | 0 | 0 | 0 | 0 | 0.306 | 0.584 | 0.521 | 0.465 | 12.665 | 12.004 | 850 | 59.86 | -59.86
7733 | 0 | 0 | 0 | 0 | 0.338 | 0.506 | 0.572 | 0.494 | 12.765 | 12.108 | 850 | 42.39 | -42.39
7734 | 0 | 0 | 0 | 0 | 0.403 | 0.461 | 0.627 | 0.571 | 13.004 | 12.155 | 850 | 58.17 | -58.17
7735 | 0 | 0 | 0 | 0 | 0.481 | 0.43 | 0.666 | 0.671 | 13.189 | 12.371 | 850 | 74.23 | -74.23
7736 | 0 | 0 | 0 | 0 | 0.519 | 0.461 | 0.674 | 0.754 | 13.31 | 12.282 | 850 | 95.55 | -95.55
7737 | 0.051 | 0.043 | 0.024 | 0.022 | 0.554 | 0.557 | 0.691 | 0.774 | 13.114 | 12.474 | 850 | 121.66 | -121.66
7738 | 0.178 | 0.181 | 0.043 | 0.056 | 0.554 | 0.642 | 0.741 | 0.777 | 12.715 | 12.642 | 850 | 121.91 | -121.91
7739 | 0.268 | 0.296 | 0.051 | 0.074 | 0.556 | 0.712 | 0.771 | 0.764 | 12.37 | 12.713 | 850 | 119.56 | -119.56
7740 | 0.311 | 0.321 | 0.056 | 0.073 | 0.6 | 0.754 | 0.776 | 0.739 | 12.334 | 12.845 | 850 | 111.51 | -111.51
7741 | 0.295 | 0.28 | 0.056 | 0.061 | 0.611 | 0.777 | 0.755 | 0.686 | 12.478 | 12.765 | 850 | 92.98 | -92.98
7742 | 0.225 | 0.214 | 0.039 | 0.042 | 0.607 | 0.757 | 0.719 | 0.624 | 12.536 | 12.622 | 850 | 79.5 | -79.5
7743 | 0.115 | 0.107 | 0.016 | 0.017 | 0.587 | 0.712 | 0.659 | 0.583 | 12.344 | 12.527 | 850 | 94.13 | -94.13
7744 | 0.001 | 0 | 0 | 0 | 0.556 | 0.689 | 0.646 | 0.542 | 12.1 | 12.503 | 850 | 109.52 | -109.52
7745 | 0 | 0 | 0 | 0 | 0.518 | 0.654 | 0.594 | 0.483 | 11.757 | 12.251 | 850 | 119.98 | -119.98
7746 | 0 | 0 | 0 | 0 | 0.493 | 0.638 | 0.554 | 0.449 | 11.265 | 11.956 | 850 | 132.48 | -132.48
7747 | 0 | 0 | 0 | 0 | 0.473 | 0.591 | 0.53 | 0.406 | 10.593 | 11.843 | 850 | 159.9 | -159.9
7748 | 0 | 0 | 0 | 0 | 0.454 | 0.497 | 0.515 | 0.363 | 9.822 | 11.219 | 850 | 161.82 | -161.82
7749 | 0 | 0 | 0 | 0 | 0.423 | 0.45 | 0.515 | 0.371 | 9.132 | 11.024 | 850 | 152.96 | -152.96
7750 | 0 | 0 | 0 | 0 | 0.378 | 0.44 | 0.515 | 0.342 | 8.463 | 10.634 | 850 | 128.94 | -128.94
7751 | 0 | 0 | 0 | 0 | 0.342 | 0.398 | 0.501 | 0.323 | 7.901 | 10.225 | 850 | 117.62 | -117.62
7752 | 0 | 0 | 0 | 0 | 0.322 | 0.313 | 0.51 | 0.321 | 7.515 | 9.707 | 850 | 116.99 | -116.99
7753 | 0 | 0 | 0 | 0 | 0.303 | 0.275 | 0.529 | 0.409 | 7.279 | 9.23 | 850 | 108.7 | -108.7
7754 | 0 | 0 | 0 | 0 | 0.297 | 0.221 | 0.551 | 0.46 | 6.965 | 8.592 | 850 | 107.06 | -107.06
7755 | 0 | 0 | 0 | 0 | 0.285 | 0.199 | 0.577 | 0.44 | 6.518 | 8.223 | 850 | 101.4 | -101.4
7756 | 0 | 0 | 0 | 0 | 0.263 | 0.194 | 0.6 | 0.338 | 6.112 | 7.798 | 850 | 95.58 | -95.58
7757 | 0 | 0 | 0 | 0 | 0.254 | 0.205 | 0.702 | 0.347 | 5.965 | 7.408 | 850 | 91.73 | -91.73
7758 | 0 | 0 | 0 | 0 | 0.268 | 0.231 | 0.731 | 0.396 | 5.87 | 7.195 | 850 | 95.28 | -95.28
7759 | 0 | 0 | 0 | 0 | 0.267 | 0.255 | 0.796 | 0.424 | 5.739 | 7.148 | 850 | 98.73 | -98.73
7760 | 0 | 0 | 0 | 0 | 0.268 | 0.32 | 0.858 | 0.434 | 5.766 | 7.126 | 850 | 116.27 | -116.27
7761 | 0 | 0.003 | 0.009 | 0.013 | 0.219 | 0.38 | 0.88 | 0.423 | 5.85 | 7.18 | 850 | 131.59 | -131.59
7762 | 0.002 | 0.02 | 0.054 | 0.029 | 0.089 | 0.383 | 0.887 | 0.404 | 5.586 | 7.179 | 850 | 155.06 | -155.06
7763 | 0.009 | 0.029 | 0.105 | 0.038 | 0.087 | 0.354 | 0.912 | 0.383 | 5.256 | 7.227 | 850 | 157.57 | -157.57
7764 | 0.024 | 0.016 | 0.111 | 0.055 | 0.231 | 0.571 | 0.918 | 0.396 | 5.2 | 7.344 | 850 | 156.26 | -156.26
7765 | 0.035 | 0.028 | 0.054 | 0.113 | 0.263 | 0.63 | 0.927 | 0.537 | 5.28 | 7.294 | 850 | 152.81 | -152.81
7766 | 0.013 | 0.008 | 0.044 | 0.089 | 0.254 | 0.764 | 0.943 | 0.689 | 5.394 | 8.07 | 850 | 148.19 | -148.19
7767 | 0.004 | 0 | 0.011 | 0.011 | 0.234 | 0.849 | 0.955 | 0.815 | 5.699 | 7.948 | 850 | 144.14 | -144.14
7768 | 0 | 0 | 0 | 0 | 0.235 | 0.889 | 0.963 | 0.83 | 6.334 | 7.535 | 850 | 140.15 | -140.15
7769 | 0 | 0 | 0 | 0 | 0.269 | 0.793 | 0.964 | 0.845 | 7.165 | 7.423 | 850 | 128.78 | -128.78
7770 | 0 | 0 | 0 | 0 | 0.271 | 0.608 | 0.964 | 0.865 | 8.047 | 7.302 | 850 | 132.89 | -132.89
7771 | 0 | 0 | 0 | 0 | 0.291 | 0.491 | 0.965 | 0.872 | 9.004 | 7.389 | 850 | 140.19 | -140.19
7772 | 0 | 0 | 0 | 0 | 0.307 | 0.494 | 0.965 | 0.875 | 9.951 | 7.58 | 850 | 134.65 | -134.65
7773 | 0 | 0 | 0 | 0 | 0.306 | 0.501 | 0.961 | 0.857 | 10.492 | 7.675 | 850 | 125.93 | -125.93
7774 | 0 | 0 | 0 | 0 | 0.322 | 0.511 | 0.939 | 0.856 | 10.486 | 7.606 | 850 | 117.1 | -117.1
7775 | 0 | 0 | 0 | 0 | 0.358 | 0.449 | 0.876 | 0.838 | 9.946 | 7.538 | 850 | 109.37 | -109.37
7776 | 0 | 0 | 0 | 0 | 0.372 | 0.438 | 0.727 | 0.828 | 9.131 | 7.505 | 850 | 105.25 | -105.25
7777 | 0 | 0 | 0 | 0 | 0.355 | 0.42 | 0.623 | 0.812 | 8.322 | 7.484 | 850 | 89.84 | -89.84
7778 | 0 | 0 | 0 | 0 | 0.362 | 0.417 | 0.573 | 0.755 | 7.549 | 7.576 | 850 | 100.14 | -100.14
7779 | 0 | 0 | 0 | 0 | 0.347 | 0.423 | 0.578 | 0.703 | 7.152 | 8.111 | 850 | 92 | -92
7780 | 0 | 0 | 0 | 0 | 0.347 | 0.448 | 0.51 | 0.639 | 7.282 | 8.42 | 850 | 86.6 | -86.6
7781 | 0 | 0 | 0 | 0 | 0.405 | 0.474 | 0.368 | 0.663 | 7.583 | 8.588 | 850 | 81.52 | -81.52
7782 | 0 | 0 | 0 | 0 | 0.403 | 0.504 | 0.26 | 0.689 | 8.065 | 8.516 | 850 | 81.96 | -81.96
7783 | 0 | 0 | 0 | 0 | 0.396 | 0.518 | 0.245 | 0.623 | 8.792 | 8.471 | 850 | 93.29 | -93.29
7784 | 0 | 0.001 | 0.009 | 0.018 | 0.347 | 0.518 | 0.28 | 0.558 | 9.288 | 8.372 | 850 | 107.55 | -107.55
7785 | 0.003 | 0.034 | 0.05 | 0.118 | 0.311 | 0.497 | 0.396 | 0.528 | 9.68 | 8.076 | 850 | 135.62 | -135.62
7786 | 0.033 | 0.084 | 0.127 | 0.37 | 0.381 | 0.497 | 0.532 | 0.565 | 9.542 | 7.732 | 850 | 142.87 | -142.87
7787 | 0.096 | 0.118 | 0.195 | 0.337 | 0.469 | 0.447 | 0.679 | 0.632 | 9.015 | 7.554 | 850 | 140.09 | -140.09
7788 | 0.129 | 0.131 | 0.402 | 0.326 | 0.532 | 0.393 | 0.755 | 0.697 | 8.645 | 7.423 | 850 | 120.35 | -120.35
7789 | 0.114 | 0.136 | 0.373 | 0.38 | 0.547 | 0.377 | 0.777 | 0.744 | 8.589 | 7.433 | 850 | 107.77 | -107.77
7790 | 0.057 | 0.069 | 0.312 | 0.31 | 0.56 | 0.355 | 0.764 | 0.713 | 8.492 | 7.554 | 850 | 97.26 | -97.26
7791 | 0.006 | 0.015 | 0.138 | 0.105 | 0.585 | 0.389 | 0.719 | 0.714 | 8.517 | 7.785 | 850 | 97.36 | -97.36
7792 | 0 | 0 | 0.005 | 0 | 0.608 | 0.47 | 0.665 | 0.78 | 8.849 | 8.138 | 850 | 106.64 | -106.64
7793 | 0 | 0 | 0 | 0 | 0.612 | 0.562 | 0.639 | 0.786 | 9.293 | 8.182 | 850 | 130.84 | -130.84
7794 | 0 | 0 | 0 | 0 | 0.611 | 0.58 | 0.593 | 0.759 | 9.366 | 8.007 | 850 | 135.09 | -135.09
7795 | 0 | 0 | 0 | 0 | 0.57 | 0.49 | 0.573 | 0.771 | 9.198 | 8.098 | 850 | 142 | -142
7796 | 0 | 0 | 0 | 0 | 0.484 | 0.393 | 0.559 | 0.767 | 8.818 | 8.381 | 850 | 142.58 | -142.58
7797 | 0 | 0 | 0 | 0 | 0.409 | 0.297 | 0.531 | 0.758 | 8.284 | 8.66 | 850 | 140.26 | -140.26
7798 | 0 | 0 | 0 | 0 | 0.363 | 0.304 | 0.518 | 0.729 | 7.329 | 9.025 | 850 | 135.98 | -135.98
7799 | 0 | 0 | 0 | 0 | 0.296 | 0.423 | 0.521 | 0.709 | 6.731 | 9.45 | 850 | 123.05 | -123.05
7800 | 0 | 0 | 0 | 0 | 0.249 | 0.472 | 0.568 | 0.677 | 7.064 | 9.78 | 850 | 116.42 | -116.42
7801 | 0 | 0 | 0 | 0 | 0.238 | 0.516 | 0.657 | 0.608 | 7.92 | 9.902 | 850 | 103.5 | -103.5
7802 | 0 | 0 | 0 | 0 | 0.268 | 0.497 | 0.714 | 0.613 | 9.209 | 9.755 | 850 | 93.96 | -93.96
7803 | 0 | 0 | 0 | 0 | 0.306 | 0.462 | 0.782 | 0.601 | 10.377 | 9.288 | 850 | 90.4 | -90.4
7804 | 0 | 0 | 0 | 0 | 0.385 | 0.41 | 0.792 | 0.582 | 10.876 | 8.524 | 850 | 86.8 | -86.8
7805 | 0 | 0 | 0 | 0 | 0.443 | 0.38 | 0.749 | 0.604 | 11.067 | 8.116 | 850 | 84.15 | -84.15
7806 | 0 | 0 | 0 | 0 | 0.454 | 0.39 | 0.682 | 0.624 | 11.33 | 8.94 | 850 | 84.23 | -84.23
7807 | 0 | 0 | 0 | 0 | 0.498 | 0.433 | 0.577 | 0.756 | 11.133 | 10.489 | 850 | 92.48 | -92.48
7808 | 0 | 0.008 | 0.004 | 0.01 | 0.57 | 0.459 | 0.487 | 0.749 | 10.878 | 11.663 | 850 | 107.17 | -107.17
7809 | 0.019 | 0.092 | 0.054 | 0.066 | 0.518 | 0.467 | 0.366 | 0.694 | 10.723 | 12.38 | 850 | 121.44 | -121.44
7810 | 0.102 | 0.265 | 0.123 | 0.107 | 0.588 | 0.58 | 0.304 | 0.675 | 10.305 | 12.297 | 850 | 132.99 | -132.99
7811 | 0.276 | 0.455 | 0.172 | 0.195 | 0.668 | 0.62 | 0.209 | 0.581 | 10.007 | 11.574 | 850 | 134.98 | -134.98
7812 | 0.184 | 0.473 | 0.123 | 0.166 | 0.785 | 0.639 | 0.121 | 0.41 | 10.147 | 11.186 | 850 | 127.33 | -127.33
7813 | 0.072 | 0.284 | 0.083 | 0.122 | 0.821 | 0.636 | 0.057 | 0.209 | 10.325 | 10.907 | 850 | 115.47 | -115.47
7814 | 0.033 | 0.125 | 0.056 | 0.068 | 0.776 | 0.56 | 0.043 | 0.052 | 10.497 | 10.759 | 850 | 113.57 | -113.57
7815 | 0.013 | 0.071 | 0.019 | 0.025 | 0.689 | 0.512 | 0.129 | 0.01 | 10.702 | 10.557 | 850 | 120.83 | -120.83
7816 | 0 | 0 | 0 | 0 | 0.601 | 0.545 | 0.309 | 0.165 | 10.853 | 9.998 | 850 | 141.62 | -141.62
7817 | 0 | 0 | 0 | 0 | 0.551 | 0.554 | 0.424 | 0.393 | 10.727 | 8.852 | 850 | 154.85 | -154.85
7818 | 0 | 0 | 0 | 0 | 0.523 | 0.554 | 0.47 | 0.42 | 10.372 | 7.485 | 850 | 174.97 | -174.97
7819 | 0 | 0 | 0 | 0 | 0.557 | 0.538 | 0.425 | 0.429 | 9.667 | 6.261 | 850 | 182.26 | -182.26
7820 | 0 | 0 | 0 | 0 | 0.501 | 0.523 | 0.308 | 0.325 | 8.722 | 5.585 | 850 | 161.34 | -161.34
7821 | 0 | 0 | 0 | 0 | 0.453 | 0.477 | 0.32 | 0.252 | 7.519 | 5.326 | 850 | 154.05 | -154.05
7822 | 0 | 0 | 0 | 0 | 0.414 | 0.469 | 0.388 | 0.203 | 5.906 | 5.245 | 850 | 131.33 | -131.33
7823 | 0 | 0 | 0 | 0 | 0.389 | 0.449 | 0.411 | 0.171 | 4.214 | 5.226 | 850 | 123.05 | -123.05
7824 | 0 | 0 | 0 | 0 | 0.371 | 0.446 | 0.376 | 0.166 | 3.919 | 5.526 | 850 | 122.9 | -122.9
7825 | 0 | 0 | 0 | 0 | 0.347 | 0.433 | 0.328 | 0.2 | 5.487 | 5.997 | 850 | 107.46 | -107.46
7826 | 0 | 0 | 0 | 0 | 0.318 | 0.398 | 0.289 | 0.274 | 7.395 | 5.934 | 850 | 116.12 | -116.12
7827 | 0 | 0 | 0 | 0 | 0.321 | 0.363 | 0.281 | 0.34 | 9.036 | 5.904 | 850 | 106.21 | -106.21
7828 | 0 | 0 | 0 | 0 | 0.308 | 0.348 | 0.283 | 0.357 | 9.959 | 6.048 | 850 | 97.85 | -97.85
7829 | 0 | 0 | 0 | 0 | 0.349 | 0.357 | 0.322 | 0.352 | 10.553 | 6.209 | 850 | 91.37 | -91.37
7830 | 0 | 0 | 0 | 0 | 0.449 | 0.386 | 0.37 | 0.39 | 10.923 | 6.61 | 850 | 88.65 | -88.65
7831 | 0 | 0 | 0 | 0 | 0.526 | 0.406 | 0.385 | 0.481 | 11.064 | 7.361 | 850 | 92.16 | -92.16
7832 | 0 | 0.004 | 0.067 | 0.021 | 0.606 | 0.414 | 0.364 | 0.507 | 11.291 | 8.118 | 850 | 117.06 | -117.06
7833 | 0.024 | 0.077 | 0.298 | 0.258 | 0.613 | 0.352 | 0.357 | 0.582 | 11.73 | 8.72 | 850 | 135.3 | -135.3
7834 | 0.09 | 0.201 | 0.427 | 0.492 | 0.59 | 0.322 | 0.518 | 0.695 | 12.231 | 9.581 | 850 | 144.08 | -144.08
7835 | 0.154 | 0.301 | 0.338 | 0.581 | 0.681 | 0.332 | 0.62 | 0.755 | 12.653 | 10.334 | 850 | 141.58 | -141.58
7836 | 0.214 | 0.156 | 0.261 | 0.565 | 0.735 | 0.388 | 0.69 | 0.781 | 12.173 | 10.994 | 850 | 135.75 | -135.75
7837 | 0.122 | 0.086 | 0.217 | 0.459 | 0.78 | 0.454 | 0.715 | 0.8 | 10.548 | 11.546 | 850 | 116.84 | -116.84
7838 | 0.057 | 0.065 | 0.095 | 0.157 | 0.812 | 0.483 | 0.716 | 0.79 | 9.622 | 12.2 | 850 | 105.14 | -105.14
7839 | 0.013 | 0.046 | 0.02 | 0.048 | 0.834 | 0.549 | 0.709 | 0.751 | 12.274 | 12.698 | 850 | 95.23 | -95.23
7840 | 0 | 0 | 0 | 0 | 0.82 | 0.646 | 0.75 | 0.748 | 15.094 | 13.107 | 850 | 96.18 | -96.18
7841 | 0 | 0 | 0 | 0 | 0.666 | 0.671 | 0.784 | 0.734 | 15.139 | 12.201 | 850 | 106.24 | -106.24
7842 | 0 | 0 | 0 | 0 | 0.602 | 0.698 | 0.806 | 0.697 | 13.786 | 11.041 | 850 | 111.21 | -111.21
7843 | 0 | 0 | 0 | 0 | 0.772 | 0.7 | 0.823 | 0.582 | 12.6 | 11.431 | 850 | 128.44 | -128.44
7844 | 0 | 0 | 0 | 0 | 0.602 | 0.744 | 0.826 | 0.666 | 11.641 | 12.071 | 850 | 134.28 | -134.28
7845 | 0 | 0 | 0 | 0 | 0.393 | 0.682 | 0.831 | 0.867 | 11.346 | 11.699 | 850 | 128.8 | -128.8
7846 | 0 | 0 | 0 | 0 | 0.43 | 0.553 | 0.795 | 0.877 | 11.455 | 10.571 | 850 | 106.21 | -106.21
7847 | 0 | 0 | 0 | 0 | 0.554 | 0.639 | 0.759 | 0.907 | 11.553 | 9.821 | 850 | 106.35 | -106.35
7848 | 0 | 0 | 0 | 0 | 0.593 | 0.661 | 0.721 | 0.938 | 11.649 | 9.776 | 850 | 93.25 | -93.25
7849 | 0 | 0 | 0 | 0 | 0.608 | 0.516 | 0.64 | 0.928 | 11.698 | 10.214 | 850 | 77 | -77
7850 | 0 | 0 | 0 | 0 | 0.627 | 0.47 | 0.532 | 0.877 | 11.509 | 11.019 | 850 | 80 | -80
7851 | 0 | 0 | 0 | 0 | 0.675 | 0.524 | 0.483 | 0.823 | 11.125 | 11.683 | 850 | 76.87 | -76.87
7852 | 0 | 0 | 0 | 0 | 0.614 | 0.59 | 0.47 | 0.748 | 10.489 | 11.782 | 850 | 77.88 | -77.88
7853 | 0 | 0 | 0 | 0 | 0.491 | 0.504 | 0.407 | 0.651 | 9.901 | 11.381 | 850 | 79.04 | -79.04
7854 | 0 | 0 | 0 | 0 | 0.492 | 0.544 | 0.348 | 0.551 | 9.905 | 10.636 | 850 | 79.35 | -79.35
7855 | 0 | 0 | 0 | 0 | 0.481 | 0.561 | 0.297 | 0.477 | 9.735 | 10.207 | 850 | 82.54 | -82.54
7856 | 0 | 0.035 | 0.004 | 0.01 | 0.467 | 0.561 | 0.271 | 0.376 | 9.815 | 10.2 | 850 | 82.05 | -82.05
7857 | 0.018 | 0.158 | 0.059 | 0.079 | 0.489 | 0.48 | 0.199 | 0.248 | 10.036 | 10.396 | 850 | 89.27 | -89.27
7858 | 0.081 | 0.241 | 0.084 | 0.298 | 0.443 | 0.436 | 0.166 | 0.249 | 10.224 | 9.873 | 850 | 97.48 | -97.48
7859 | 0.143 | 0.286 | 0.147 | 0.516 | 0.399 | 0.535 | 0.177 | 0.266 | 10.388 | 9.662 | 850 | 85.62 | -85.62
7860 | 0.123 | 0.404 | 0.351 | 0.506 | 0.477 | 0.5 | 0.187 | 0.208 | 10.635 | 9.426 | 850 | 78.54 | -78.54
7861 | 0.068 | 0.441 | 0.365 | 0.28 | 0.512 | 0.467 | 0.182 | 0.106 | 11.028 | 9.06 | 850 | 73.5 | -73.5
7862 | 0.027 | 0.343 | 0.131 | 0.168 | 0.554 | 0.428 | 0.161 | 0.05 | 11.541 | 8.864 | 850 | 71.2 | -71.2
7863 | 0.004 | 0.127 | 0.034 | 0.069 | 0.617 | 0.499 | 0.185 | 0.053 | 12.312 | 9.051 | 850 | 75.85 | -75.85
7864 | 0 | 0 | 0 | 0 | 0.662 | 0.583 | 0.261 | 0.153 | 13.541 | 9.467 | 850 | 85.68 | -85.68
7865 | 0 | 0 | 0 | 0 | 0.736 | 0.581 | 0.33 | 0.34 | 15.053 | 10.021 | 850 | 104.55 | -104.55
7866 | 0 | 0 | 0 | 0 | 0.806 | 0.554 | 0.366 | 0.454 | 16.611 | 10.59 | 850 | 87.31 | -87.31
7867 | 0 | 0 | 0 | 0 | 0.859 | 0.553 | 0.423 | 0.465 | 17.954 | 11.014 | 850 | 95.56 | -95.56
7868 | 0 | 0 | 0 | 0 | 0.892 | 0.564 | 0.505 | 0.443 | 18.34 | 11.469 | 850 | 86.08 | -86.08
7869 | 0 | 0 | 0 | 0 | 0.918 | 0.58 | 0.575 | 0.394 | 17.631 | 12.313 | 850 | 71 | -71
7870 | 0 | 0 | 0 | 0 | 0.9 | 0.618 | 0.611 | 0.388 | 16.745 | 13.248 | 850 | 59.55 | -59.55
7871 | 0 | 0 | 0 | 0 | 0.879 | 0.704 | 0.634 | 0.409 | 16.172 | 13.443 | 850 | 48.03 | -48.03
7872 | 0 | 0 | 0 | 0 | 0.882 | 0.801 | 0.68 | 0.432 | 15.919 | 13.254 | 850 | 39.1 | -39.1
7873 | 0 | 0 | 0 | 0 | 0.889 | 0.836 | 0.672 | 0.447 | 15.313 | 12.422 | 850 | 18.46 | -18.46
7874 | 0 | 0 | 0 | 0 | 0.907 | 0.779 | 0.688 | 0.484 | 15.064 | 10.812 | 850 | 1.01 | -1.01
7875 | 0 | 0 | 0 | 0 | 0.93 | 0.689 | 0.807 | 0.537 | 15.213 | 9.682 | 850 | 0 | 0
7876 | 0 | 0 | 0 | 0 | 0.913 | 0.622 | 0.831 | 0.547 | 15.36 | 9.531 | 850 | 0 | 0
7877 | 0 | 0 | 0 | 0 | 0.889 | 0.627 | 0.795 | 0.506 | 15.427 | 9.806 | 850 | -0.01 | 0.01
7878 | 0 | 0 | 0 | 0 | 0.871 | 0.655 | 0.721 | 0.422 | 15.897 | 10.084 | 850 | -0.02 | 0.02
7879 | 0 | 0 | 0 | 0 | 0.876 | 0.699 | 0.663 | 0.353 | 16.427 | 10.455 | 850 | -0.03 | 0.03
7880 | 0 | 0 | 0 | 0.004 | 0.888 | 0.692 | 0.634 | 0.328 | 15.745 | 11.172 | 850 | -0.05 | 0.05
7881 | 0.019 | 0.013 | 0.049 | 0.038 | 0.899 | 0.67 | 0.588 | 0.223 | 16.013 | 11.709 | 850 | -0.03 | 0.03
7882 | 0.096 | 0.024 | 0.203 | 0.076 | 0.904 | 0.67 | 0.494 | 0.103 | 16.208 | 11.612 | 850 | 1.37 | -1.37
7883 | 0.281 | 0.054 | 0.398 | 0.104 | 0.912 | 0.669 | 0.396 | 0.094 | 16.437 | 12.078 | 850 | 3.75 | -3.75
7884 | 0.311 | 0.106 | 0.441 | 0.153 | 0.911 | 0.731 | 0.33 | 0.107 | 16.713 | 12.634 | 850 | 2.07 | -2.07
7885 | 0.189 | 0.139 | 0.319 | 0.229 | 0.911 | 0.753 | 0.303 | 0.137 | 17.039 | 13.093 | 850 | 2.53 | -2.53
7886 | 0.088 | 0.085 | 0.149 | 0.218 | 0.925 | 0.748 | 0.312 | 0.163 | 17.413 | 13.324 | 850 | 1.01 | -1.01
7887 | 0.022 | 0.023 | 0.062 | 0.098 | 0.93 | 0.77 | 0.363 | 0.26 | 17.431 | 13.504 | 850 | 1.01 | -1.01
7888 | 0 | 0 | 0.002 | 0 | 0.929 | 0.793 | 0.447 | 0.384 | 17.377 | 13.885 | 850 | 3.11 | -3.11
7889 | 0 | 0 | 0 | 0 | 0.929 | 0.79 | 0.515 | 0.43 | 17.277 | 14.112 | 850 | 6.61 | -6.61
7890 | 0 | 0 | 0 | 0 | 0.931 | 0.796 | 0.555 | 0.381 | 17.242 | 14.188 | 850 | 13.99 | -13.99
7891 | 0 | 0 | 0 | 0 | 0.938 | 0.75 | 0.59 | 0.306 | 17.306 | 14.095 | 850 | 15.52 | -15.52
7892 | 0 | 0 | 0 | 0 | 0.941 | 0.76 | 0.615 | 0.241 | 17.288 | 14.02 | 850 | 16.18 | -16.18
7893 | 0 | 0 | 0 | 0 | 0.942 | 0.791 | 0.646 | 0.188 | 17.208 | 14.211 | 850 | 12.02 | -12.02
7894 | 0 | 0 | 0 | 0 | 0.942 | 0.825 | 0.657 | 0.136 | 17.237 | 14.309 | 850 | 7.4 | -7.4
7895 | 0 | 0 | 0 | 0 | 0.94 | 0.789 | 0.646 | 0.098 | 17.385 | 14.416 | 850 | 4.5 | -4.5
7896 | 0 | 0 | 0 | 0 | 0.938 | 0.76 | 0.655 | 0.067 | 17.54 | 14.516 | 850 | 3.27 | -3.27
7897 | 0 | 0 | 0 | 0 | 0.938 | 0.75 | 0.666 | 0.049 | 17.768 | 14.642 | 850 | 0.01 | -0.01
7898 | 0 | 0 | 0 | 0 | 0.936 | 0.751 | 0.675 | 0.041 | 17.696 | 14.766 | 850 | -1.25 | 1.25
7899 | 0 | 0 | 0 | 0 | 0.928 | 0.76 | 0.674 | 0.049 | 17.249 | 14.65 | 850 | -1.59 | 1.59
7900 | 0 | 0 | 0 | 0 | 0.913 | 0.771 | 0.642 | 0.076 | 16.825 | 14.603 | 850 | -1.42 | 1.42
7901 | 0 | 0 | 0 | 0 | 0.878 | 0.763 | 0.641 | 0.088 | 16.231 | 14.625 | 850 | -1.86 | 1.86
7902 | 0 | 0 | 0 | 0 | 0.879 | 0.735 | 0.649 | 0.095 | 15.948 | 14.541 | 850 | -1.42 | 1.42
7903 | 0 | 0 | 0 | 0 | 0.886 | 0.697 | 0.655 | 0.107 | 16.274 | 14.236 | 850 | -0.28 | 0.28
7904 | 0 | 0.022 | 0.025 | 0.018 | 0.883 | 0.686 | 0.647 | 0.12 | 16.184 | 13.977 | 850 | 0.09 | -0.09
7905 | 0.042 | 0.125 | 0.154 | 0.19 | 0.868 | 0.634 | 0.561 | 0.115 | 16.945 | 13.77 | 850 | 54.38 | -54.38
7906 | 0.186 | 0.216 | 0.288 | 0.428 | 0.873 | 0.545 | 0.433 | 0.109 | 16.415 | 13.696 | 850 | 77.01 | -77.01
7907 | 0.23 | 0.244 | 0.373 | 0.515 | 0.848 | 0.492 | 0.363 | 0.114 | 15.99 | 13.698 | 850 | 66.57 | -66.57
7908 | 0.289 | 0.122 | 0.338 | 0.533 | 0.846 | 0.528 | 0.383 | 0.127 | 14.748 | 13.674 | 850 | 42.55 | -42.55
7909 | 0.125 | 0.054 | 0.234 | 0.494 | 0.852 | 0.653 | 0.425 | 0.133 | 13.189 | 13.796 | 850 | 41.37 | -41.37
7910 | 0.018 | 0.029 | 0.136 | 0.386 | 0.899 | 0.685 | 0.464 | 0.142 | 12.195 | 13.488 | 850 | 40 | -40
7911 | 0.004 | 0.007 | 0.052 | 0.198 | 0.84 | 0.764 | 0.544 | 0.2 | 11.704 | 14.096 | 850 | 57.16 | -57.16
7912 | 0 | 0 | 0 | 0 | 0.741 | 0.779 | 0.6 | 0.328 | 11.298 | 14.099 | 850 | 67.97 | -67.97
7913 | 0 | 0 | 0 | 0 | 0.611 | 0.7 | 0.605 | 0.374 | 11.254 | 12.723 | 850 | 94.99 | -94.99
7914 | 0 | 0 | 0 | 0 | 0.491 | 0.688 | 0.61 | 0.333 | 11.648 | 12.445 | 850 | 92.58 | -92.58
7915 | 0 | 0 | 0 | 0 | 0.423 | 0.666 | 0.6 | 0.261 | 11.964 | 11.748 | 850 | 116.08 | -116.08
7916 | 0 | 0 | 0 | 0 | 0.369 | 0.622 | 0.515 | 0.204 | 11.939 | 11.093 | 850 | 128 | -128
7917 | 0 | 0 | 0 | 0 | 0.332 | 0.563 | 0.612 | 0.162 | 11.706 | 11.144 | 850 | 118 | -118
7918 | 0 | 0 | 0 | 0 | 0.355 | 0.498 | 0.709 | 0.131 | 11.815 | 10.687 | 850 | 94.73 | -94.73
7919 | 0 | 0 | 0 | 0 | 0.406 | 0.493 | 0.702 | 0.114 | 11.823 | 10.283 | 850 | 81.26 | -81.26
7920 | 0 | 0 | 0 | 0 | 0.434 | 0.401 | 0.655 | 0.146 | 11.946 | 10.118 | 850 | 86.26 | -86.26
7921 | 0 | 0 | 0 | 0 | 0.443 | 0.347 | 0.571 | 0.224 | 12.107 | 10.063 | 850 | 69.17 | -69.17
7922 | 0 | 0 | 0 | 0 | 0.47 | 0.347 | 0.426 | 0.386 | 12.312 | 10.026 | 850 | 89.53 | -89.53
7923 | 0 | 0 | 0 | 0 | 0.487 | 0.366 | 0.352 | 0.448 | 12.557 | 10.277 | 850 | 77.99 | -77.99
7924 | 0 | 0 | 0 | 0 | 0.504 | 0.368 | 0.345 | 0.454 | 12.839 | 10.429 | 850 | 77.66 | -77.66
7925 | 0 | 0 | 0 | 0 | 0.502 | 0.37 | 0.37 | 0.492 | 12.818 | 10.463 | 850 | 70.55 | -70.55
7926 | 0 | 0 | 0 | 0 | 0.436 | 0.385 | 0.389 | 0.48 | 12.384 | 10.542 | 850 | 72.72 | -72.72
7927 | 0 | 0 | 0 | 0 | 0.399 | 0.399 | 0.364 | 0.468 | 12.198 | 10.623 | 850 | 82.26 | -82.26
7928 | 0 | 0.005 | 0.005 | 0.004 | 0.399 | 0.401 | 0.34 | 0.415 | 12.366 | 10.398 | 850 | 101.45 | -101.45
7929 | 0.019 | 0.148 | 0.063 | 0.036 | 0.367 | 0.31 | 0.237 | 0.298 | 12.254 | 10.179 | 850 | 130.9 | -130.9
7930 | 0.037 | 0.216 | 0.1 | 0.065 | 0.337 | 0.222 | 0.228 | 0.245 | 11.872 | 9.979 | 850 | 137.84 | -137.84
7931 | 0.052 | 0.192 | 0.148 | 0.109 | 0.418 | 0.199 | 0.323 | 0.21 | 11.801 | 10.188 | 850 | 127.09 | -127.09
7932 | 0.126 | 0.359 | 0.147 | 0.152 | 0.437 | 0.252 | 0.381 | 0.183 | 11.927 | 10.221 | 850 | 112.09 | -112.09
7933 | 0.231 | 0.421 | 0.15 | 0.18 | 0.439 | 0.286 | 0.37 | 0.162 | 11.846 | 10.441 | 850 | 100 | -100
7934 | 0.131 | 0.304 | 0.084 | 0.126 | 0.443 | 0.294 | 0.297 | 0.145 | 11.864 | 10.638 | 850 | 90.9 | -90.9
7935 | 0.034 | 0.085 | 0.045 | 0.062 | 0.497 | 0.357 | 0.243 | 0.181 | 11.878 | 10.715 | 850 | 102.07 | -102.07
7936 | 0 | 0.62 | 0 | 0 | 0.557 | 0.436 | 0.273 | 0.249 | 11.714 | 10.559 | 850 | 116.1 | -116.1
7937 | 0 | 0 | 0 | 0 | 0.521 | 0.481 | 0.269 | 0.293 | 11.409 | 10.43 | 850 | 123.95 | -123.95
7938 | 0 | 0 | 0 | 0 | 0.518 | 0.509 | 0.249 | 0.328 | 11.452 | 10.422 | 850 | 143.1 | -143.1
7939 | 0 | 0 | 0 | 0 | 0.561 | 0.515 | 0.231 | 0.334 | 11.328 | 10.492 | 850 | 155.52 | -155.52
7940 | 0 | 0 | 0 | 0 | 0.48 | 0.494 | 0.21 | 0.311 | 11.301 | 10.331 | 850 | 160.91 | -160.91
7941 | 0 | 0 | 0 | 0 | 0.457 | 0.45 | 0.186 | 0.278 | 11.314 | 10.452 | 850 | 153.28 | -153.28
7942 | 0 | 0 | 0 | 0 | 0.436 | 0.385 | 0.166 | 0.237 | 11.284 | 10.305 | 850 | 126.38 | -126.38
7943 | 0 | 0 | 0 | 0 | 0.384 | 0.329 | 0.146 | 0.203 | 11.2 | 10.431 | 850 | 118.23 | -118.23
7944 | 0 | 0 | 0 | 0 | 0.373 | 0.284 | 0.126 | 0.174 | 10.796 | 10.478 | 850 | 122.13 | -122.13
7945 | 0 | 0 | 0 | 0 | 0.338 | 0.258 | 0.099 | 0.129 | 10.278 | 10.403 | 850 | 113.34 | -113.34
7946 | 0 | 0 | 0 | 0 | 0.277 | 0.229 | 0.075 | 0.084 | 9.595 | 10.359 | 850 | 104.74 | -104.74
7947 | 0 | 0 | 0 | 0 | 0.228 | 0.199 | 0.06 | 0.051 | 8.84 | 10.057 | 850 | 106.28 | -106.28
7948 | 0 | 0 | 0 | 0 | 0.193 | 0.198 | 0.041 | 0.026 | 8.126 | 9.692 | 850 | 110 | -110
7949 | 0 | 0 | 0 | 0 | 0.175 | 0.184 | 0.033 | 0.011 | 7.497 | 9.324 | 850 | 111.46 | -111.46
7950 | 0 | 0 | 0 | 0 | 0.156 | 0.199 | 0.038 | 0.005 | 6.943 | 8.967 | 850 | 114.66 | -114.66
7951 | 0 | 0 | 0 | 0 | 0.17 | 0.188 | 0.052 | 0.01 | 6.493 | 8.721 | 850 | 123.92 | -123.92
7952 | 0 | 0 | 0.001 | 0 | 0.216 | 0.165 | 0.071 | 0.02 | 6.02 | 8.467 | 850 | 140.5 | -140.5
7953 | 0.004 | 0.026 | 0.061 | 0.015 | 0.273 | 0.126 | 0.078 | 0.028 | 5.961 | 8.061 | 850 | 160 | -160
7954 | 0.023 | 0.068 | 0.202 | 0.068 | 0.308 | 0.109 | 0.069 | 0.032 | 6.515 | 7.347 | 850 | 184.84 | -184.84
7955 | 0.039 | 0.085 | 0.288 | 0.161 | 0.396 | 0.116 | 0.065 | 0.039 | 7.7 | 6.63 | 850 | 164.45 | -164.45
7956 | 0.045 | 0.075 | 0.243 | 0.275 | 0.509 | 0.139 | 0.073 | 0.048 | 9.357 | 6.404 | 850 | 153.1 | -153.1
7957 | 0.03 | 0.046 | 0.229 | 0.342 | 0.63 | 0.186 | 0.109 | 0.051 | 11.517 | 6.532 | 850 | 150 | -150
7958 | 0.004 | 0.025 | 0.16 | 0.33 | 0.712 | 0.263 | 0.14 | 0.056 | 13.494 | 6.837 | 850 | 145.66 | -145.66
7959 | 0 | 0.007 | 0.05 | 0.171 | 0.782 | 0.373 | 0.187 | 0.108 | 14.498 | 7.476 | 850 | 140.49 | -140.49
7960 | 0 | 0 | 0 | 0 | 0.826 | 0.488 | 0.325 | 0.2 | 15.098 | 8.734 | 850 | 130.09 | -130.09
7961 | 0 | 0 | 0 | 0 | 0.915 | 0.556 | 0.44 | 0.24 | 15.202 | 10.346 | 850 | 131.7 | -131.7
7962 | 0 | 0 | 0 | 0 | 0.944 | 0.625 | 0.567 | 0.232 | 15.599 | 11.951 | 850 | 117.56 | -117.56
7963 | 0 | 0 | 0 | 0 | 0.957 | 0.692 | 0.655 | 0.276 | 14.865 | 13.49 | 850 | 110.24 | -110.24
7964 | 0 | 0 | 0 | 0 | 0.956 | 0.741 | 0.763 | 0.344 | 13.537 | 14.429 | 850 | 112.29 | -112.29
7965 | 0 | 0 | 0 | 0 | 0.965 | 0.791 | 0.823 | 0.404 | 11.884 | 15.001 | 850 | 101.84 | -101.84
7966 | 0 | 0 | 0 | 0 | 0.963 | 0.801 | 0.839 | 0.48 | 8.067 | 14.361 | 850 | 78.14 | -78.14
7967 | 0 | 0 | 0 | 0 | 0.953 | 0.852 | 0.809 | 0.58 | 8.964 | 13.003 | 850 | 71.86 | -71.86
7968 | 0 | 0 | 0 | 0 | 0.943 | 0.878 | 0.796 | 0.608 | 14.485 | 12.043 | 850 | 67.05 | -67.05
7969 | 0 | 0 | 0 | 0 | 0.949 | 0.892 | 0.77 | 0.666 | 18.555 | 11.161 | 850 | 48.78 | -48.78
7970 | 0 | 0 | 0 | 0 | 0.955 | 0.914 | 0.79 | 0.66 | 20.74 | 9.039 | 850 | 49.21 | -49.21
7971 | 0 | 0 | 0 | 0 | 0.958 | 0.93 | 0.737 | 0.66 | 20.583 | 6.218 | 850 | 41.21 | -41.21
7972 | 0 | 0 | 0 | 0 | 0.964 | 0.952 | 0.636 | 0.785 | 19.498 | 3.838 | 850 | 32.95 | -32.95
7973 | 0 | 0 | 0 | 0 | 0.964 | 0.957 | 0.515 | 0.78 | 18.321 | 3.862 | 850 | 32.08 | -32.08
7974 | 0 | 0 | 0 | 0 | 0.957 | 0.95 | 0.442 | 0.671 | 17.321 | 6.595 | 850 | 31.69 | -31.69
7975 | 0 | 0 | 0 | 0 | 0.937 | 0.935 | 0.366 | 0.566 | 16.289 | 9.059 | 850 | 52.29 | -52.29
7976 | 0 | 0 | 0.013 | 0.013 | 0.901 | 0.908 | 0.304 | 0.491 | 15.358 | 10.847 | 850 | 64.98 | -64.98
7977 | 0.029 | 0 | 0.071 | 0.068 | 0.853 | 0.878 | 0.232 | 0.44 | 14.387 | 12.408 | 850 | 88.13 | -88.13
7978 | 0.107 | 0.004 | 0.099 | 0.125 | 0.8 | 0.864 | 0.237 | 0.536 | 13.601 | 13.346 | 850 | 107.41 | -107.41
7979 | 0.224 | 0.012 | 0.106 | 0.347 | 0.765 | 0.86 | 0.249 | 0.616 | 12.851 | 14.13 | 850 | 107.41 | -107.41
7980 | 0.306 | 0.019 | 0.121 | 0.406 | 0.751 | 0.852 | 0.257 | 0.648 | 12.416 | 14.446 | 850 | 92.1 | -92.1
7981 | 0.319 | 0.023 | 0.147 | 0.402 | 0.739 | 0.838 | 0.248 | 0.665 | 12.139 | 14.331 | 850 | 98.7 | -98.7
7982 | 0.238 | 0.009 | 0.183 | 0.276 | 0.697 | 0.831 | 0.227 | 0.617 | 11.833 | 14.002 | 850 | 96.16 | -96.16
7983 | 0.106 | 0 | 0.09 | 0.1 | 0.635 | 0.825 | 0.195 | 0.581 | 11.438 | 13.688 | 850 | 96.68 | -96.68
7984 | 0 | 0 | 0 | 0 | 0.575 | 0.821 | 0.186 | 0.654 | 10.984 | 13.443 | 850 | 97.86 | -97.86
7985 | 0 | 0 | 0 | 0 | 0.484 | 0.816 | 0.185 | 0.653 | 10.381 | 12.94 | 850 | 111.59 | -111.59
7986 | 0 | 0 | 0 | 0 | 0.436 | 0.798 | 0.169 | 0.602 | 9.794 | 12.028 | 850 | 132.62 | -132.62
7987 | 0 | 0 | 0 | 0 | 0.366 | 0.774 | 0.145 | 0.583 | 9.263 | 11.042 | 850 | 149.33 | -149.33
7988 | 0 | 0 | 0 | 0 | 0.296 | 0.772 | 0.123 | 0.605 | 8.728 | 10.137 | 850 | 158.23 | -158.23
7989 | 0 | 0 | 0 | 0 | 0.233 | 0.721 | 0.101 | 0.574 | 8.169 | 9.603 | 850 | 153.91 | -153.91
7990 | 0 | 0 | 0 | 0 | 0.175 | 0.684 | 0.084 | 0.528 | 7.325 | 9.577 | 850 | 143.97 | -143.97
7991 | 0 | 0 | 0 | 0 | 0.124 | 0.637 | 0.072 | 0.498 | 6.058 | 9.535 | 850 | 132.49 | -132.49
7992 | 0 | 0 | 0 | 0 | 0.078 | 0.571 | 0.067 | 0.507 | 4.539 | 8.717 | 850 | 122.16 | -122.16
7993 | 0 | 0 | 0 | 0 | 0.047 | 0.44 | 0.059 | 0.494 | 2.855 | 7.463 | 850 | 112.6 | -112.6
7994 | 0 | 0 | 0 | 0 | 0.028 | 0.364 | 0.055 | 0.443 | 2.126 | 6.236 | 850 | 110.3 | -110.3
7995 | 0 | 0 | 0 | 0 | 0.012 | 0.257 | 0.052 | 0.366 | 2.322 | 5.824 | 850 | 107.01 | -107.01
7996 | 0 | 0 | 0 | 0 | 0.004 | 0.208 | 0.053 | 0.35 | 2.955 | 6.136 | 850 | 103.47 | -103.47
7997 | 0 | 0 | 0 | 0 | 0.009 | 0.194 | 0.063 | 0.348 | 3.868 | 5.861 | 850 | 102.8 | -102.8
7998 | 0 | 0 | 0 | 0 | 0.024 | 0.177 | 0.083 | 0.309 | 4.825 | 5.301 | 850 | 105.3 | -105.3
7999 | 0 | 0 | 0 | 0 | 0.046 | 0.148 | 0.119 | 0.271 | 5.72 | 5.052 | 850 | 115.28 | -115.28
8000 | 0 | 0 | 0.001 | 0.013 | 0.068 | 0.135 | 0.172 | 0.218 | 6.538 | 4.681 | 850 | 145.1 | -145.1
8001 | 0.033 | 0.039 | 0.064 | 0.091 | 0.073 | 0.106 | 0.178 | 0.131 | 7.027 | 4.353 | 850 | 169.28 | -169.28
8002 | 0.082 | 0.111 | 0.238 | 0.209 | 0.068 | 0.082 | 0.207 | 0.077 | 7.07 | 4.116 | 850 | 181.35 | -181.35
8003 | 0.173 | 0.246 | 0.445 | 0.459 | 0.068 | 0.058 | 0.188 | 0.054 | 6.973 | 4.153 | 850 | 162.49 | -162.49
8004 | 0.382 | 0.349 | 0.563 | 0.523 | 0.069 | 0.043 | 0.17 | 0.05 | 6.896 | 4.478 | 850 | 143.01 | -143.01
8005 | 0.445 | 0.327 | 0.549 | 0.5 | 0.059 | 0.039 | 0.184 | 0.054 | 6.929 | 4.974 | 850 | 136.4 | -136.4
8006 | 0.353 | 0.23 | 0.456 | 0.396 | 0.063 | 0.033 | 0.215 | 0.061 | 7.185 | 5.488 | 850 | 126.59 | -126.59
8007 | 0.189 | 0.078 | 0.29 | 0.156 | 0.114 | 0.027 | 0.237 | 0.082 | 7.696 | 6.012 | 850 | 119.5 | -119.5
8008 | 0 | 0 | 0.023 | 0 | 0.181 | 0.015 | 0.349 | 0.117 | 8.254 | 6.359 | 850 | 129.58 | -129.58
8009 | 0 | 0 | 0 | 0 | 0.257 | 0.007 | 0.474 | 0.147 | 8.819 | 6.579 | 850 | 141.02 | -141.02
8010 | 0 | 0 | 0 | 0 | 0.331 | 0.006 | 0.507 | 0.15 | 9.299 | 6.794 | 850 | 152.01 | -152.01
8011 | 0 | 0 | 0 | 0 | 0.39 | 0.015 | 0.51 | 0.144 | 9.636 | 7.125 | 850 | 150.44 | -150.44
8012 | 0 | 0 | 0 | 0 | 0.429 | 0.043 | 0.491 | 0.142 | 9.807 | 7.534 | 850 | 142.03 | -142.03
8013 | 0 | 0 | 0 | 0 | 0.448 | 0.087 | 0.453 | 0.161 | 9.905 | 7.902 | 850 | 130.81 | -130.81
8014 | 0 | 0 | 0 | 0 | 0.47 | 0.139 | 0.401 | 0.198 | 10.024 | 8.235 | 850 | 119.9 | -119.9
8015 | 0 | 0 | 0 | 0 | 0.499 | 0.18 | 0.378 | 0.246 | 10.139 | 8.566 | 850 | 115.1 | -115.1
8016 | 0 | 0 | 0 | 0 | 0.524 | 0.215 | 0.306 | 0.291 | 10.206 | 8.76 | 850 | 113.73 | -113.73
8017 | 0 | 0 | 0 | 0 | 0.523 | 0.249 | 0.285 | 0.294 | 10.252 | 8.877 | 850 | 103.45 | -103.45
8018 | 0 | 0 | 0 | 0 | 0.499 | 0.277 | 0.297 | 0.274 | 10.34 | 9.019 | 850 | 98.83 | -98.83
8019 | 0 | 0 | 0 | 0 | 0.454 | 0.302 | 0.322 | 0.281 | 10.389 | 9.182 | 850 | 92 | -92
8020 | 0 | 0 | 0 | 0 | 0.396 | 0.323 | 0.34 | 0.311 | 10.497 | 9.26 | 850 | 89.69 | -89.69
8021 | 0 | 0 | 0 | 0 | 0.37 | 0.347 | 0.357 | 0.344 | 10.619 | 9.491 | 850 | 86.9 | -86.9
8022 | 0 | 0 | 0 | 0 | 0.367 | 0.366 | 0.376 | 0.357 | 10.682 | 9.619 | 850 | 88.18 | -88.18
8023 | 0 | 0 | 0 | 0 | 0.373 | 0.364 | 0.383 | 0.356 | 10.762 | 9.721 | 850 | 90.18 | -90.18
8024 | 0 | 0.037 | 0.016 | 0.029 | 0.377 | 0.338 | 0.371 | 0.313 | 10.678 | 9.67 | 850 | 88.9 | -88.9
8025 | 0.128 | 0.2 | 0.168 | 0.246 | 0.316 | 0.245 | 0.233 | 0.214 | 10.654 | 9.506 | 850 | 103.06 | -103.06
8026 | 0.392 | 0.404 | 0.449 | 0.485 | 0.231 | 0.168 | 0.131 | 0.205 | 10.14 | 9.034 | 850 | 107.39 | -107.39
8027 | 0.51 | 0.493 | 0.561 | 0.568 | 0.198 | 0.173 | 0.102 | 0.26 | 9.733 | 9.272 | 850 | 91.17 | -91.17
8028 | 0.541 | 0.498 | 0.594 | 0.582 | 0.171 | 0.2 | 0.124 | 0.268 | 9.283 | 9.22 | 850 | 85.2 | -85.2
8029 | 0.502 | 0.413 | 0.562 | 0.537 | 0.172 | 0.212 | 0.128 | 0.279 | 8.714 | 9.009 | 850 | 86.12 | -86.12
8030 | 0.389 | 0.246 | 0.467 | 0.427 | 0.195 | 0.217 | 0.114 | 0.279 | 8.32 | 8.757 | 850 | 87.7 | -87.7
8031 | 0.197 | 0.088 | 0.292 | 0.241 | 0.325 | 0.322 | 0.109 | 0.292 | 8.429 | 9.349 | 850 | 90.03 | -90.03
8032 | 0 | 0 | 0.019 | 0 | 0.477 | 0.446 | 0.129 | 0.424 | 8.858 | 10.126 | 850 | 93.35 | -93.35
8033 | 0 | 0 | 0 | 0 | 0.58 | 0.484 | 0.155 | 0.507 | 9.132 | 10.344 | 850 | 124.34 | -124.34
8034 | 0 | 0 | 0 | 0 | 0.608 | 0.476 | 0.167 | 0.499 | 9.046 | 10.237 | 850 | 132.89 | -132.89
8035 | 0 | 0 | 0 | 0 | 0.588 | 0.46 | 0.157 | 0.446 | 8.846 | 10.027 | 850 | 136.94 | -136.94
8036 | 0 | 0 | 0 | 0 | 0.553 | 0.456 | 0.125 | 0.386 | 8.599 | 9.559 | 850 | 135.9 | -135.9
8037 | 0 | 0 | 0 | 0 | 0.534 | 0.443 | 0.079 | 0.347 | 8.389 | 9.3 | 850 | 131.96 | -131.96
8038 | 0 | 0 | 0 | 0 | 0.521 | 0.417 | 0.05 | 0.301 | 8.163 | 8.963 | 850 | 124.51 | -124.51
8039 | 0 | 0 | 0 | 0 | 0.504 | 0.386 | 0.036 | 0.214 | 7.858 | 8.688 | 850 | 115.08 | -115.08
8040 | 0 | 0 | 0 | 0 | 0.484 | 0.35 | 0.032 | 0.148 | 7.649 | 8.402 | 850 | 114.78 | -114.78
8041 | 0 | 0 | 0 | 0 | 0.461 | 0.271 | 0.034 | 0.121 | 7.53 | 8.017 | 850 | 106.67 | -106.67
8042 | 0 | 0 | 0 | 0 | 0.429 | 0.182 | 0.039 | 0.088 | 7.4 | 7.657 | 850 | 99.66 | -99.66
8043 | 0 | 0 | 0 | 0 | 0.376 | 0.141 | 0.045 | 0.063 | 7.23 | 7.395 | 850 | 90.01 | -90.01
8044 | 0 | 0 | 0 | 0 | 0.315 | 0.121 | 0.054 | 0.045 | 7.13 | 7.215 | 850 | 88.14 | -88.14
8045 | 0 | 0 | 0 | 0 | 0.277 | 0.125 | 0.065 | 0.034 | 7.198 | 7.11 | 850 | 85.7 | -85.7
8046 | 0 | 0 | 0 | 0 | 0.257 | 0.126 | 0.07 | 0.026 | 7.388 | 7.116 | 850 | 84.8 | -84.8
8047 | 0 | 0 | 0 | 0 | 0.235 | 0.139 | 0.076 | 0.023 | 7.774 | 7.249 | 850 | 85.31 | -85.31
8048 | 0 | 0.009 | 0.019 | 0.046 | 0.229 | 0.152 | 0.091 | 0.019 | 8.284 | 7.435 | 850 | 84.43 | -84.43
8049 | 0.055 | 0.15 | 0.163 | 0.259 | 0.254 | 0.159 | 0.076 | 0.011 | 8.673 | 7.519 | 850 | 89.97 | -89.97
8050 | 0.354 | 0.433 | 0.359 | 0.451 | 0.202 | 0.146 | 0.055 | 0.009 | 8.663 | 7.32 | 850 | 99.64 | -99.64
8051 | 0.476 | 0.525 | 0.511 | 0.528 | 0.187 | 0.154 | 0.057 | 0.008 | 8.78 | 7.23 | 850 | 94.6 | -94.6
8052 | 0.51 | 0.538 | 0.574 | 0.525 | 0.203 | 0.152 | 0.073 | 0.005 | 9.003 | 7.346 | 850 | 89.3 | -89.3
8053 | 0.475 | 0.487 | 0.569 | 0.466 | 0.225 | 0.155 | 0.068 | 0.004 | 8.724 | 7.616 | 850 | 82.38 | -82.38
8054 | 0.361 | 0.366 | 0.478 | 0.364 | 0.289 | 0.19 | 0.067 | 0.003 | 8.712 | 7.864 | 850 | 85.25 | -85.25
8055 | 0.164 | 0.171 | 0.305 | 0.197 | 0.463 | 0.335 | 0.087 | 0.005 | 9.518 | 8.777 | 850 | 83.08 | -83.08
8056 | 0 | 0 | 0.021 | 0 | 0.639 | 0.494 | 0.119 | 0.012 | 10.534 | 9.724 | 850 | 90.61 | -90.61
8057 | 0 | 0 | 0 | 0 | 0.658 | 0.581 | 0.172 | 0.024 | 10.899 | 9.971 | 850 | 108.62 | -108.62
8058 | 0 | 0 | 0 | 0 | 0.611 | 0.608 | 0.214 | 0.039 | 10.941 | 9.956 | 850 | 121.53 | -121.53
8059 | 0 | 0 | 0 | 0 | 0.57 | 0.605 | 0.257 | 0.05 | 11.002 | 9.852 | 850 | 117.77 | -117.77
8060 | 0 | 0 | 0 | 0 | 0.551 | 0.587 | 0.291 | 0.049 | 11.256 | 9.792 | 850 | 121.51 | -121.51
8061 | 0 | 0 | 0 | 0 | 0.554 | 0.564 | 0.325 | 0.043 | 11.371 | 9.765 | 850 | 110.23 | -110.23
8062 | 0 | 0 | 0 | 0 | 0.58 | 0.54 | 0.368 | 0.042 | 11.799 | 9.664 | 850 | 91.35 | -91.35
8063 | 0 | 0 | 0 | 0 | 0.669 | 0.488 | 0.388 | 0.043 | 12.264 | 9.687 | 850 | 84.36 | -84.36
8064 | 0 | 0 | 0 | 0 | 0.704 | 0.423 | 0.386 | 0.043 | 12.055 | 9.706 | 850 | 96.98 | -96.98
8065 | 0 | 0 | 0 | 0 | 0.628 | 0.37 | 0.383 | 0.043 | 11.652 | 9.622 | 850 | 85 | -85
8066 | 0 | 0 | 0 | 0 | 0.573 | 0.37 | 0.382 | 0.043 | 11.648 | 9.513 | 850 | 74.77 | -74.77
8067 | 0 | 0 | 0 | 0 | 0.491 | 0.367 | 0.367 | 0.045 | 11.472 | 9.621 | 850 | 65.78 | -65.78
8068 | 0 | 0 | 0 | 0 | 0.46 | 0.373 | 0.36 | 0.06 | 11.007 | 9.664 | 850 | 61.17 | -61.17
8069 | 0 | 0 | 0 | 0 | 0.485 | 0.387 | 0.363 | 0.076 | 10.864 | 9.966 | 850 | 46.44 | -46.44
8070 | 0 | 0 | 0 | 0 | 0.47 | 0.407 | 0.376 | 0.08 | 11.344 | 9.867 | 850 | 50.21 | -50.21
8071 | 0 | 0 | 0 | 0 | 0.491 | 0.38 | 0.391 | 0.088 | 11.662 | 9.656 | 850 | 69.53 | -69.53
8072 | 0 | 0 | 0 | 0.001 | 0.526 | 0.38 | 0.372 | 0.08 | 11.829 | 9.553 | 850 | 92.08 | -92.08
8073 | 0.01 | 0.008 | 0.068 | 0.024 | 0.527 | 0.375 | 0.341 | 0.06 | 12.028 | 9.202 | 850 | 125.25 | -125.25
8074 | 0.05 | 0.047 | 0.175 | 0.051 | 0.544 | 0.331 | 0.277 | 0.043 | 12.01 | 9.24 | 850 | 125.2 | -125.2
8075 | 0.064 | 0.152 | 0.212 | 0.084 | 0.599 | 0.316 | 0.206 | 0.039 | 12.159 | 9.811 | 850 | 123.63 | -123.63
8076 | 0.051 | 0.228 | 0.261 | 0.107 | 0.497 | 0.313 | 0.183 | 0.047 | 11.948 | 10.206 | 850 | 121.27 | -121.27
8077 | 0.037 | 0.274 | 0.215 | 0.101 | 0.578 | 0.292 | 0.182 | 0.066 | 11.444 | 10.697 | 850 | 115.8 | -115.8
8078 | 0.022 | 0.191 | 0.122 | 0.065 | 0.577 | 0.36 | 0.189 | 0.093 | 10.844 | 10.186 | 850 | 115.09 | -115.09
8079 | 0.003 | 0.05 | 0.045 | 0.026 | 0.561 | 0.492 | 0.242 | 0.14 | 10.523 | 9.655 | 850 | 127.6 | -127.6
8080 | 0 | 0 | 0 | 0 | 0.537 | 0.605 | 0.26 | 0.18 | 10.245 | 9.698 | 850 | 136.74 | -136.74
8081 | 0 | 0 | 0 | 0 | 0.533 | 0.581 | 0.262 | 0.179 | 9.934 | 9.935 | 850 | 144.04 | -144.04
8082 | 0 | 0 | 0 | 0 | 0.53 | 0.519 | 0.337 | 0.149 | 9.631 | 10.248 | 850 | 144.75 | -144.75
8083 | 0 | 0 | 0 | 0 | 0.504 | 0.47 | 0.42 | 0.148 | 9.382 | 10.173 | 850 | 147.68 | -147.68
8084 | 0 | 0 | 0 | 0 | 0.49 | 0.48 | 0.433 | 0.171 | 9.264 | 9.915 | 850 | 147.9 | -147.9
8085 | 0 | 0 | 0 | 0 | 0.46 | 0.416 | 0.424 | 0.15 | 9.082 | 9.683 | 850 | 138 | -138
8086 | 0 | 0 | 0 | 0 | 0.463 | 0.359 | 0.448 | 0.039 | 8.976 | 9.847 | 850 | 120.01 | -120.01
8087 | 0 | 0 | 0 | 0 | 0.482 | 0.347 | 0.446 | 0.114 | 8.686 | 9.606 | 850 | 112.68 | -112.68
8088 | 0 | 0 | 0 | 0 | 0.48 | 0.339 | 0.423 | 0.396 | 8.085 | 9.555 | 850 | 111.72 | -111.72
8089 | 0 | 0 | 0 | 0 | 0.462 | 0.351 | 0.409 | 0.494 | 7.826 | 9.498 | 850 | 102.21 | -102.21
8090 | 0 | 0 | 0 | 0 | 0.436 | 0.332 | 0.421 | 0.47 | 8.694 | 9.48 | 850 | 110.73 | -110.73
8091 | 0 | 0 | 0 | 0 | 0.406 | 0.31 | 0.425 | 0.42 | 9.946 | 9.314 | 850 | 103.05 | -103.05
8092 | 0 | 0 | 0 | 0 | 0.383 | 0.344 | 0.41 | 0.356 | 10.615 | 9.143 | 850 | 96.28 | -96.28
8093 | 0 | 0 | 0 | 0 | 0.345 | 0.335 | 0.38 | 0.31 | 10.812 | 8.961 | 850 | 93.22 | -93.22
8094 | 0 | 0 | 0 | 0 | 0.282 | 0.34 | 0.355 | 0.292 | 11.225 | 8.726 | 850 | 100.48 | -100.48
8095 | 0 | 0 | 0 | 0 | 0.29 | 0.367 | 0.311 | 0.301 | 11.838 | 8.471 | 850 | 108.09 | -108.09
8096 | 0 | 0 | 0 | 0 | 0.37 | 0.346 | 0.294 | 0.301 | 12.039 | 8.089 | 850 | 121.76 | -121.76
8097 | 0.001 | 0.022 | 0.02 | 0.017 | 0.477 | 0.292 | 0.242 | 0.27 | 12.059 | 7.481 | 850 | 142.39 | -142.39
8098 | 0.038 | 0.062 | 0.039 | 0.041 | 0.446 | 0.224 | 0.219 | 0.225 | 11.506 | 6.748 | 850 | 154.62 | -154.62
8099 | 0.125 | 0.115 | 0.051 | 0.082 | 0.376 | 0.18 | 0.251 | 0.193 | 10.639 | 6.093 | 850 | 150.09 | -150.09
8100 | 0.25 | 0.108 | 0.061 | 0.118 | 0.383 | 0.172 | 0.251 | 0.208 | 9.823 | 5.608 | 850 | 141.37 | -141.37
8101 | 0.302 | 0.059 | 0.05 | 0.139 | 0.423 | 0.167 | 0.216 | 0.244 | 9.168 | 5.233 | 850 | 139.23 | -139.23
8102 | 0.206 | 0.013 | 0.031 | 0.072 | 0.463 | 0.177 | 0.172 | 0.214 | 8.937 | 5.097 | 850 | 135.62 | -135.62
8103 | 0.064 | 0 | 0.019 | 0.014 | 0.534 | 0.193 | 0.147 | 0.183 | 8.886 | 5.047 | 850 | 142.41 | -142.41
8104 | 0 | 0 | 0 | 0 | 0.582 | 0.223 | 0.157 | 0.196 | 8.929 | 4.761 | 850 | 150.02 | -150.02
8105 | 0 | 0 | 0 | 0 | 0.573 | 0.272 | 0.149 | 0.254 | 8.945 | 4.293 | 850 | 168.94 | -168.94
8106 | 0 | 0 | 0 | 0 | 0.518 | 0.317 | 0.13 | 0.34 | 8.816 | 3.738 | 850 | 205.18 | -205.18
8107 | 0 | 0 | 0 | 0 | 0.498 | 0.331 | 0.125 | 0.414 | 8.829 | 3.6 | 850 | 210 | -210
8108 | 0 | 0 | 0 | 0 | 0.45 | 0.331 | 0.126 | 0.439 | 9.015 | 3.571 | 850 | 197.88 | -197.88
8109 | 0 | 0 | 0 | 0 | 0.39 | 0.322 | 0.115 | 0.412 | 9.159 | 3.678 | 850 | 189.83 | -189.83
8110 | 0 | 0 | 0 | 0 | 0.322 | 0.301 | 0.095 | 0.332 | 9.26 | 3.811 | 850 | 170.04 | -170.04
8111 | 0 | 0 | 0 | 0 | 0.288 | 0.265 | 0.082 | 0.249 | 9.312 | 3.937 | 850 | 153.61 | -153.61
8112 | 0 | 0 | 0 | 0 | 0.287 | 0.26 | 0.074 | 0.169 | 9.212 | 4.074 | 850 | 142.08 | -142.08
8113 | 0 | 0 | 0 | 0 | 0.3 | 0.248 | 0.067 | 0.111 | 9.014 | 4.232 | 850 | 130.81 | -130.81
8114 | 0 | 0 | 0 | 0 | 0.299 | 0.233 | 0.063 | 0.082 | 8.744 | 4.423 | 850 | 120.99 | -120.99
8115 | 0 | 0 | 0 | 0 | 0.285 | 0.235 | 0.066 | 0.078 | 8.324 | 4.599 | 850 | 116.66 | -116.66
8116 | 0 | 0 | 0 | 0 | 0.315 | 0.226 | 0.052 | 0.083 | 7.919 | 4.716 | 850 | 112.79 | -112.79
8117 | 0 | 0 | 0 | 0 | 0.328 | 0.218 | 0.037 | 0.081 | 7.896 | 4.83 | 850 | 110.19 | -110.19
8118 | 0 | 0 | 0 | 0 | 0.359 | 0.214 | 0.024 | 0.068 | 8.194 | 4.845 | 850 | 112.26 | -112.26
8119 | 0 | 0 | 0 | 0 | 0.376 | 0.208 | 0.022 | 0.057 | 8.362 | 4.743 | 850 | 120.91 | -120.91
8120 | 0 | 0 | 0 | 0.006 | 0.367 | 0.184 | 0.029 | 0.049 | 8.32 | 4.607 | 850 | 145.2 | -145.2
8121 | 0.027 | 0.006 | 0.04 | 0.069 | 0.32 | 0.146 | 0.032 | 0.033 | 8.129 | 4.56 | 850 | 209.76 | -209.76
8122 | 0.091 | 0.024 | 0.103 | 0.15 | 0.277 | 0.106 | 0.034 | 0.032 | 7.886 | 4.622 | 850 | 276.66 | -276.66
8123 | 0.135 | 0.049 | 0.162 | 0.322 | 0.257 | 0.123 | 0.039 | 0.036 | 7.619 | 4.802 | 850 | 250.76 | -250.76
8124 | 0.139 | 0.053 | 0.233 | 0.361 | 0.252 | 0.133 | 0.054 | 0.044 | 7.062 | 5.056 | 850 | 212.21 | -212.21
8125 | 0.129 | 0.023 | 0.264 | 0.272 | 0.246 | 0.134 | 0.098 | 0.052 | 6.465 | 5.311 | 850 | 198.95 | -198.95
8126 | 0.098 | 0.009 | 0.214 | 0.159 | 0.251 | 0.133 | 0.143 | 0.064 | 6.033 | 5.626 | 850 | 192.25 | -192.25
8127 | 0.036 | 0 | 0.092 | 0.043 | 0.275 | 0.154 | 0.139 | 0.084 | 5.456 | 6.071 | 850 | 199.82 | -199.82
8128 | 0 | 0 | 0 | 0 | 0.328 | 0.197 | 0.144 | 0.088 | 4.949 | 6.523 | 850 | 218.44 | -218.44
8129 | 0 | 0 | 0 | 0 | 0.374 | 0.227 | 0.141 | 0.089 | 4.717 | 6.797 | 850 | 242.87 | -242.87
8130 | 0 | 0 | 0 | 0 | 0.373 | 0.242 | 0.119 | 0.096 | 4.741 | 6.821 | 850 | 267.35 | -267.35
8131 | 0 | 0 | 0 | 0 | 0.314 | 0.249 | 0.087 | 0.107 | 5.181 | 6.424 | 850 | 287.76 | -287.76
8132 | 0 | 0 | 0 | 0 | 0.271 | 0.27 | 0.056 | 0.132 | 5.858 | 5.608 | 850 | 230.22 | -230.22
8133 | 0 | 0 | 0 | 0 | 0.251 | 0.292 | 0.027 | 0.165 | 6.726 | 4.649 | 850 | 197.59 | -197.59
8134 | 0 | 0 | 0 | 0 | 0.264 | 0.294 | 0.016 | 0.186 | 7.34 | 4.091 | 850 | 165.68 | -165.68
8135 | 0 | 0 | 0 | 0 | 0.271 | 0.293 | 0.024 | 0.18 | 7.618 | 3.806 | 850 | 148.34 | -148.34
8136 | 0 | 0 | 0 | 0 | 0.239 | 0.276 | 0.036 | 0.156 | 7.896 | 3.316 | 850 | 128.33 | -128.33
8137 | 0 | 0 | 0 | 0 | 0.225 | 0.262 | 0.044 | 0.112 | 8.105 | 2.809 | 850 | 113.27 | -113.27
8138 | 0 | 0 | 0 | 0 | 0.227 | 0.268 | 0.043 | 0.078 | 8.448 | 3.14 | 850 | 114.77 | -114.77
8139 | 0 | 0 | 0 | 0 | 0.27 | 0.286 | 0.033 | 0.067 | 9.047 | 3.597 | 850 | 105.74 | -105.74
8140 | 0 | 0 | 0 | 0 | 0.342 | 0.277 | 0.026 | 0.055 | 9.763 | 4.076 | 850 | 103.27 | -103.27
8141 | 0 | 0 | 0 | 0 | 0.409 | 0.254 | 0.031 | 0.044 | 10.385 | 4.64 | 850 | 104.5 | -104.5
8142 | 0 | 0 | 0 | 0 | 0.44 | 0.233 | 0.049 | 0.033 | 10.887 | 5.346 | 850 | 103.27 | -103.27
8143 | 0 | 0 | 0 | 0 | 0.479 | 0.21 | 0.077 | 0.023 | 11.493 | 6.132 | 850 | 104.12 | -104.12
8144 | 0 | 0 | 0.016 | 0.023 | 0.531 | 0.215 | 0.088 | 0.023 | 11.806 | 6.898 | 850 | 135.88 | -135.88
8145 | 0.031 | 0.075 | 0.142 | 0.133 | 0.519 | 0.233 | 0.062 | 0.019 | 12.029 | 7.492 | 850 | 143.54 | -143.54
8146 | 0.094 | 0.277 | 0.251 | 0.418 | 0.399 | 0.23 | 0.056 | 0.021 | 12.862 | 7.886 | 850 | 141.29 | -141.29
8147 | 0.177 | 0.447 | 0.411 | 0.528 | 0.45 | 0.217 | 0.08 | 0.026 | 13.409 | 8.327 | 850 | 131.78 | -131.78
8148 | 0.18 | 0.487 | 0.326 | 0.561 | 0.612 | 0.223 | 0.138 | 0.025 | 14.09 | 9.116 | 850 | 124.92 | -124.92
8149 | 0.098 | 0.436 | 0.137 | 0.502 | 0.7 | 0.28 | 0.188 | 0.028 | 14.916 | 10.13 | 850 | 107.31 | -107.31
8150 | 0.022 | 0.309 | 0.064 | 0.361 | 0.78 | 0.358 | 0.219 | 0.067 | 15.427 | 10.791 | 850 | 102.67 | -102.67
8151 | 0 | 0.121 | 0.009 | 0.201 | 0.792 | 0.495 | 0.247 | 0.195 | 15.404 | 11.469 | 850 | 102.93 | -102.93
8152 | 0 | 0 | 0 | 0 | 0.806 | 0.595 | 0.265 | 0.228 | 15.349 | 11.956 | 850 | 102.89 | -102.89
8153 | 0 | 0 | 0 | 0 | 0.813 | 0.608 | 0.277 | 0.196 | 14.83 | 12.09 | 850 | 100.87 | -100.87
8154 | 0 | 0 | 0 | 0 | 0.816 | 0.597 | 0.36 | 0.218 | 14.018 | 12.075 | 850 | 101.5 | -101.5
8155 | 0 | 0 | 0 | 0 | 0.816 | 0.577 | 0.527 | 0.282 | 13.621 | 12.029 | 850 | 118.31 | -118.31
8156 | 0 | 0 | 0 | 0 | 0.809 | 0.58 | 0.702 | 0.342 | 13.389 | 12.12 | 850 | 112.16 | -112.16
8157 | 0 | 0 | 0 | 0 | 0.776 | 0.605 | 0.757 | 0.356 | 12.984 | 12.279 | 850 | 105.36 | -105.36
8158 | 0 | 0 | 0 | 0 | 0.729 | 0.674 | 0.76 | 0.318 | 12.928 | 12.341 | 850 | 87.13 | -87.13
8159 | 0 | 0 | 0 | 0 | 0.772 | 0.727 | 0.774 | 0.325 | 13.585 | 12.265 | 850 | 77.3 | -77.3
8160 | 0 | 0 | 0 | 0 | 0.807 | 0.723 | 0.796 | 0.42 | 14.258 | 12.204 | 850 | 74.17 | -74.17
8161 | 0 | 0 | 0 | 0 | 0.819 | 0.722 | 0.813 | 0.485 | 13.972 | 12.377 | 850 | 43.14 | -43.14
8162 | 0 | 0 | 0 | 0 | 0.856 | 0.694 | 0.836 | 0.443 | 12.453 | 12.596 | 850 | 10.64 | -10.64
8163 | 0 | 0 | 0 | 0 | 0.827 | 0.677 | 0.867 | 0.429 | 10.777 | 13.103 | 850 | 4.6 | -4.6
8164 | 0 | 0 | 0 | 0 | 0.779 | 0.657 | 0.903 | 0.443 | 10.472 | 13.377 | 850 | 3.87 | -3.87
8165 | 0 | 0 | 0 | 0 | 0.779 | 0.631 | 0.928 | 0.566 | 11.048 | 13.202 | 850 | 2.31 | -2.31
8166 | 0 | 0 | 0 | 0 | 0.818 | 0.573 | 0.915 | 0.524 | 10.395 | 12.654 | 850 | 2.99 | -2.99
8167 | 0 | 0 | 0 | 0 | 0.828 | 0.498 | 0.89 | 0.698 | 9.122 | 11.657 | 850 | 10.35 | -10.35
8168 | 0 | 0 | 0 | 0 | 0.79 | 0.399 | 0.872 | 0.922 | 7.996 | 10.603 | 850 | 63.49 | -63.49
8169 | 0 | 0 | 0.011 | 0.043 | 0.686 | 0.28 | 0.844 | 0.912 | 7.871 | 9.696 | 850 | 92.71 | -92.71
8170 | 0 | 0.018 | 0.03 | 0.043 | 0.544 | 0.224 | 0.822 | 0.877 | 8.467 | 8.487 | 850 | 110.17 | -110.17
8171 | 0.014 | 0.036 | 0.069 | 0.036 | 0.541 | 0.254 | 0.854 | 0.843 | 9.453 | 7.221 | 850 | 110.16 | -110.16
8172 | 0.04 | 0.052 | 0.106 | 0.029 | 0.599 | 0.26 | 0.885 | 0.841 | 11.302 | 6.514 | 850 | 104.08 | -104.08
8173 | 0.121 | 0.05 | 0.099 | 0.026 | 0.702 | 0.269 | 0.905 | 0.874 | 13.041 | 6.284 | 850 | 98.37 | -98.37
8174 | 0.103 | 0.039 | 0.062 | 0.016 | 0.758 | 0.237 | 0.9 | 0.897 | 13.616 | 5.91 | 850 | 91.9 | -91.9
8175 | 0.02 | 0.008 | 0.028 | 0 | 0.79 | 0.204 | 0.891 | 0.919 | 13.527 | 5.939 | 850 | 100.7 | -100.7
8176 | 0 | 0 | 0 | 0 | 0.802 | 0.199 | 0.887 | 0.939 | 13.073 | 6.508 | 850 | 109 | -109
8177 | 0 | 0 | 0 | 0 | 0.789 | 0.177 | 0.877 | 0.954 | 11.647 | 6.655 | 850 | 116.92 | -116.92
8178 | 0 | 0 | 0 | 0 | 0.716 | 0.177 | 0.85 | 0.955 | 9.906 | 6.282 | 850 | 131.55 | -131.55
8179 | 0 | 0 | 0 | 0 | 0.641 | 0.199 | 0.8 | 0.938 | 8.449 | 5.729 | 850 | 142.99 | -142.99
8180 | 0 | 0 | 0 | 0 | 0.577 | 0.214 | 0.748 | 0.922 | 7.534 | 5.225 | 850 | 151.07 | -151.07
8181 | 0 | 0 | 0 | 0 | 0.532 | 0.218 | 0.692 | 0.9 | 7.065 | 4.561 | 850 | 142.48 | -142.48
8182 | 0 | 0 | 0 | 0 | 0.519 | 0.247 | 0.634 | 0.888 | 6.923 | 3.614 | 850 | 130 | -130
8183 | 0 | 0 | 0 | 0 | 0.461 | 0.291 | 0.541 | 0.854 | 7.484 | 3.397 | 850 | 119.42 | -119.42
8184 | 0 | 0 | 0 | 0 | 0.514 | 0.34 | 0.417 | 0.817 | 8.418 | 3.739 | 850 | 121.08 | -121.08
8185 | 0 | 0 | 0 | 0 | 0.467 | 0.371 | 0.317 | 0.77 | 9.245 | 4.151 | 850 | 102.14 | -102.14
8186 | 0 | 0 | 0 | 0 | 0.352 | 0.356 | 0.283 | 0.705 | 9.61 | 4.527 | 850 | 86.65 | -86.65
8187 | 0 | 0 | 0 | 0 | 0.363 | 0.338 | 0.291 | 0.604 | 10.132 | 4.867 | 850 | 74.32 | -74.32
8188 | 0 | 0 | 0 | 0 | 0.428 | 0.304 | 0.286 | 0.462 | 10.884 | 5.161 | 850 | 68 | -68
8189 | 0 | 0 | 0 | 0 | 0.479 | 0.282 | 0.352 | 0.328 | 11.856 | 5.667 | 850 | 63.87 | -63.87
8190 | 0 | 0 | 0 | 0 | 0.567 | 0.289 | 0.555 | 0.224 | 13.105 | 6.384 | 850 | 58.09 | -58.09
8191 | 0 | 0 | 0 | 0 | 0.622 | 0.31 | 0.613 | 0.214 | 14.539 | 7.087 | 850 | 50.16 | -50.16
8192 | 0 | 0 | 0 | 0 | 0.684 | 0.335 | 0.611 | 0.29 | 15.126 | 7.747 | 850 | 39.46 | -39.46
8193 | 0 | 0.031 | 0.005 | 0.012 | 0.693 | 0.335 | 0.528 | 0.325 | 14.924 | 8.491 | 850 | 43.28 | -43.28
8194 | 0.003 | 0.051 | 0.03 | 0.025 | 0.738 | 0.332 | 0.402 | 0.277 | 14.142 | 8.986 | 850 | 58.06 | -58.06
8195 | 0.007 | 0.052 | 0.042 | 0.032 | 0.788 | 0.394 | 0.355 | 0.237 | 13.227 | 9.362 | 850 | 62.86 | -62.86
8196 | 0.012 | 0.038 | 0.03 | 0.036 | 0.655 | 0.437 | 0.33 | 0.245 | 12.087 | 9.77 | 850 | 64.92 | -64.92
8197 | 0.032 | 0.017 | 0.017 | 0.033 | 0.63 | 0.459 | 0.371 | 0.249 | 11.172 | 9.664 | 850 | 64.92 | -64.92
8198 | 0.02 | 0.003 | 0.006 | 0.015 | 0.577 | 0.51 | 0.507 | 0.266 | 10.7 | 10.112 | 850 | 68 | -68
8199 | 0.001 | 0 | 0 | 0.001 | 0.524 | 0.551 | 0.515 | 0.286 | 10.759 | 10.86 | 850 | 72.84 | -72.84
8200 | 0 | 0 | 0 | 0 | 0.491 | 0.576 | 0.509 | 0.235 | 10.634 | 11.183 | 850 | 74.24 | -74.24
8201 | 0 | 0 | 0 | 0 | 0.491 | 0.568 | 0.494 | 0.157 | 10.437 | 11.299 | 850 | 82.5 | -82.5
8202 | 0 | 0 | 0 | 0 | 0.493 | 0.553 | 0.531 | 0.262 | 10.232 | 11.141 | 850 | 96.45 | -96.45
8203 | 0 | 0 | 0 | 0 | 0.514 | 0.531 | 0.596 | 0.316 | 10.108 | 10.6 | 850 | 96 | -96
8204 | 0 | 0 | 0 | 0 | 0.543 | 0.484 | 0.624 | 0.322 | 9.851 | 9.938 | 850 | 87.92 | -87.92
8205 | 0 | 0 | 0 | 0 | 0.57 | 0.406 | 0.634 | 0.274 | 9.721 | 9.277 | 850 | 82.41 | -82.41
8206 | 0 | 0 | 0 | 0 | 0.58 | 0.34 | 0.606 | 0.277 | 9.441 | 8.794 | 850 | 78.92 | -78.92
8207 | 0 | 0 | 0 | 0 | 0.578 | 0.279 | 0.553 | 0.289 | 9.051 | 8.413 | 850 | 85.03 | -85.03
8208 | 0 | 0 | 0 | 0 | 0.565 | 0.226 | 0.515 | 0.273 | 8.616 | 8.145 | 850 | 82.5 | -82.5
8209 | 0 | 0 | 0 | 0 | 0.534 | 0.195 | 0.468 | 0.229 | 8.234 | 7.968 | 850 | 74.8 | -74.8
8210 | 0 | 0 | 0 | 0 | 0.497 | 0.18 | 0.391 | 0.175 | 7.97 | 8.015 | 850 | 93.91 | -93.91
8211 | 0 | 0 | 0 | 0 | 0.454 | 0.163 | 0.37 | 0.129 | 8.001 | 8.169 | 850 | 86.83 | -86.83
8212 | 0 | 0 | 0 | 0 | 0.398 | 0.141 | 0.381 | 0.1 | 8.106 | 8.318 | 850 | 86.73 | -86.73
8213 | 0 | 0 | 0 | 0 | 0.323 | 0.128 | 0.373 | 0.069 | 8.121 | 8.431 | 850 | 83.95 | -83.95
8214 | 0 | 0 | 0 | 0 | 0.26 | 0.137 | 0.35 | 0.037 | 8.162 | 8.62 | 850 | 84.44 | -84.44
8215 | 0 | 0 | 0 | 0 | 0.2 | 0.153 | 0.294 | 0.021 | 8.259 | 8.799 | 850 | 91.13 | -91.13
8216 | 0 | 0 | 0 | 0 | 0.157 | 0.167 | 0.228 | 0.014 | 8.518 | 8.953 | 850 | 91.25 | -91.25
8217 | 0.011 | 0.021 | 0.042 | 0.045 | 0.118 | 0.171 | 0.132 | 0.015 | 8.793 | 8.874 | 850 | 91.29 | -91.29
8218 | 0.055 | 0.039 | 0.101 | 0.1 | 0.09 | 0.171 | 0.068 | 0.021 | 8.926 | 8.672 | 850 | 100.84 | -100.84
8219 | 0.096 | 0.044 | 0.135 | 0.144 | 0.087 | 0.188 | 0.048 | 0.031 | 9.125 | 8.809 | 850 | 109.4 | -109.4
8220 | 0.126 | 0.049 | 0.147 | 0.129 | 0.11 | 0.224 | 0.021 | 0.043 | 9.476 | 9.204 | 850 | 110.84 | -110.84
8221 | 0.109 | 0.053 | 0.165 | 0.104 | 0.169 | 0.275 | 0.006 | 0.047 | 10.098 | 9.793 | 850 | 117.39 | -117.39
8222 | 0.081 | 0.029 | 0.076 | 0.05 | 0.232 | 0.31 | 0.012 | 0.056 | 10.824 | 10.119 | 850 | 118.36 | -118.36
8223 | 0.009 | 0 | 0.019 | 0.007 | 0.278 | 0.331 | 0.056 | 0.1 | 11.551 | 10.789 | 850 | 116.74 | -116.74
8224 | 0 | 0 | 0 | 0 | 0.319 | 0.417 | 0.142 | 0.189 | 11.99 | 10.811 | 850 | 111.91 | -111.91
8225 | 0 | 0 | 0 | 0 | 0.362 | 0.434 | 0.225 | 0.254 | 12.173 | 10.472 | 850 | 121.38 | -121.38
8226 | 0 | 0 | 0 | 0 | 0.455 | 0.422 | 0.239 | 0.266 | 11.994 | 10.322 | 850 | 105.94 | -105.94
8227 | 0 | 0 | 0 | 0 | 0.518 | 0.394 | 0.21 | 0.301 | 12.072 | 10.031 | 850 | 113.61 | -113.61
8228 | 0 | 0 | 0 | 0 | 0.534 | 0.41 | 0.185 | 0.303 | 12.348 | 10.16 | 850 | 98.55 | -98.55
8229 | 0 | 0 | 0 | 0 | 0.594 | 0.381 | 0.217 | 0.316 | 12.7 | 10.535 | 850 | 97.69 | -97.69
8230 | 0 | 0 | 0 | 0 | 0.573 | 0.353 | 0.26 | 0.314 | 12.863 | 11.113 | 850 | 91.29 | -91.29
8231 | 0 | 0 | 0 | 0 | 0.527 | 0.313 | 0.294 | 0.317 | 13.229 | 11.671 | 850 | 90.56 | -90.56
8232 | 0 | 0 | 0 | 0 | 0.517 | 0.286 | 0.35 | 0.32 | 13.188 | 12.077 | 850 | 88.6 | -88.6
8233 | 0 | 0 | 0 | 0 | 0.494 | 0.256 | 0.43 | 0.303 | 13.104 | 12.014 | 850 | 75.01 | -75.01
8234 | 0 | 0 | 0 | 0 | 0.507 | 0.226 | 0.46 | 0.287 | 13.354 | 12.517 | 850 | 71.36 | -71.36
8235 | 0 | 0 | 0 | 0 | 0.531 | 0.197 | 0.46 | 0.284 | 13.536 | 13.145 | 850 | 55.83 | -55.83
8236 | 0 | 0 | 0 | 0 | 0.581 | 0.188 | 0.503 | 0.281 | 13.838 | 13.88 | 850 | 35.13 | -35.13
8237 | 0 | 0 | 0 | 0 | 0.646 | 0.224 | 0.499 | 0.288 | 14.138 | 14.712 | 850 | 34.4 | -34.4
8238 | 0 | 0 | 0 | 0 | 0.647 | 0.285 | 0.494 | 0.289 | 14.365 | 14.989 | 850 | 40.01 | -40.01
8239 | 0 | 0 | 0 | 0 | 0.7 | 0.272 | 0.495 | 0.28 | 14.567 | 15.042 | 850 | 72.24 | -72.24
8240 | 0 | 0 | 0 | 0.021 | 0.779 | 0.28 | 0.476 | 0.262 | 14.785 | 14.952 | 850 | 79.4 | -79.4
8241 | 0.003 | 0.034 | 0.05 | 0.107 | 0.817 | 0.26 | 0.436 | 0.199 | 14.99 | 14.472 | 850 | 113.34 | -113.34
8242 | 0.018 | 0.094 | 0.13 | 0.163 | 0.767 | 0.26 | 0.494 | 0.219 | 15.213 | 13.899 | 850 | 122.54 | -122.54
8243 | 0.037 | 0.123 | 0.226 | 0.172 | 0.74 | 0.303 | 0.599 | 0.252 | 15.329 | 13.666 | 850 | 123.12 | -123.12
8244 | 0.039 | 0.11 | 0.263 | 0.139 | 0.701 | 0.351 | 0.608 | 0.254 | 15.143 | 13.509 | 850 | 129.81 | -129.81
8245 | 0.031 | 0.069 | 0.245 | 0.088 | 0.651 | 0.386 | 0.603 | 0.243 | 14.84 | 13.408 | 850 | 128.7 | -128.7
8246 | 0.019 | 0.029 | 0.182 | 0.041 | 0.63 | 0.432 | 0.562 | 0.188 | 14.518 | 13.214 | 850 | 128.32 | -128.32
8247 | 0.003 | 0 | 0.067 | 0.008 | 0.647 | 0.507 | 0.513 | 0.173 | 14.263 | 13.102 | 850 | 124.51 | -124.51
8248 | 0 | 0 | 0 | 0 | 0.669 | 0.612 | 0.557 | 0.224 | 14.012 | 13.041 | 850 | 121.35 | -121.35
8249 | 0 | 0 | 0 | 0 | 0.675 | 0.623 | 0.601 | 0.254 | 13.806 | 12.954 | 850 | 116.83 | -116.83
8250 | 0 | 0 | 0 | 0 | 0.692 | 0.633 | 0.568 | 0.239 | 13.81 | 12.84 | 850 | 116.08 | -116.08
8251 | 0 | 0 | 0 | 0 | 0.682 | 0.605 | 0.541 | 0.214 | 13.764 | 12.974 | 850 | 120.57 | -120.57
8252 | 0 | 0 | 0 | 0 | 0.696 | 0.584 | 0.548 | 0.196 | 13.575 | 12.824 | 850 | 123.69 | -123.69
8253 | 0 | 0 | 0 | 0 | 0.66 | 0.518 | 0.546 | 0.191 | 13.488 | 12.796 | 850 | 125.76 | -125.76
8254 | 0 | 0 | 0 | 0 | 0.636 | 0.532 | 0.52 | 0.209 | 13.292 | 12.704 | 850 | 114.97 | -114.97
8255 | 0 | 0 | 0 | 0 | 0.636 | 0.551 | 0.504 | 0.217 | 12.933 | 12.336 | 850 | 100.98 | -100.98
8256 | 0 | 0 | 0 | 0 | 0.624 | 0.534 | 0.486 | 0.201 | 12.456 | 11.907 | 850 | 98.48 | -98.48
8257 | 0 | 0 | 0 | 0 | 0.605 | 0.527 | 0.456 | 0.196 | 12.056 | 11.51 | 850 | 92.77 | -92.77
8258 | 0 | 0 | 0 | 0 | 0.6 | 0.488 | 0.427 | 0.199 | 11.864 | 11.123 | 850 | 92.85 | -92.85
8259 | 0 | 0 | 0 | 0 | 0.58 | 0.46 | 0.406 | 0.19 | 11.681 | 10.948 | 850 | 89.33 | -89.33
8260 | 0 | 0 | 0 | 0 | 0.556 | 0.46 | 0.399 | 0.184 | 11.44 | 10.78 | 850 | 86.5 | -86.5
8261 | 0 | 0 | 0 | 0 | 0.537 | 0.436 | 0.393 | 0.2 | 11.235 | 10.602 | 850 | 83.7 | -83.7
8262 | 0 | 0 | 0 | 0 | 0.481 | 0.406 | 0.393 | 0.211 | 11.041 | 10.304 | 850 | 87.21 | -87.21
8263 | 0 | 0 | 0 | 0 | 0.469 | 0.378 | 0.418 | 0.218 | 10.769 | 10.033 | 850 | 89.07 | -89.07
8264 | 0 | 0 | 0 | 0 | 0.44 | 0.365 | 0.426 | 0.229 | 10.498 | 10.07 | 850 | 112.06 | -112.06
8265 | 0.024 | 0.059 | 0.049 | 0.022 | 0.409 | 0.31 | 0.376 | 0.192 | 10.241 | 9.74 | 850 | 135.18 | -135.18
8266 | 0.094 | 0.135 | 0.119 | 0.05 | 0.364 | 0.265 | 0.45 | 0.2 | 9.926 | 9.237 | 850 | 169.76 | -169.76
8267 | 0.165 | 0.193 | 0.173 | 0.076 | 0.42 | 0.265 | 0.546 | 0.217 | 9.64 | 8.797 | 850 | 182.14 | -182.14
8268 | 0.176 | 0.175 | 0.174 | 0.097 | 0.438 | 0.242 | 0.552 | 0.227 | 9.353 | 8.179 | 850 | 184.75 | -184.75
8269 | 0.124 | 0.139 | 0.121 | 0.086 | 0.393 | 0.192 | 0.534 | 0.244 | 9.131 | 7.753 | 850 | 186.5 | -186.5
8270 | 0.065 | 0.085 | 0.074 | 0.09 | 0.325 | 0.155 | 0.481 | 0.245 | 9.055 | 7.646 | 850 | 180.62 | -180.62
8271 | 0.015 | 0.017 | 0.029 | 0.038 | 0.296 | 0.181 | 0.403 | 0.258 | 9.189 | 7.803 | 850 | 190.78 | -190.78
8272 | 0 | 0 | 0 | 0 | 0.357 | 0.237 | 0.446 | 0.34 | 9.365 | 7.828 | 850 | 189.41 | -189.41
8273 | 0 | 0 | 0 | 0 | 0.357 | 0.244 | 0.452 | 0.37 | 9.263 | 7.597 | 850 | 197.64 | -197.64
8274 | 0 | 0 | 0 | 0 | 0.326 | 0.224 | 0.467 | 0.37 | 8.913 | 7.308 | 850 | 200.18 | -200.18
8275 | 0 | 0 | 0 | 0 | 0.294 | 0.19 | 0.414 | 0.366 | 8.343 | 6.954 | 850 | 202.38 | -202.38
8276 | 0 | 0 | 0 | 0 | 0.254 | 0.153 | 0.441 | 0.335 | 7.715 | 6.485 | 850 | 181 | -181
8277 | 0 | 0 | 0 | 0 | 0.212 | 0.113 | 0.393 | 0.286 | 7.018 | 5.787 | 850 | 180.17 | -180.17
8278 | 0 | 0 | 0 | 0 | 0.187 | 0.083 | 0.372 | 0.26 | 6.439 | 5.095 | 850 | 166.6 | -166.6
8279 | 0 | 0 | 0 | 0 | 0.156 | 0.062 | 0.338 | 0.229 | 6.022 | 4.712 | 850 | 151.15 | -151.15
8280 | 0 | 0 | 0 | 0 | 0.125 | 0.054 | 0.301 | 0.19 | 5.801 | 4.718 | 850 | 137.94 | -137.94
8281 | 0 | 0 | 0 | 0 | 0.095 | 0.064 | 0.301 | 0.155 | 5.607 | 4.995 | 850 | 121.37 | -121.37
8282 | 0 | 0 | 0 | 0 | 0.075 | 0.09 | 0.28 | 0.131 | 5.381 | 5.264 | 850 | 115.94 | -115.94
8283 | 0 | 0 | 0 | 0 | 0.076 | 0.118 | 0.244 | 0.105 | 5.089 | 5.329 | 850 | 108.22 | -108.22
8284 | 0 | 0 | 0 | 0 | 0.09 | 0.125 | 0.254 | 0.087 | 4.863 | 5.178 | 850 | 107.31 | -107.31
8285 | 0 | 0 | 0 | 0 | 0.096 | 0.118 | 0.262 | 0.087 | 4.697 | 4.88 | 850 | 106.17 | -106.17
8286 | 0 | 0 | 0 | 0 | 0.091 | 0.114 | 0.261 | 0.101 | 4.665 | 4.662 | 850 | 108.69 | -108.69
8287 | 0 | 0 | 0 | 0 | 0.078 | 0.094 | 0.289 | 0.112 | 4.658 | 4.616 | 850 | 125.31 | -125.31
8288 | 0 | 0 | 0 | 0.025 | 0.062 | 0.067 | 0.289 | 0.109 | 4.317 | 4.593 | 850 | 163.42 | -163.42
8289 | 0.024 | 0.019 | 0.08 | 0.159 | 0.046 | 0.038 | 0.22 | 0.064 | 3.711 | 4.567 | 850 | 295.5 | -295.5
8290 | 0.089 | 0.057 | 0.191 | 0.28 | 0.028 | 0.021 | 0.281 | 0.058 | 3.403 | 4.598 | 850 | 368.97 | -368.97
8291 | 0.143 | 0.114 | 0.35 | 0.37 | 0.018 | 0.018 | 0.287 | 0.043 | 3.723 | 4.842 | 850 | 377.12 | -377.12
8292 | 0.154 | 0.146 | 0.406 | 0.445 | 0.013 | 0.027 | 0.248 | 0.028 | 4.501 | 5.195 | 850 | 348.64 | -348.64
8293 | 0.146 | 0.14 | 0.351 | 0.347 | 0.016 | 0.045 | 0.213 | 0.02 | 5.299 | 5.46 | 850 | 379.99 | -379.99
8294 | 0.104 | 0.078 | 0.238 | 0.19 | 0.026 | 0.067 | 0.187 | 0.018 | 5.999 | 5.647 | 850 | 385.87 | -385.87
8295 | 0.038 | 0.015 | 0.092 | 0.062 | 0.045 | 0.098 | 0.165 | 0.023 | 6.61 | 5.905 | 850 | 404.91 | -404.91
8296 | 0 | 0 | 0 | 0 | 0.049 | 0.108 | 0.215 | 0.026 | 6.917 | 5.857 | 850 | 371.96 | -371.96
8297 | 0 | 0 | 0 | 0 | 0.046 | 0.104 | 0.26 | 0.028 | 6.93 | 5.447 | 850 | 380.94 | -380.94
8298 | 0 | 0 | 0 | 0 | 0.049 | 0.108 | 0.251 | 0.029 | 6.983 | 4.951 | 850 | 437.87 | -437.87
8299 | 0 | 0 | 0 | 0 | 0.056 | 0.105 | 0.229 | 0.03 | 7.149 | 4.649 | 850 | 445.08 | -445.08
8300 | 0 | 0 | 0 | 0 | 0.083 | 0.088 | 0.213 | 0.032 | 7.113 | 4.288 | 850 | 359.92 | -359.92
8301 | 0 | 0 | 0 | 0 | 0.14 | 0.068 | 0.196 | 0.028 | 6.974 | 4.027 | 850 | 341.25 | -341.25
8302 | 0 | 0 | 0 | 0 | 0.198 | 0.061 | 0.193 | 0.022 | 6.891 | 4.011 | 850 | 206.82 | -206.82
8303 | 0 | 0 | 0 | 0 | 0.222 | 0.06 | 0.172 | 0.017 | 7.031 | 4.094 | 850 | 171.2 | -171.2
8304 | 0 | 0 | 0 | 0 | 0.219 | 0.055 | 0.158 | 0.014 | 7.196 | 4.127 | 850 | 150 | -150
8305 | 0 | 0 | 0 | 0 | 0.204 | 0.052 | 0.141 | 0.014 | 7.238 | 4.135 | 850 | 135.96 | -135.96
8306 | 0 | 0 | 0 | 0 | 0.191 | 0.064 | 0.121 | 0.015 | 7.158 | 4.195 | 850 | 122.24 | -122.24
8307 | 0 | 0 | 0 | 0 | 0.186 | 0.08 | 0.105 | 0.016 | 6.961 | 4.194 | 850 | 115.3 | -115.3
8308 | 0 | 0 | 0 | 0 | 0.181 | 0.081 | 0.097 | 0.017 | 6.724 | 4.151 | 850 | 109.96 | -109.96
8309 | 0 | 0 | 0 | 0 | 0.176 | 0.068 | 0.102 | 0.024 | 6.543 | 4.058 | 850 | 107.35 | -107.35
8310 | 0 | 0 | 0 | 0 | 0.163 | 0.054 | 0.12 | 0.036 | 6.565 | 3.896 | 850 | 112.51 | -112.51
8311 | 0 | 0 | 0 | 0 | 0.143 | 0.043 | 0.135 | 0.043 | 6.674 | 3.712 | 850 | 123.67 | -123.67
8312 | 0 | 0 | 0.001 | 0.041 | 0.114 | 0.031 | 0.137 | 0.049 | 6.733 | 3.487 | 850 | 176.18 | -176.18
8313 | 0 | 0.06 | 0.07 | 0.185 | 0.092 | 0.02 | 0.126 | 0.034 | 6.707 | 3.241 | 850 | 599.99 | -599.99
8314 | 0.012 | 0.136 | 0.165 | 0.273 | 0.061 | 0.009 | 0.117 | 0.021 | 6.511 | 3.009 | 850 | 655.6 | -655.6
8315 | 0.035 | 0.188 | 0.26 | 0.374 | 0.036 | 0.003 | 0.096 | 0.022 | 6.3 | 3.104 | 850 | 646.76 | -646.76
8316 | 0.05 | 0.217 | 0.299 | 0.441 | 0.021 | 0.002 | 0.083 | 0.028 | 6.133 | 3.074 | 850 | 543.83 | -543.83
8317 | 0.051 | 0.161 | 0.304 | 0.371 | 0.013 | 0.003 | 0.091 | 0.037 | 6.029 | 2.867 | 850 | 465.36 | -465.36
8318 | 0.03 | 0.084 | 0.256 | 0.235 | 0.01 | 0.004 | 0.118 | 0.046 | 5.976 | 2.777 | 850 | 404.99 | -404.99
8319 | 0.004 | 0.018 | 0.123 | 0.101 | 0.01 | 0.004 | 0.169 | 0.064 | 6.06 | 2.93 | 850 | 415.3 | -415.3
8320 | 0 | 0 | 0 | 0 | 0.008 | 0.003 | 0.277 | 0.078 | 6.386 | 3.349 | 850 | 490.34 | -490.34
8321 | 0 | 0 | 0 | 0 | 0.005 | 0.009 | 0.34 | 0.104 | 6.786 | 3.705 | 850 | 668.49 | -668.49
8322 | 0 | 0 | 0 | 0 | 0.015 | 0.018 | 0.317 | 0.135 | 7.073 | 3.843 | 850 | 818.98 | -818.98
8323 | 0 | 0 | 0 | 0 | 0.037 | 0.026 | 0.266 | 0.162 | 7.155 | 3.935 | 850 | 936.28 | -936.28
8324 | 0 | 0 | 0 | 0 | 0.071 | 0.035 | 0.219 | 0.186 | 7.082 | 4.052 | 850 | 674.18 | -674.18
8325 | 0 | 0 | 0 | 0 | 0.106 | 0.046 | 0.179 | 0.208 | 6.917 | 4.133 | 850 | 551.01 | -551.01
8326 | 0 | 0 | 0 | 0 | 0.131 | 0.06 | 0.158 | 0.225 | 6.718 | 4.25 | 850 | 295.66 | -295.66
8327 | 0 | 0 | 0 | 0 | 0.142 | 0.074 | 0.156 | 0.227 | 6.577 | 4.414 | 850 | 169.4 | -169.4
8328 | 0 | 0 | 0 | 0 | 0.148 | 0.088 | 0.146 | 0.208 | 6.532 | 4.602 | 850 | 150 | -150
8329 | 0 | 0 | 0 | 0 | 0.162 | 0.107 | 0.147 | 0.202 | 6.572 | 4.798 | 850 | 134.75 | -134.75
8330 | 0 | 0 | 0 | 0 | 0.187 | 0.127 | 0.137 | 0.181 | 6.663 | 5.066 | 850 | 130.07 | -130.07
8331 | 0 | 0 | 0 | 0 | 0.217 | 0.142 | 0.114 | 0.161 | 6.748 | 5.409 | 850 | 122.9 | -122.9
8332 | 0 | 0 | 0 | 0 | 0.248 | 0.154 | 0.092 | 0.157 | 6.944 | 5.717 | 850 | 118.97 | -118.97
8333 | 0 | 0 | 0 | 0 | 0.274 | 0.177 | 0.077 | 0.185 | 7.196 | 5.97 | 850 | 114.95 | -114.95
8334 | 0 | 0 | 0 | 0 | 0.302 | 0.213 | 0.067 | 0.183 | 7.414 | 6.281 | 850 | 115.64 | -115.64
8335 | 0 | 0 | 0 | 0 | 0.331 | 0.261 | 0.067 | 0.172 | 7.588 | 6.637 | 850 | 125.83 | -125.83
8336 | 0 | 0.01 | 0.007 | 0.068 | 0.342 | 0.308 | 0.071 | 0.159 | 7.663 | 7.005 | 850 | 156.53 | -156.53
8337 | 0.096 | 0.181 | 0.114 | 0.29 | 0.288 | 0.251 | 0.061 | 0.198 | 7.592 | 7.163 | 850 | 187.71 | -187.71
8338 | 0.281 | 0.364 | 0.215 | 0.465 | 0.169 | 0.166 | 0.045 | 0.259 | 7.306 | 7.019 | 850 | 253 | -253
8339 | 0.409 | 0.465 | 0.359 | 0.546 | 0.17 | 0.239 | 0.028 | 0.274 | 7.141 | 7.134 | 850 | 245.74 | -245.74
8340 | 0.45 | 0.479 | 0.448 | 0.56 | 0.148 | 0.33 | 0.015 | 0.259 | 6.846 | 7.273 | 850 | 208.42 | -208.42
8341 | 0.406 | 0.422 | 0.43 | 0.51 | 0.127 | 0.29 | 0.009 | 0.236 | 6.571 | 7.302 | 850 | 174.4 | -174.4
8342 | 0.294 | 0.285 | 0.324 | 0.384 | 0.112 | 0.244 | 0.006 | 0.209 | 6.374 | 7.301 | 850 | 166.06 | -166.06
8343 | 0.11 | 0.093 | 0.143 | 0.16 | 0.121 | 0.277 | 0.006 | 0.207 | 6.365 | 7.741 | 850 | 165 | -165
8344 | 0 | 0 | 0 | 0 | 0.15 | 0.338 | 0.012 | 0.269 | 6.482 | 8.288 | 850 | 184.5 | -184.5
8345 | 0 | 0 | 0 | 0 | 0.196 | 0.393 | 0.024 | 0.249 | 6.526 | 8.693 | 850 | 220.77 | -220.77
8346 | 0 | 0 | 0 | 0 | 0.238 | 0.412 | 0.035 | 0.173 | 6.626 | 8.897 | 850 | 250.06 | -250.06
8347 | 0 | 0 | 0 | 0 | 0.277 | 0.401 | 0.039 | 0.105 | 6.881 | 8.916 | 850 | 284.21 | -284.21
8348 | 0 | 0 | 0 | 0 | 0.31 | 0.376 | 0.035 | 0.063 | 7.328 | 8.799 | 850 | 260 | -260
8349 | 0 | 0 | 0 | 0 | 0.33 | 0.349 | 0.034 | 0.045 | 7.875 | 8.578 | 850 | 225.6 | -225.6
8350 | 0 | 0 | 0 | 0 | 0.335 | 0.318 | 0.041 | 0.035 | 8.364 | 8.51 | 850 | 175 | -175
8351 | 0 | 0 | 0 | 0 | 0.326 | 0.282 | 0.051 | 0.026 | 8.733 | 8.373 | 850 | 146.22 | -146.22
8352 | 0 | 0 | 0 | 0 | 0.303 | 0.249 | 0.059 | 0.024 | 8.813 | 8.135 | 850 | 135.09 | -135.09
8353 | 0 | 0 | 0 | 0 | 0.268 | 0.222 | 0.066 | 0.033 | 8.724 | 7.817 | 850 | 116.52 | -116.52
8354 | 0 | 0 | 0 | 0 | 0.251 | 0.199 | 0.073 | 0.05 | 8.562 | 7.644 | 850 | 116.94 | -116.94
8355 | 0 | 0 | 0 | 0 | 0.249 | 0.186 | 0.088 | 0.064 | 8.468 | 7.603 | 850 | 111.36 | -111.36
8356 | 0 | 0 | 0 | 0 | 0.262 | 0.172 | 0.118 | 0.078 | 8.754 | 7.817 | 850 | 108.04 | -108.04
8357 | 0 | 0 | 0 | 0 | 0.301 | 0.174 | 0.183 | 0.095 | 9.275 | 8.111 | 850 | 99.02 | -99.02
8358 | 0 | 0 | 0 | 0 | 0.351 | 0.183 | 0.27 | 0.104 | 9.746 | 8.6 | 850 | 93.44 | -93.44
8359 | 0 | 0 | 0 | 0 | 0.388 | 0.218 | 0.328 | 0.106 | 10.105 | 9.169 | 850 | 91.55 | -91.55
8360 | 0 | 0 | 0 | 0.002 | 0.409 | 0.249 | 0.328 | 0.111 | 10.336 | 9.436 | 850 | 92.35 | -92.35
8361 | 0.016 | 0.018 | 0.024 | 0.053 | 0.41 | 0.257 | 0.237 | 0.13 | 10.526 | 9.606 | 850 | 101.67 | -101.67
8362 | 0.058 | 0.056 | 0.062 | 0.141 | 0.433 | 0.247 | 0.205 | 0.128 | 10.626 | 9.91 | 850 | 113.75 | -113.75
8363 | 0.102 | 0.095 | 0.076 | 0.133 | 0.515 | 0.348 | 0.237 | 0.127 | 10.805 | 10.574 | 850 | 124.98 | -124.98
8364 | 0.062 | 0.104 | 0.086 | 0.096 | 0.555 | 0.494 | 0.279 | 0.136 | 11.143 | 10.998 | 850 | 120.93 | -120.93
8365 | 0.02 | 0.073 | 0.097 | 0.093 | 0.567 | 0.457 | 0.292 | 0.152 | 11.161 | 11.264 | 850 | 107.48 | -107.48
8366 | 0.007 | 0.047 | 0.083 | 0.061 | 0.62 | 0.431 | 0.283 | 0.185 | 10.974 | 11.579 | 850 | 104.71 | -104.71
8367 | 0 | 0.004 | 0.034 | 0.007 | 0.666 | 0.477 | 0.351 | 0.304 | 10.811 | 11.758 | 850 | 102.96 | -102.96
8368 | 0 | 0 | 0 | 0 | 0.666 | 0.544 | 0.44 | 0.482 | 10.998 | 11.501 | 850 | 96.63 | -96.63
8369 | 0 | 0 | 0 | 0 | 0.636 | 0.614 | 0.481 | 0.57 | 11.324 | 11.038 | 850 | 98.24 | -98.24
8370 | 0 | 0 | 0 | 0 | 0.587 | 0.615 | 0.465 | 0.509 | 11.495 | 10.827 | 850 | 105.67 | -105.67
8371 | 0 | 0 | 0 | 0 | 0.555 | 0.7 | 0.43 | 0.461 | 11.661 | 10.924 | 850 | 121.12 | -121.12
8372 | 0 | 0 | 0 | 0 | 0.564 | 0.655 | 0.399 | 0.471 | 11.677 | 11.022 | 850 | 93.15 | -93.15
8373 | 0 | 0 | 0 | 0 | 0.541 | 0.646 | 0.389 | 0.518 | 11.882 | 10.763 | 850 | 95.6 | -95.6
8374 | 0 | 0 | 0 | 0 | 0.524 | 0.577 | 0.397 | 0.567 | 12.05 | 10.572 | 850 | 86.01 | -86.01
8375 | 0 | 0 | 0 | 0 | 0.547 | 0.612 | 0.409 | 0.577 | 12.032 | 10.431 | 850 | 82.78 | -82.78
8376 | 0 | 0 | 0 | 0 | 0.541 | 0.594 | 0.375 | 0.544 | 11.927 | 10.373 | 850 | 87.25 | -87.25
8377 | 0 | 0 | 0 | 0 | 0.526 | 0.632 | 0.365 | 0.51 | 11.628 | 10.94 | 850 | 73.81 | -73.81
8378 | 0 | 0 | 0 | 0 | 0.478 | 0.689 | 0.366 | 0.505 | 11.347 | 11.218 | 850 | 73.58 | -73.58
8379 | 0 | 0 | 0 | 0 | 0.458 | 0.715 | 0.409 | 0.525 | 11.339 | 10.894 | 850 | 68.48 | -68.48
8380 | 0 | 0 | 0 | 0 | 0.556 | 0.744 | 0.396 | 0.611 | 11.32 | 10.813 | 850 | 67.61 | -67.61
8381 | 0 | 0 | 0 | 0 | 0.561 | 0.754 | 0.393 | 0.681 | 11.042 | 10.697 | 850 | 59.39 | -59.39
8382 | 0 | 0 | 0 | 0 | 0.561 | 0.767 | 0.363 | 0.678 | 10.775 | 10.436 | 850 | 55.33 | -55.33
8383 | 0 | 0 | 0 | 0 | 0.563 | 0.713 | 0.378 | 0.681 | 10.879 | 10.126 | 850 | 52.74 | -52.74
8384 | 0 | 0 | 0 | 0 | 0.567 | 0.719 | 0.357 | 0.679 | 11.162 | 9.729 | 850 | 45.62 | -45.62
8385 | 0.001 | 0.012 | 0.029 | 0.031 | 0.5 | 0.697 | 0.33 | 0.63 | 11.737 | 9.503 | 850 | 53.92 | -53.92
8386 | 0.018 | 0.038 | 0.06 | 0.081 | 0.518 | 0.669 | 0.381 | 0.528 | 12.671 | 9.463 | 850 | 65.3 | -65.3
8387 | 0.044 | 0.047 | 0.078 | 0.113 | 0.56 | 0.637 | 0.384 | 0.6 | 13.857 | 9.945 | 850 | 70.65 | -70.65
8388 | 0.037 | 0.079 | 0.088 | 0.109 | 0.637 | 0.603 | 0.399 | 0.646 | 14.803 | 10.906 | 850 | 65.26 | -65.26
8389 | 0.01 | 0.074 | 0.094 | 0.07 | 0.836 | 0.673 | 0.423 | 0.659 | 14.7 | 11.849 | 850 | 60.9 | -60.9
8390 | 0.002 | 0.023 | 0.074 | 0.038 | 0.806 | 0.688 | 0.417 | 0.697 | 14.648 | 12.613 | 850 | 61.5 | -61.5
8391 | 0 | 0 | 0.025 | 0.003 | 0.778 | 0.713 | 0.459 | 0.727 | 14.095 | 14.105 | 850 | 47.51 | -47.51
8392 | 0 | 0 | 0 | 0 | 0.776 | 0.754 | 0.558 | 0.76 | 13.332 | 14.312 | 850 | 49.47 | -49.47
8393 | 0 | 0 | 0 | 0 | 0.76 | 0.814 | 0.587 | 0.749 | 13.408 | 13.768 | 850 | 47.92 | -47.92
8394 | 0 | 0 | 0 | 0 | 0.77 | 0.845 | 0.612 | 0.689 | 13.624 | 14.088 | 850 | 38 | -38
8395 | 0 | 0 | 0 | 0 | 0.77 | 0.849 | 0.642 | 0.686 | 13.921 | 13.997 | 850 | 43.42 | -43.42
8396 | 0 | 0 | 0 | 0 | 0.786 | 0.849 | 0.636 | 0.834 | 14.228 | 14.337 | 850 | 28.33 | -28.33
8397 | 0 | 0 | 0 | 0 | 0.804 | 0.854 | 0.66 | 0.832 | 14.667 | 14.796 | 850 | 24.55 | -24.55
8398 | 0 | 0 | 0 | 0 | 0.816 | 0.866 | 0.677 | 0.808 | 15.137 | 15.299 | 850 | 18.55 | -18.55
8399 | 0 | 0 | 0 | 0 | 0.839 | 0.889 | 0.671 | 0.789 | 15.709 | 15.714 | 850 | 13.96 | -13.96
8400 | 0 | 0 | 0 | 0 | 0.868 | 0.91 | 0.642 | 0.748 | 16.292 | 15.93 | 850 | 10.08 | -10.08
8401 | 0 | 0 | 0 | 0 | 0.872 | 0.927 | 0.608 | 0.823 | 17.163 | 16.263 | 850 | 2.29 | -2.29
8402 | 0 | 0 | 0 | 0 | 0.869 | 0.938 | 0.623 | 0.86 | 17.132 | 17.54 | 850 | 0.09 | -0.09
8403 | 0 | 0 | 0 | 0 | 0.876 | 0.946 | 0.634 | 0.844 | 17.05 | 18.782 | 850 | 0.1 | -0.1
8404 | 0 | 0 | 0 | 0 | 0.879 | 0.945 | 0.633 | 0.805 | 16.81 | 18.716 | 850 | 0.05 | -0.05
8405 | 0 | 0 | 0 | 0 | 0.868 | 0.947 | 0.593 | 0.812 | 16.697 | 18.248 | 850 | 0.07 | -0.07
8406 | 0 | 0 | 0 | 0 | 0.85 | 0.95 | 0.547 | 0.824 | 16.34 | 17.438 | 850 | -0.01 | 0.01
8407 | 0 | 0 | 0 | 0 | 0.84 | 0.949 | 0.535 | 0.836 | 15.935 | 16.291 | 850 | 1.75 | -1.75
8408 | 0 | 0 | 0 | 0 | 0.834 | 0.945 | 0.501 | 0.82 | 15.512 | 15.596 | 850 | 7.73 | -7.73
8409 | 0.002 | 0.003 | 0.007 | 0 | 0.821 | 0.939 | 0.443 | 0.785 | 15.185 | 15.077 | 850 | 59.3 | -59.3
8410 | 0.025 | 0.013 | 0.021 | 0.007 | 0.822 | 0.932 | 0.385 | 0.756 | 14.954 | 14.744 | 850 | 71.79 | -71.79
8411 | 0.043 | 0.019 | 0.023 | 0.013 | 0.798 | 0.924 | 0.297 | 0.754 | 14.709 | 15.015 | 850 | 75.91 | -75.91
8412 | 0.035 | 0.021 | 0.032 | 0.014 | 0.818 | 0.915 | 0.345 | 0.716 | 14.769 | 14.825 | 850 | 75.46 | -75.46
8413 | 0.063 | 0.016 | 0.041 | 0.01 | 0.834 | 0.906 | 0.327 | 0.62 | 15.26 | 14.921 | 850 | 80.13 | -80.13
8414 | 0.063 | 0.003 | 0.04 | 0.012 | 0.828 | 0.897 | 0.277 | 0.537 | 15.953 | 14.776 | 850 | 85.22 | -85.22
8415 | 0.007 | 0 | 0.025 | 0.003 | 0.826 | 0.895 | 0.349 | 0.612 | 16.214 | 15.046 | 850 | 81.7 | -81.7
8416 | 0 | 0 | 0 | 0 | 0.841 | 0.89 | 0.446 | 0.684 | 16.286 | 15.775 | 850 | 81.7 | -81.7
8417 | 0 | 0 | 0 | 0 | 0.859 | 0.895 | 0.483 | 0.639 | 16.139 | 16.385 | 850 | 81.7 | -81.7
8418 | 0 | 0 | 0 | 0 | 0.866 | 0.905 | 0.487 | 0.637 | 16.388 | 16.626 | 850 | 74 | -74
8419 | 0 | 0 | 0 | 0 | 0.869 | 0.911 | 0.478 | 0.613 | 16.204 | 16.844 | 850 | 81.56 | -81.56
8420 | 0 | 0 | 0 | 0 | 0.858 | 0.919 | 0.44 | 0.577 | 15.858 | 17.231 | 850 | 72.01 | -72.01
8421 | 0 | 0 | 0 | 0 | 0.866 | 0.924 | 0.386 | 0.535 | 15.994 | 17.428 | 850 | 70.94 | -70.94
8422 | 0 | 0 | 0 | 0 | 0.863 | 0.93 | 0.321 | 0.501 | 16.025 | 17.492 | 850 | 61.5 | -61.5
8423 | 0 | 0 | 0 | 0 | 0.838 | 0.934 | 0.264 | 0.458 | 15.654 | 17.324 | 850 | 44.41 | -44.41
8424 | 0 | 0 | 0 | 0 | 0.826 | 0.927 | 0.225 | 0.424 | 15.264 | 16.899 | 850 | 44.4 | -44.4
8425 | 0 | 0 | 0 | 0 | 0.802 | 0.906 | 0.2 | 0.37 | 14.738 | 16.498 | 850 | 16.59 | -16.59
8426 | 0 | 0 | 0 | 0 | 0.779 | 0.895 | 0.186 | 0.332 | 14.416 | 16.141 | 850 | 37.45 | -37.45
8427 | 0 | 0 | 0 | 0 | 0.748 | 0.884 | 0.176 | 0.346 | 14.071 | 15.608 | 850 | 21.57 | -21.57
8428 | 0 | 0 | 0 | 0 | 0.731 | 0.872 | 0.169 | 0.363 | 14.031 | 15.065 | 850 | 20.94 | -20.94
8429 | 0 | 0 | 0 | 0 | 0.697 | 0.863 | 0.171 | 0.363 | 13.235 | 14.663 | 850 | 25.01 | -25.01
8430 | 0 | 0 | 0 | 0 | 0.671 | 0.852 | 0.157 | 0.357 | 12.604 | 14.192 | 850 | 28.98 | -28.98
8431 | 0 | 0 | 0 | 0 | 0.657 | 0.831 | 0.13 | 0.345 | 12.122 | 13.607 | 850 | 57.27 | -57.27
8432 | 0 | 0 | 0 | 0 | 0.644 | 0.809 | 0.102 | 0.34 | 12.099 | 13.224 | 850 | 67.77 | -67.77
8433 | 0 | 0.062 | 0.02 | 0.012 | 0.627 | 0.796 | 0.063 | 0.26 | 11.89 | 13.106 | 850 | 104.94 | -104.94
8434 | 0.013 | 0.137 | 0.074 | 0.033 | 0.612 | 0.754 | 0.036 | 0.182 | 11.988 | 12.928 | 850 | 115.92 | -115.92
8435 | 0.028 | 0.117 | 0.133 | 0.051 | 0.577 | 0.8 | 0.025 | 0.182 | 11.943 | 12.459 | 850 | 114.04 | -114.04
8436 | 0.043 | 0.07 | 0.151 | 0.06 | 0.518 | 0.8 | 0.018 | 0.159 | 11.399 | 12.148 | 850 | 108.4 | -108.4
8437 | 0.051 | 0.045 | 0.152 | 0.055 | 0.465 | 0.781 | 0.015 | 0.132 | 11.053 | 11.998 | 850 | 102.38 | -102.38
8438 | 0.038 | 0.017 | 0.086 | 0.029 | 0.42 | 0.755 | 0.023 | 0.09 | 10.666 | 11.649 | 850 | 102.72 | -102.72
8439 | 0.003 | 0 | 0.021 | 0.005 | 0.409 | 0.691 | 0.038 | 0.055 | 10.416 | 11.334 | 850 | 106.2 | -106.2
8440 | 0 | 0 | 0 | 0 | 0.42 | 0.623 | 0.06 | 0.029 | 10.152 | 11.229 | 850 | 109.63 | -109.63
8441 | 0 | 0 | 0 | 0 | 0.417 | 0.573 | 0.093 | 0.014 | 9.796 | 11.062 | 850 | 116.42 | -116.42
8442 | 0 | 0 | 0 | 0 | 0.424 | 0.499 | 0.122 | 0.01 | 9.854 | 11 | 850 | 117.1 | -117.1
8443 | 0 | 0 | 0 | 0 | 0.43 | 0.477 | 0.142 | 0.024 | 10.089 | 10.948 | 850 | 127.33 | -127.33
8444 | 0 | 0 | 0 | 0 | 0.421 | 0.47 | 0.162 | 0.053 | 10.041 | 10.69 | 850 | 121.6 | -121.6
8445 | 0 | 0 | 0 | 0 | 0.38 | 0.481 | 0.191 | 0.089 | 10.143 | 10.247 | 850 | 108.1 | -108.1
8446 | 0 | 0 | 0 | 0 | 0.467 | 0.463 | 0.23 | 0.122 | 10.28 | 9.677 | 850 | 98.51 | -98.51
8447 | 0 | 0 | 0 | 0 | 0.511 | 0.438 | 0.283 | 0.132 | 10.792 | 9.286 | 850 | 95.84 | -95.84
8448 | 0 | 0 | 0 | 0 | 0.546 | 0.427 | 0.346 | 0.119 | 11.532 | 9.187 | 850 | 92.44 | -92.44
8449 | 0 | 0 | 0 | 0 | 0.586 | 0.454 | 0.393 | 0.095 | 12.139 | 9.134 | 850 | 70.66 | -70.66
8450 | 0 | 0 | 0 | 0 | 0.616 | 0.472 | 0.425 | 0.068 | 12.54 | 9.409 | 850 | 69.18 | -69.18
8451 | 0 | 0 | 0 | 0 | 0.625 | 0.47 | 0.453 | 0.054 | 12.942 | 10.038 | 850 | 52.31 | -52.31
8452 | 0 | 0 | 0 | 0 | 0.648 | 0.46 | 0.486 | 0.058 | 13.193 | 10.709 | 850 | 48.41 | -48.41
8453 | 0 | 0 | 0 | 0 | 0.691 | 0.497 | 0.518 | 0.074 | 13.295 | 11.163 | 850 | 45 | -45
8454 | 0 | 0 | 0 | 0 | 0.727 | 0.518 | 0.531 | 0.109 | 13.715 | 11.582 | 850 | 30.25 | -30.25
8455 | 0 | 0 | 0 | 0 | 0.744 | 0.529 | 0.53 | 0.167 | 15.007 | 11.724 | 850 | 38 | -38
8456 | 0 | 0 | 0 | 0 | 0.769 | 0.544 | 0.545 | 0.22 | 16.523 | 11.852 | 850 | 49.91 | -49.91
8457 | 0.013 | 0.017 | 0.072 | 0.022 | 0.869 | 0.541 | 0.461 | 0.242 | 16.195 | 12.144 | 850 | 57.9 | -57.9
8458 | 0.013 | 0.025 | 0.273 | 0.089 | 0.871 | 0.528 | 0.357 | 0.223 | 16.177 | 12.692 | 850 | 77.58 | -77.58
8459 | 0.016 | 0.041 | 0.379 | 0.195 | 0.864 | 0.552 | 0.292 | 0.197 | 16.803 | 12.998 | 850 | 72.82 | -72.82
8460 | 0.08 | 0.082 | 0.302 | 0.216 | 0.876 | 0.627 | 0.334 | 0.168 | 17.719 | 13.701 | 850 | 65.99 | -65.99
8461 | 0.158 | 0.091 | 0.174 | 0.269 | 0.916 | 0.755 | 0.443 | 0.153 | 18.483 | 14.935 | 850 | 63.08 | -63.08
8462 | 0.071 | 0.031 | 0.187 | 0.147 | 0.937 | 0.796 | 0.522 | 0.189 | 19.195 | 15.24 | 850 | 63.07 | -63.07
8463 | 0.007 | 0 | 0.149 | 0.015 | 0.945 | 0.783 | 0.627 | 0.279 | 19.472 | 14.953 | 850 | 63.08 | -63.08
8464 | 0 | 0 | 0 | 0 | 0.945 | 0.807 | 0.69 | 0.376 | 19.212 | 15.92 | 850 | 63.08 | -63.08
8465 | 0 | 0 | 0 | 0 | 0.936 | 0.842 | 0.702 | 0.447 | 18.684 | 16.492 | 850 | 55.63 | -55.63
8466 | 0 | 0 | 0 | 0 | 0.927 | 0.832 | 0.709 | 0.518 | 17.442 | 16.722 | 850 | 46.81 | -46.81
8467 | 0 | 0 | 0 | 0 | 0.913 | 0.843 | 0.71 | 0.639 | 16.063 | 16.924 | 850 | 57.9 | -57.9
8468 | 0 | 0 | 0 | 0 | 0.857 | 0.834 | 0.705 | 0.672 | 15.78 | 16.498 | 850 | 63.08 | -63.08
8469 | 0 | 0 | 0 | 0 | 0.804 | 0.788 | 0.69 | 0.634 | 15.069 | 15.848 | 850 | 63.08 | -63.08
8470 | 0 | 0 | 0 | 0 | 0.788 | 0.804 | 0.664 | 0.605 | 14.331 | 15.198 | 850 | 57.9 | -57.9
8471 | 0 | 0 | 0 | 0 | 0.783 | 0.758 | 0.63 | 0.515 | 13.196 | 14.293 | 850 | 50.69 | -50.69
8472 | 0 | 0 | 0 | 0 | 0.785 | 0.71 | 0.576 | 0.43 | 12.917 | 13.241 | 850 | 43.14 | -43.14
8473 | 0 | 0 | 0 | 0 | 0.824 | 0.733 | 0.494 | 0.329 | 13.583 | 12.255 | 850 | 21.44 | -21.44
8474 | 0 | 0 | 0 | 0 | 0.855 | 0.737 | 0.454 | 0.224 | 15.128 | 12.499 | 850 | 11.28 | -11.28
8475 | 0 | 0 | 0 | 0 | 0.909 | 0.746 | 0.478 | 0.145 | 17.528 | 13.208 | 850 | 13.23 | -13.23
8476 | 0 | 0 | 0 | 0 | 0.961 | 0.727 | 0.518 | 0.132 | 19.928 | 13.708 | 850 | 5.45 | -5.45
8477 | 0 | 0 | 0 | 0 | 0.965 | 0.753 | 0.571 | 0.245 | 20.062 | 15 | 850 | 1.25 | -1.25
8478 | 0 | 0 | 0 | 0 | 0.961 | 0.739 | 0.652 | 0.464 | 19.072 | 16.809 | 850 | 0.31 | -0.31
8479 | 0 | 0 | 0 | 0 | 0.945 | 0.897 | 0.794 | 0.58 | 17.553 | 17.896 | 850 | 2 | -2
8480 | 0 | 0 | 0 | 0.004 | 0.931 | 0.918 | 0.79 | 0.51 | 14.633 | 17.431 | 850 | 8.57 | -8.57
8481 | 0.015 | 0.007 | 0 | 0.006 | 0.924 | 0.928 | 0.738 | 0.33 | 12.355 | 16.595 | 850 | 53.95 | -53.95
8482 | 0.028 | 0.005 | 0.01 | 0.008 | 0.914 | 0.919 | 0.804 | 0.254 | 12.092 | 16.727 | 850 | 67.44 | -67.44
8483 | 0.038 | 0.026 | 0.127 | 0.013 | 0.858 | 0.9 | 0.774 | 0.46 | 12.285 | 16.546 | 850 | 68.42 | -68.42
8484 | 0.058 | 0.047 | 0.322 | 0.012 | 0.765 | 0.876 | 0.809 | 0.387 | 11.762 | 15.198 | 850 | 65.84 | -65.84
8485 | 0.036 | 0.117 | 0.262 | 0.023 | 0.718 | 0.837 | 0.837 | 0.419 | 11.357 | 13.063 | 850 | 67.7 | -67.7
8486 | 0.024 | 0.129 | 0.077 | 0.084 | 0.649 | 0.818 | 0.883 | 0.581 | 11.309 | 11.801 | 850 | 69.72 | -69.72
8487 | 0.009 | 0.009 | 0.009 | 0.064 | 0.584 | 0.805 | 0.883 | 0.612 | 11.841 | 11.375 | 850 | 70.4 | -70.4
8488 | 0 | 0 | 0 | 0 | 0.529 | 0.761 | 0.854 | 0.615 | 12.914 | 9.828 | 850 | 69.72 | -69.72
8489 | 0 | 0 | 0 | 0 | 0.54 | 0.646 | 0.849 | 0.627 | 13.641 | 9.176 | 850 | 70.47 | -70.47
8490 | 0 | 0 | 0 | 0 | 0.587 | 0.713 | 0.824 | 0.636 | 13.614 | 9.92 | 850 | 71.46 | -71.46
8491 | 0 | 0 | 0 | 0 | 0.639 | 0.682 | 0.78 | 0.67 | 13.674 | 10.613 | 850 | 81.52 | -81.52
8492 | 0 | 0 | 0 | 0 | 0.686 | 0.615 | 0.753 | 0.784 | 13.99 | 11.273 | 850 | 92.58 | -92.58
8493 | 0 | 0 | 0 | 0 | 0.738 | 0.636 | 0.71 | 0.853 | 14.677 | 12.196 | 850 | 87.36 | -87.36
8494 | 0 | 0 | 0 | 0 | 0.761 | 0.733 | 0.646 | 0.837 | 15.708 | 12.809 | 850 | 75.37 | -75.37
8495 | 0 | 0 | 0 | 0 | 0.723 | 0.801 | 0.593 | 0.765 | 16.473 | 13.269 | 850 | 70 | -70
8496 | 0 | 0 | 0 | 0 | 0.751 | 0.812 | 0.567 | 0.713 | 16.047 | 13.64 | 850 | 69.72 | -69.72
8497 | 0 | 0 | 0 | 0 | 0.775 | 0.798 | 0.537 | 0.691 | 15.767 | 14.132 | 850 | 55.01 | -55.01
8498 | 0 | 0 | 0 | 0 | 0.768 | 0.783 | 0.522 | 0.684 | 15.543 | 14.368 | 850 | 47.72 | -47.72
8499 | 0 | 0 | 0 | 0 | 0.805 | 0.788 | 0.5 | 0.664 | 15.413 | 14.418 | 850 | 31.48 | -31.48
8500 | 0 | 0 | 0 | 0 | 0.803 | 0.789 | 0.437 | 0.63 | 15.231 | 14.283 | 850 | 16.31 | -16.31
8501 | 0 | 0 | 0 | 0 | 0.773 | 0.789 | 0.381 | 0.596 | 14.846 | 14.082 | 850 | 17.43 | -17.43
8502 | 0 | 0 | 0 | 0 | 0.746 | 0.779 | 0.364 | 0.596 | 14.546 | 14.135 | 850 | 22.82 | -22.82
8503 | 0 | 0 | 0 | 0 | 0.714 | 0.729 | 0.354 | 0.611 | 13.911 | 13.713 | 850 | 48.49 | -48.49
8504 | 0 | 0 | 0 | 0 | 0.663 | 0.673 | 0.331 | 0.634 | 13.04 | 13.301 | 850 | 66.15 | -66.15
8505 | 0.027 | 0.061 | 0.022 | 0.029 | 0.633 | 0.709 | 0.302 | 0.537 | 12.325 | 12.806 | 850 | 102.4 | -102.4
8506 | 0.106 | 0.161 | 0.072 | 0.079 | 0.555 | 0.671 | 0.351 | 0.628 | 11.684 | 12.574 | 850 | 109.72 | -109.72
8507 | 0.18 | 0.236 | 0.117 | 0.119 | 0.577 | 0.709 | 0.387 | 0.659 | 11.228 | 12.567 | 850 | 106.65 | -106.65
8508 | 0.155 | 0.274 | 0.291 | 0.259 | 0.57 | 0.736 | 0.42 | 0.667 | 10.848 | 12.595 | 850 | 103.14 | -103.14
8509 | 0.142 | 0.236 | 0.321 | 0.308 | 0.57 | 0.749 | 0.42 | 0.626 | 10.774 | 12.419 | 850 | 97.44 | -97.44
8510 | 0.086 | 0.126 | 0.217 | 0.214 | 0.564 | 0.744 | 0.383 | 0.465 | 11.041 | 12.038 | 850 | 87.56 | -87.56
8511 | 0.018 | 0.016 | 0.06 | 0.054 | 0.617 | 0.729 | 0.342 | 0.439 | 11.349 | 11.675 | 850 | 83.84 | -83.84
8512 | 0 | 0 | 0 | 0 | 0.63 | 0.666 | 0.384 | 0.518 | 11.614 | 11.233 | 850 | 88.03 | -88.03
8513 | 0 | 0 | 0 | 0 | 0.612 | 0.605 | 0.399 | 0.537 | 11.954 | 11.015 | 850 | 98.67 | -98.67
8514 | 0 | 0 | 0 | 0 | 0.58 | 0.577 | 0.399 | 0.502 | 12.334 | 10.728 | 850 | 105.24 | -105.24
8515 | 0 | 0 | 0 | 0 | 0.593 | 0.52 | 0.413 | 0.473 | 12.612 | 10.756 | 850 | 109.89 | -109.89
8516 | 0 | 0 | 0 | 0 | 0.612 | 0.5 | 0.46 | 0.454 | 12.974 | 10.871 | 850 | 101.18 | -101.18
8517 | 0 | 0 | 0 | 0 | 0.622 | 0.485 | 0.47 | 0.443 | 12.991 | 11.63 | 850 | 98.65 | -98.65
8518 | 0 | 0 | 0 | 0 | 0.631 | 0.459 | 0.449 | 0.446 | 13.302 | 11.752 | 850 | 89.73 | -89.73
8519 | 0 | 0 | 0 | 0 | 0.646 | 0.425 | 0.436 | 0.423 | 13.307 | 11.551 | 850 | 71.82 | -71.82
8520 | 0 | 0 | 0 | 0 | 0.716 | 0.433 | 0.43 | 0.352 | 13.375 | 11.505 | 850 | 70.34 | -70.34
8521 | 0 | 0 | 0 | 0 | 0.726 | 0.42 | 0.416 | 0.327 | 13.501 | 11.585 | 850 | 58.26 | -58.26
8522 | 0 | 0 | 0 | 0 | 0.737 | 0.44 | 0.43 | 0.275 | 12.791 | 11.691 | 850 | 27.75 | -27.75
8523 | 0 | 0 | 0 | 0 | 0.733 | 0.484 | 0.45 | 0.26 | 12.532 | 11.861 | 850 | 22.75 | -22.75
8524 | 0 | 0 | 0 | 0 | 0.723 | 0.5 | 0.439 | 0.283 | 12.341 | 12.505 | 850 | 21.56 | -21.56
8525 | 0 | 0 | 0 | 0 | 0.755 | 0.519 | 0.457 | 0.318 | 11.662 | 12.999 | 850 | 19.41 | -19.41
8526 | 0 | 0 | 0 | 0 | 0.775 | 0.593 | 0.478 | 0.446 | 11.319 | 13.429 | 850 | 18.11 | -18.11
8527 | 0 | 0 | 0 | 0 | 0.741 | 0.574 | 0.51 | 0.551 | 11.503 | 13.577 | 850 | 20.04 | -20.04
8528 | 0 | 0 | 0 | 0 | 0.727 | 0.608 | 0.525 | 0.518 | 11.814 | 13.05 | 850 | 20 | -20
8529 | 0 | 0.026 | 0.016 | 0.037 | 0.698 | 0.65 | 0.44 | 0.499 | 12.494 | 12.412 | 850 | 21.21 | -21.21
8530 | 0.015 | 0.037 | 0.032 | 0.087 | 0.683 | 0.683 | 0.361 | 0.405 | 12.992 | 11.947 | 850 | 22.87 | -22.87
8531 | 0.019 | 0.026 | 0.038 | 0.139 | 0.671 | 0.702 | 0.451 | 0.296 | 13.022 | 11.693 | 850 | 29.33 | -29.33
8532 | 0.02 | 0.021 | 0.031 | 0.136 | 0.677 | 0.701 | 0.544 | 0.339 | 13.501 | 11.759 | 850 | 31.43 | -31.43
8533 | 0.023 | 0.027 | 0.025 | 0.069 | 0.754 | 0.691 | 0.569 | 0.333 | 14.773 | 11.957 | 850 | 31.01 | -31.01
8534 | 0.014 | 0.013 | 0.007 | 0.013 | 0.815 | 0.679 | 0.567 | 0.347 | 15.565 | 12.335 | 850 | 31.23 | -31.23
8535 | 0.001 | 0 | 0 | 0 | 0.842 | 0.67 | 0.573 | 0.491 | 15.969 | 12.623 | 850 | 29.9 | -29.9
8536 | 0 | 0 | 0 | 0 | 0.877 | 0.719 | 0.576 | 0.646 | 16.201 | 12.834 | 850 | 25.92 | -25.92
8537 | 0 | 0 | 0 | 0 | 0.909 | 0.694 | 0.611 | 0.679 | 16.152 | 13.34 | 850 | 27.28 | -27.28
8538 | 0 | 0 | 0 | 0 | 0.936 | 0.681 | 0.639 | 0.676 | 15.175 | 14.161 | 850 | 29.31 | -29.31
8539 | 0 | 0 | 0 | 0 | 0.927 | 0.73 | 0.657 | 0.622 | 14.322 | 14.994 | 850 | 29.27 | -29.27
8540 | 0 | 0 | 0 | 0 | 0.905 | 0.794 | 0.694 | 0.533 | 13.831 | 15.682 | 850 | 27.95 | -27.95
8541 | 0 | 0 | 0 | 0 | 0.868 | 0.846 | 0.76 | 0.535 | 12.992 | 14.677 | 850 | 20.73 | -20.73
8542 | 0 | 0 | 0 | 0 | 0.82 | 0.885 | 0.796 | 0.59 | 13.108 | 13.902 | 850 | 15.3 | -15.3
8543 | 0 | 0 | 0 | 0 | 0.763 | 0.882 | 0.887 | 0.633 | 13.381 | 12.871 | 850 | 4.9 | -4.9
8544 | 0 | 0 | 0 | 0 | 0.7 | 0.832 | 0.927 | 0.666 | 13.537 | 12.521 | 850 | 3 | -3
8545 | 0 | 0 | 0 | 0 | 0.68 | 0.819 | 0.942 | 0.822 | 13.481 | 12.122 | 850 | 1 | -1
8546 | 0 | 0 | 0 | 0 | 0.736 | 0.782 | 0.938 | 0.832 | 13.055 | 11.619 | 850 | 0 | 0
8547 | 0 | 0 | 0 | 0 | 0.729 | 0.735 | 0.933 | 0.79 | 12.754 | 11.218 | 850 | -0.03 | 0.03
8548 | 0 | 0 | 0 | 0 | 0.702 | 0.679 | 0.921 | 0.751 | 13.001 | 10.79 | 850 | -0.46 | 0.46
8549 | 0 | 0 | 0 | 0 | 0.72 | 0.649 | 0.909 | 0.761 | 13.471 | 10.424 | 850 | -1.04 | 1.04
8550 | 0 | 0 | 0 | 0 | 0.686 | 0.657 | 0.893 | 0.814 | 13.24 | 10.602 | 850 | -2.06 | 2.06
8551 | 0 | 0 | 0 | 0 | 0.592 | 0.649 | 0.904 | 0.819 | 12.69 | 10.779 | 850 | -0.47 | 0.47
8552 | 0 | 0 | 0 | 0 | 0.541 | 0.624 | 0.911 | 0.818 | 12.347 | 10.684 | 850 | -0.68 | 0.68
8553 | 0.002 | 0.067 | 0.005 | 0 | 0.548 | 0.531 | 0.901 | 0.774 | 12.216 | 10.534 | 850 | -0.12 | 0.12
8554 | 0.027 | 0.174 | 0.056 | 0.016 | 0.537 | 0.433 | 0.846 | 0.742 | 11.939 | 10.392 | 850 | 3.46 | -3.46
8555 | 0.046 | 0.202 | 0.154 | 0.04 | 0.593 | 0.366 | 0.766 | 0.826 | 11.393 | 10.589 | 850 | 20.6 | -20.6
8556 | 0.039 | 0.127 | 0.113 | 0.059 | 0.636 | 0.364 | 0.789 | 0.884 | 11.299 | 10.584 | 850 | 20.17 | -20.17
8557 | 0.03 | 0.081 | 0.062 | 0.102 | 0.642 | 0.383 | 0.79 | 0.822 | 10.978 | 10.112 | 850 | 23 | -23
8558 | 0.013 | 0.036 | 0.051 | 0.093 | 0.651 | 0.364 | 0.636 | 0.731 | 10.769 | 9.931 | 850 | 21.19 | -21.19
8559 | 0 | 0 | 0.018 | 0.015 | 0.652 | 0.393 | 0.394 | 0.7 | 10.461 | 9.851 | 850 | 21.39 | -21.39
8560 | 0 | 0 | 0 | 0 | 0.649 | 0.414 | 0.329 | 0.686 | 10.24 | 9.893 | 850 | 28.02 | -28.02
8561 | 0 | 0 | 0 | 0 | 0.619 | 0.41 | 0.366 | 0.481 | 10.641 | 9.701 | 850 | 41.77 | -41.77
8562 | 0 | 0 | 0 | 0 | 0.57 | 0.404 | 0.435 | 0.479 | 11.3 | 9.252 | 850 | 46.93 | -46.93
8563 | 0 | 0 | 0 | 0 | 0.534 | 0.411 | 0.502 | 0.427 | 11.501 | 9.072 | 850 | 65.47 | -65.47
8564 | 0 | 0 | 0 | 0 | 0.53 | 0.484 | 0.47 | 0.409 | 11.849 | 9.066 | 850 | 60.79 | -60.79
8565 | 0 | 0 | 0 | 0 | 0.452 | 0.497 | 0.446 | 0.373 | 12.117 | 8.991 | 850 | 58.21 | -58.21
8566 | 0 | 0 | 0 | 0 | 0.454 | 0.504 | 0.422 | 0.31 | 11.978 | 8.96 | 850 | 46.93 | -46.93
8567 | 0 | 0 | 0 | 0 | 0.525 | 0.484 | 0.405 | 0.294 | 11.572 | 9.175 | 850 | 36.66 | -36.66
8568 | 0 | 0 | 0 | 0 | 0.494 | 0.473 | 0.366 | 0.284 | 11.347 | 9.881 | 850 | 36.2 | -36.2
8569 | 0 | 0 | 0 | 0 | 0.47 | 0.396 | 0.381 | 0.312 | 11.193 | 9.811 | 850 | 24.5 | -24.5
8570 | 0 | 0 | 0 | 0 | 0.538 | 0.38 | 0.379 | 0.317 | 11.902 | 10.431 | 850 | 29.19 | -29.19
8571 | 0 | 0 | 0 | 0 | 0.535 | 0.363 | 0.339 | 0.311 | 13.5 | 10.94 | 850 | 20.13 | -20.13
8572 | 0 | 0 | 0 | 0 | 0.567 | 0.357 | 0.272 | 0.316 | 14.632 | 11.334 | 850 | 14.31 | -14.31
8573 | 0 | 0 | 0 | 0 | 0.528 | 0.41 | 0.271 | 0.34 | 15.175 | 11.706 | 850 | 9.12 | -9.12
8574 | 0 | 0 | 0 | 0 | 0.515 | 0.454 | 0.273 | 0.336 | 16.019 | 11.746 | 850 | 9.78 | -9.78
8575 | 0 | 0 | 0 | 0 | 0.545 | 0.498 | 0.22 | 0.329 | 17.014 | 11.653 | 850 | 14.8 | -14.8
8576 | 0 | 0 | 0 | 0.006 | 0.605 | 0.547 | 0.177 | 0.335 | 17.907 | 11.091 | 850 | 17.39 | -17.39
8577 | 0.017 | 0.032 | 0.012 | 0.081 | 0.619 | 0.61 | 0.148 | 0.294 | 18.029 | 10.647 | 850 | 52.01 | -52.01
8578 | 0.06 | 0.055 | 0.044 | 0.177 | 0.636 | 0.594 | 0.148 | 0.289 | 17.869 | 10.737 | 850 | 59.34 | -59.34
8579 | 0.085 | 0.051 | 0.067 | 0.403 | 0.744 | 0.59 | 0.23 | 0.277 | 17.529 | 10.654 | 850 | 59.62 | -59.62
8580 | 0.1 | 0.086 | 0.088 | 0.458 | 0.806 | 0.593 | 0.366 | 0.28 | 16.989 | 10.896 | 850 | 52.73 | -52.73
8581 | 0.087 | 0.078 | 0.092 | 0.264 | 0.811 | 0.624 | 0.446 | 0.289 | 16.391 | 11.417 | 850 | 52 | -52
8582 | 0.06 | 0.032 | 0.052 | 0.063 | 0.813 | 0.614 | 0.499 | 0.264 | 15.74 | 11.906 | 850 | 54.17 | -54.17
8583 | 0.021 | 0 | 0.029 | 0.011 | 0.81 | 0.622 | 0.56 | 0.298 | 15.266 | 12.378 | 850 | 54.81 | -54.81
8584 | 0 | 0 | 0 | 0 | 0.806 | 0.641 | 0.559 | 0.383 | 15.081 | 12.623 | 850 | 61.56 | -61.56
8585 | 0 | 0 | 0 | 0 | 0.788 | 0.648 | 0.57 | 0.406 | 14.778 | 12.186 | 850 | 73.69 | -73.69
8586 | 0 | 0 | 0 | 0 | 0.774 | 0.669 | 0.561 | 0.423 | 14.207 | 11.616 | 850 | 82.56 | -82.56
8587 | 0 | 0 | 0 | 0 | 0.732 | 0.662 | 0.537 | 0.487 | 13.609 | 11.148 | 850 | 98.25 | -98.25
8588 | 0 | 0 | 0 | 0 | 0.682 | 0.634 | 0.504 | 0.5 | 12.771 | 10.721 | 850 | 101.75 | -101.75
8589 | 0 | 0 | 0 | 0 | 0.62 | 0.595 | 0.482 | 0.497 | 11.88 | 10.321 | 850 | 97.47 | -97.47
8590 | 0 | 0 | 0 | 0 | 0.58 | 0.564 | 0.45 | 0.52 | 10.917 | 9.742 | 850 | 92.59 | -92.59
8591 | 0 | 0 | 0 | 0 | 0.497 | 0.554 | 0.417 | 0.491 | 9.871 | 9.049 | 850 | 108.29 | -108.29
8592 | 0 | 0 | 0 | 0 | 0.446 | 0.466 | 0.383 | 0.577 | 8.955 | 8.566 | 850 | 105.82 | -105.82
8593 | 0 | 0 | 0 | 0 | 0.411 | 0.44 | 0.388 | 0.57 | 7.954 | 8.063 | 850 | 96.99 | -96.99
8594 | 0 | 0 | 0 | 0 | 0.338 | 0.438 | 0.372 | 0.567 | 6.443 | 7.156 | 850 | 86.03 | -86.03
8595 | 0 | 0 | 0 | 0 | 0.305 | 0.376 | 0.32 | 0.541 | 5.369 | 6.16 | 850 | 82.84 | -82.84
8596 | 0 | 0 | 0 | 0 | 0.277 | 0.338 | 0.243 | 0.518 | 5.483 | 5.67 | 850 | 81.89 | -81.89
8597 | 0 | 0 | 0 | 0 | 0.236 | 0.329 | 0.202 | 0.483 | 6.474 | 5.36 | 850 | 78 | -78
8598 | 0 | 0 | 0 | 0 | 0.217 | 0.297 | 0.204 | 0.473 | 7.635 | 5.565 | 850 | 78.78 | -78.78
8599 | 0 | 0 | 0 | 0 | 0.207 | 0.268 | 0.192 | 0.458 | 8.407 | 5.975 | 850 | 80.6 | -80.6
8600 | 0 | 0 | 0 | 0 | 0.207 | 0.254 | 0.176 | 0.443 | 8.473 | 6.177 | 850 | 85.07 | -85.07
8601 | 0 | 0.014 | 0.017 | 0.042 | 0.224 | 0.224 | 0.101 | 0.316 | 8.722 | 6.125 | 850 | 100.83 | -100.83
8602 | 0.029 | 0.053 | 0.062 | 0.105 | 0.188 | 0.171 | 0.067 | 0.294 | 9.224 | 5.882 | 850 | 115.09 | -115.09
8603 | 0.057 | 0.072 | 0.099 | 0.167 | 0.198 | 0.134 | 0.074 | 0.34 | 9.711 | 5.677 | 850 | 120.95 | -120.95
8604 | 0.037 | 0.173 | 0.168 | 0.404 | 0.191 | 0.141 | 0.063 | 0.334 | 10.171 | 5.765 | 850 | 120 | -120
8605 | 0.024 | 0.24 | 0.174 | 0.389 | 0.219 | 0.129 | 0.048 | 0.298 | 10.519 | 5.704 | 850 | 118.16 | -118.16
8606 | 0.018 | 0.137 | 0.095 | 0.256 | 0.251 | 0.118 | 0.045 | 0.257 | 10.657 | 6.073 | 850 | 117.49 | -117.49
8607 | 0 | 0.021 | 0.02 | 0.046 | 0.301 | 0.149 | 0.033 | 0.269 | 10.765 | 6.833 | 850 | 115.38 | -115.38
8608 | 0 | 0 | 0 | 0 | 0.36 | 0.174 | 0.021 | 0.294 | 11.218 | 7.311 | 850 | 117.98 | -117.98
8609 | 0 | 0 | 0 | 0 | 0.419 | 0.187 | 0.013 | 0.293 | 11.132 | 7.424 | 850 | 119.5 | -119.5
8610 | 0 | 0 | 0 | 0 | 0.46 | 0.16 | 0.007 | 0.274 | 10.774 | 7.646 | 850 | 120.21 | -120.21
8611 | 0 | 0 | 0 | 0 | 0.486 | 0.155 | 0.014 | 0.225 | 10.491 | 8.241 | 850 | 118 | -118
8612 | 0 | 0 | 0 | 0 | 0.492 | 0.183 | 0.033 | 0.188 | 9.851 | 8.527 | 850 | 110.98 | -110.98
8613 | 0 | 0 | 0 | 0 | 0.481 | 0.199 | 0.041 | 0.166 | 9.238 | 8.475 | 850 | 105.66 | -105.66
8614 | 0 | 0 | 0 | 0 | 0.44 | 0.207 | 0.041 | 0.138 | 8.819 | 8.457 | 850 | 102.56 | -102.56
8615 | 0 | 0 | 0 | 0 | 0.392 | 0.23 | 0.036 | 0.116 | 8.681 | 8.582 | 850 | 94.63 | -94.63
8616 | 0 | 0 | 0 | 0 | 0.335 | 0.27 | 0.032 | 0.102 | 8.73 | 8.805 | 850 | 99.04 | -99.04
8617 | 0 | 0 | 0 | 0 | 0.31 | 0.292 | 0.031 | 0.087 | 8.835 | 8.591 | 850 | 90 | -90
8618 | 0 | 0 | 0 | 0 | 0.295 | 0.305 | 0.032 | 0.07 | 8.927 | 8.35 | 850 | 91.37 | -91.37
8619 | 0 | 0 | 0 | 0 | 0.289 | 0.283 | 0.034 | 0.062 | 9.012 | 8.367 | 850 | 86.44 | -86.44
8620 | 0 | 0 | 0 | 0 | 0.28 | 0.238 | 0.037 | 0.05 | 8.993 | 8.216 | 850 | 85.07 | -85.07
8621 | 0 | 0 | 0 | 0 | 0.274 | 0.205 | 0.043 | 0.034 | 8.968 | 8.243 | 850 | 80.81 | -80.81
8622 | 0 | 0 | 0 | 0 | 0.263 | 0.193 | 0.055 | 0.019 | 8.993 | 8.23 | 850 | 75.99 | -75.99
8623 | 0 | 0 | 0 | 0 | 0.26 | 0.171 | 0.063 | 0.015 | 9.024 | 8.211 | 850 | 80.81 | -80.81
8624 | 0 | 0 | 0 | 0.003 | 0.254 | 0.152 | 0.059 | 0.028 | 9.039 | 8.281 | 850 | 83.01 | -83.01
8625 | 0 | 0.013 | 0.048 | 0.066 | 0.246 | 0.139 | 0.041 | 0.025 | 8.972 | 8.338 | 850 | 84.94 | -84.94
8626 | 0.012 | 0.052 | 0.083 | 0.166 | 0.222 | 0.126 | 0.028 | 0.013 | 8.752 | 8.185 | 850 | 90.21 | -90.21
8627 | 0.024 | 0.113 | 0.123 | 0.292 | 0.202 | 0.125 | 0.032 | 0.008 | 8.435 | 7.992 | 850 | 99.24 | -99.24
8628 | 0.028 | 0.151 | 0.153 | 0.374 | 0.181 | 0.107 | 0.063 | 0.008 | 8.051 | 7.701 | 850 | 93.56 | -93.56
8629 | 0.028 | 0.127 | 0.155 | 0.388 | 0.161 | 0.096 | 0.077 | 0.011 | 7.696 | 7.578 | 850 | 92.55 | -92.55
8630 | 0.015 | 0.068 | 0.124 | 0.256 | 0.173 | 0.105 | 0.087 | 0.016 | 7.346 | 7.595 | 850 | 94.41 | -94.41
8631 | 0 | 0.007 | 0.06 | 0.079 | 0.213 | 0.148 | 0.106 | 0.025 | 7.145 | 7.756 | 850 | 91.03 | -91.03
8632 | 0 | 0 | 0 | 0 | 0.254 | 0.186 | 0.152 | 0.034 | 7.348 | 7.956 | 850 | 99.17 | -99.17
8633 | 0 | 0 | 0 | 0 | 0.264 | 0.202 | 0.21 | 0.045 | 7.542 | 8.102 | 850 | 112.69 | -112.69
8634 | 0 | 0 | 0 | 0 | 0.265 | 0.206 | 0.268 | 0.053 | 7.632 | 8.115 | 850 | 118.01 | -118.01
8635 | 0 | 0 | 0 | 0 | 0.257 | 0.201 | 0.312 | 0.059 | 7.708 | 8.01 | 850 | 120.53 | -120.53
8636 | 0 | 0 | 0 | 0 | 0.245 | 0.186 | 0.338 | 0.073 | 7.783 | 7.875 | 850 | 119.11 | -119.11
8637 | 0 | 0 | 0 | 0 | 0.232 | 0.167 | 0.366 | 0.091 | 7.86 | 7.681 | 850 | 118.01 | -118.01
8638 | 0 | 0 | 0 | 0 | 0.214 | 0.149 | 0.413 | 0.105 | 7.847 | 7.531 | 850 | 118.33 | -118.33
8639 | 0 | 0 | 0 | 0 | 0.199 | 0.135 | 0.448 | 0.117 | 7.796 | 7.544 | 850 | 113.01 | -113.01
8640 | 0 | 0 | 0 | 0 | 0.187 | 0.123 | 0.454 | 0.138 | 7.699 | 7.507 | 850 | 114.07 | -114.07
8641 | 0 | 0 | 0 | 0 | 0.172 | 0.115 | 0.457 | 0.148 | 7.621 | 7.375 | 850 | 104.63 | -104.63
8642 | 0 | 0 | 0 | 0 | 0.157 | 0.116 | 0.464 | 0.139 | 7.598 | 7.312 | 850 | 102.17 | -102.17
8643 | 0 | 0 | 0 | 0 | 0.146 | 0.121 | 0.473 | 0.132 | 7.645 | 7.385 | 850 | 95.06 | -95.06
8644 | 0 | 0 | 0 | 0 | 0.137 | 0.126 | 0.478 | 0.119 | 7.639 | 7.524 | 850 | 94.61 | -94.61
8645 | 0 | 0 | 0 | 0 | 0.138 | 0.125 | 0.475 | 0.098 | 7.532 | 7.614 | 850 | 89.64 | -89.64
8646 | 0 | 0 | 0 | 0 | 0.146 | 0.122 | 0.472 | 0.082 | 7.367 | 7.659 | 850 | 90.87 | -90.87
8647 | 0 | 0 | 0 | 0 | 0.146 | 0.118 | 0.473 | 0.084 | 7.152 | 7.492 | 850 | 95.1 | -95.1
8648 | 0 | 0 | 0.021 | 0.008 | 0.13 | 0.11 | 0.467 | 0.087 | 6.922 | 7.196 | 850 | 99 | -99
8649 | 0.003 | 0 | 0.252 | 0.092 | 0.085 | 0.085 | 0.376 | 0.08 | 6.638 | 6.774 | 850 | 112.61 | -112.61
8650 | 0.018 | 0.008 | 0.44 | 0.305 | 0.046 | 0.055 | 0.277 | 0.084 | 6.228 | 6.164 | 850 | 119.1 | -119.1
8651 | 0.035 | 0.018 | 0.534 | 0.495 | 0.031 | 0.039 | 0.267 | 0.084 | 5.824 | 5.762 | 850 | 118.23 | -118.23
8652 | 0.042 | 0.023 | 0.559 | 0.557 | 0.025 | 0.032 | 0.351 | 0.085 | 5.545 | 5.648 | 850 | 113.25 | -113.25
8653 | 0.037 | 0.024 | 0.521 | 0.507 | 0.023 | 0.029 | 0.362 | 0.099 | 5.461 | 5.633 | 850 | 106.01 | -106.01
8654 | 0.024 | 0.013 | 0.413 | 0.382 | 0.022 | 0.029 | 0.321 | 0.115 | 5.574 | 5.66 | 850 | 107.71 | -107.71
8655 | 0.003 | 0 | 0.221 | 0.168 | 0.029 | 0.043 | 0.357 | 0.153 | 5.813 | 5.741 | 850 | 103.9 | -103.9
8656 | 0 | 0 | 0.002 | 0 | 0.045 | 0.058 | 0.481 | 0.224 | 5.888 | 5.739 | 850 | 109.64 | -109.64
8657 | 0 | 0 | 0 | 0 | 0.067 | 0.07 | 0.515 | 0.285 | 5.679 | 5.659 | 850 | 120.75 | -120.75
8658 | 0 | 0 | 0 | 0 | 0.092 | 0.081 | 0.455 | 0.314 | 5.348 | 5.604 | 850 | 129.64 | -129.64
8659 | 0 | 0 | 0 | 0 | 0.106 | 0.091 | 0.392 | 0.318 | 4.982 | 5.561 | 850 | 137.9 | -137.9
8660 | 0 | 0 | 0 | 0 | 0.108 | 0.093 | 0.359 | 0.313 | 4.629 | 5.445 | 850 | 138.05 | -138.05
8661 | 0 | 0 | 0 | 0 | 0.104 | 0.08 | 0.354 | 0.3 | 4.372 | 5.274 | 850 | 135.71 | -135.71
8662 | 0 | 0 | 0 | 0 | 0.1 | 0.063 | 0.35 | 0.287 | 4.4 | 5.137 | 850 | 129.13 | -129.13
8663 | 0 | 0 | 0 | 0 | 0.095 | 0.047 | 0.335 | 0.275 | 4.635 | 4.963 | 850 | 120.85 | -120.85
8664 | 0 | 0 | 0 | 0 | 0.093 | 0.035 | 0.303 | 0.261 | 4.801 | 4.688 | 850 | 123.5 | -123.5
8665 | 0 | 0 | 0 | 0 | 0.094 | 0.025 | 0.262 | 0.256 | 4.856 | 4.416 | 850 | 116.98 | -116.98
8666 | 0 | 0 | 0 | 0 | 0.099 | 0.019 | 0.217 | 0.26 | 4.821 | 4.424 | 850 | 106.79 | -106.79
8667 | 0 | 0 | 0 | 0 | 0.105 | 0.017 | 0.165 | 0.264 | 4.641 | 4.705 | 850 | 101.52 | -101.52
8668 | 0 | 0 | 0 | 0 | 0.106 | 0.018 | 0.114 | 0.251 | 4.296 | 4.948 | 850 | 101.03 | -101.03
8669 | 0 | 0 | 0 | 0 | 0.102 | 0.021 | 0.075 | 0.222 | 3.983 | 4.946 | 850 | 99.74 | -99.74
8670 | 0 | 0 | 0 | 0 | 0.093 | 0.025 | 0.054 | 0.19 | 4.136 | 4.751 | 850 | 99.58 | -99.58
8671 | 0 | 0 | 0 | 0 | 0.093 | 0.025 | 0.049 | 0.161 | 4.503 | 4.553 | 850 | 106.2 | -106.2
8672 | 0 | 0 | 0.013 | 0.05 | 0.105 | 0.024 | 0.05 | 0.125 | 4.704 | 4.556 | 850 | 115.7 | -115.7
8673 | 0.033 | 0.008 | 0.216 | 0.269 | 0.11 | 0.02 | 0.037 | 0.071 | 4.727 | 4.698 | 850 | 124.29 | -124.29
8674 | 0.141 | 0.03 | 0.431 | 0.433 | 0.078 | 0.02 | 0.026 | 0.041 | 4.724 | 4.857 | 850 | 131.85 | -131.85
8675 | 0.262 | 0.045 | 0.525 | 0.512 | 0.052 | 0.023 | 0.027 | 0.043 | 4.88 | 4.922 | 850 | 130.15 | -130.15
8676 | 0.313 | 0.053 | 0.545 | 0.515 | 0.034 | 0.023 | 0.028 | 0.029 | 5.034 | 4.997 | 850 | 120.1 | -120.1
8677 | 0.284 | 0.051 | 0.501 | 0.441 | 0.023 | 0.021 | 0.027 | 0.018 | 5.084 | 5.101 | 850 | 107.94 | -107.94
8678 | 0.185 | 0.026 | 0.388 | 0.289 | 0.021 | 0.018 | 0.026 | 0.013 | 5.004 | 5.041 | 850 | 107.81 | -107.81
8679 | 0.055 | 0 | 0.19 | 0.082 | 0.035 | 0.016 | 0.03 | 0.011 | 4.778 | 5.103 | 850 | 107.94 | -107.94
8680 | 0 | 0 | 0 | 0 | 0.054 | 0.016 | 0.033 | 0.007 | 4.556 | 5.253 | 850 | 121.65 | -121.65
8681 | 0 | 0 | 0 | 0 | 0.071 | 0.018 | 0.037 | 0.005 | 4.372 | 5.303 | 850 | 136.46 | -136.46
8682 | 0 | 0 | 0 | 0 | 0.078 | 0.023 | 0.04 | 0.007 | 4.214 | 5.295 | 850 | 146.25 | -146.25
8683 | 0 | 0 | 0 | 0 | 0.091 | 0.028 | 0.05 | 0.012 | 4.103 | 5.295 | 850 | 151.8 | -151.8
8684 | 0 | 0 | 0 | 0 | 0.103 | 0.032 | 0.061 | 0.016 | 4.22 | 5.286 | 850 | 158.4 | -158.4
8685 | 0 | 0 | 0 | 0 | 0.108 | 0.033 | 0.063 | 0.018 | 4.225 | 5.273 | 850 | 146.43 | -146.43
8686 | 0 | 0 | 0 | 0 | 0.112 | 0.031 | 0.063 | 0.019 | 4.277 | 5.27 | 850 | 133.14 | -133.14
8687 | 0 | 0 | 0 | 0 | 0.121 | 0.03 | 0.064 | 0.014 | 4.388 | 5.27 | 850 | 125.42 | -125.42
8688 | 0 | 0 | 0 | 0 | 0.133 | 0.026 | 0.059 | 0.009 | 4.443 | 5.233 | 850 | 126.76 | -126.76
8689 | 0 | 0 | 0 | 0 | 0.141 | 0.022 | 0.05 | 0.004 | 4.419 | 5.161 | 850 | 114 | -114
8690 | 0 | 0 | 0 | 0 | 0.144 | 0.02 | 0.043 | 0.002 | 4.377 | 5.099 | 850 | 126.4 | -126.4
8691 | 0 | 0 | 0 | 0 | 0.151 | 0.019 | 0.04 | 0.003 | 4.311 | 5.062 | 850 | 116.63 | -116.63
8692 | 0 | 0 | 0 | 0 | 0.164 | 0.019 | 0.038 | 0.004 | 4.221 | 5.017 | 850 | 110.15 | -110.15
8693 | 0 | 0 | 0 | 0 | 0.179 | 0.018 | 0.038 | 0.006 | 4.151 | 5.084 | 850 | 105.92 | -105.92
8694 | 0 | 0 | 0 | 0 | 0.198 | 0.016 | 0.041 | 0.009 | 4.146 | 5.155 | 850 | 102.93 | -102.93
8695 | 0 | 0 | 0 | 0 | 0.215 | 0.018 | 0.051 | 0.012 | 4.288 | 5.164 | 850 | 105.58 | -105.58
8696 | 0 | 0.006 | 0.006 | 0.044 | 0.224 | 0.019 | 0.066 | 0.013 | 4.54 | 5.128 | 850 | 109.71 | -109.71
8697 | 0.096 | 0.129 | 0.143 | 0.264 | 0.201 | 0.016 | 0.07 | 0.012 | 4.662 | 5.027 | 850 | 124.24 | -124.24
8698 | 0.26 | 0.275 | 0.344 | 0.449 | 0.117 | 0.014 | 0.047 | 0.008 | 4.753 | 5.023 | 850 | 128 | -128
8699 | 0.385 | 0.407 | 0.469 | 0.532 | 0.067 | 0.013 | 0.031 | 0.005 | 4.99 | 5.098 | 850 | 128.3 | -128.3
8700 | 0.434 | 0.453 | 0.522 | 0.545 | 0.048 | 0.015 | 0.024 | 0.004 | 5.182 | 5.096 | 850 | 122.83 | -122.83
8701 | 0.382 | 0.396 | 0.494 | 0.49 | 0.047 | 0.016 | 0.02 | 0.004 | 5.377 | 5.024 | 850 | 113.4 | -113.4
8702 | 0.227 | 0.257 | 0.381 | 0.362 | 0.068 | 0.021 | 0.019 | 0.005 | 5.61 | 5.059 | 850 | 108.97 | -108.97
8703 | 0.057 | 0.064 | 0.186 | 0.148 | 0.12 | 0.028 | 0.022 | 0.007 | 6.051 | 5.411 | 850 | 110.01 | -110.01
8704 | 0 | 0 | 0 | 0 | 0.185 | 0.039 | 0.03 | 0.011 | 6.586 | 5.919 | 850 | 117.83 | -117.83
8705 | 0 | 0 | 0 | 0 | 0.253 | 0.06 | 0.048 | 0.016 | 7.003 | 6.406 | 850 | 137.84 | -137.84
8706 | 0 | 0 | 0 | 0 | 0.314 | 0.091 | 0.077 | 0.02 | 7.238 | 6.866 | 850 | 143.25 | -143.25
8707 | 0 | 0 | 0 | 0 | 0.36 | 0.133 | 0.109 | 0.024 | 7.48 | 7.25 | 850 | 152 | -152
8708 | 0 | 0 | 0 | 0 | 0.386 | 0.172 | 0.135 | 0.025 | 7.722 | 7.502 | 850 | 147.51 | -147.51
8709 | 0 | 0 | 0 | 0 | 0.396 | 0.186 | 0.148 | 0.026 | 7.947 | 7.683 | 850 | 140.48 | -140.48
8710 | 0 | 0 | 0 | 0 | 0.343 | 0.155 | 0.151 | 0.024 | 8.208 | 7.822 | 850 | 129.26 | -129.26
8711 | 0 | 0 | 0 | 0 | 0.269 | 0.129 | 0.153 | 0.019 | 8.387 | 7.869 | 850 | 125.9 | -125.9
8712 | 0 | 0 | 0 | 0 | 0.226 | 0.13 | 0.16 | 0.015 | 8.555 | 8.003 | 850 | 121.25 | -121.25
8713 | 0 | 0 | 0 | 0 | 0.191 | 0.134 | 0.169 | 0.014 | 8.573 | 8.024 | 850 | 114.93 | -114.93
8714 | 0 | 0 | 0 | 0 | 0.178 | 0.143 | 0.175 | 0.018 | 8.603 | 8.027 | 850 | 127.39 | -127.39
8715 | 0 | 0 | 0 | 0 | 0.17 | 0.154 | 0.181 | 0.026 | 8.824 | 7.998 | 850 | 114.09 | -114.09
8716 | 0 | 0 | 0 | 0 | 0.17 | 0.154 | 0.173 | 0.036 | 9.001 | 8.062 | 850 | 107.71 | -107.71
8717 | 0 | 0 | 0 | 0 | 0.199 | 0.162 | 0.155 | 0.05 | 9.252 | 8.262 | 850 | 101.7 | -101.7
8718 | 0 | 0 | 0 | 0 | 0.242 | 0.175 | 0.139 | 0.063 | 9.55 | 8.456 | 850 | 97.73 | -97.73
8719 | 0 | 0 | 0 | 0 | 0.29 | 0.192 | 0.126 | 0.071 | 9.731 | 8.818 | 850 | 98.61 | -98.61
8720 | 0 | 0 | 0 | 0.001 | 0.331 | 0.21 | 0.113 | 0.073 | 10.011 | 9.14 | 850 | 98.16 | -98.16
8721 | 0.007 | 0.041 | 0.046 | 0.044 | 0.337 | 0.247 | 0.089 | 0.067 | 10.226 | 9.365 | 850 | 102.09 | -102.09
8722 | 0.02 | 0.095 | 0.126 | 0.1 | 0.319 | 0.292 | 0.055 | 0.053 | 10.338 | 9.538 | 850 | 110.71 | -110.71
8723 | 0.021 | 0.107 | 0.197 | 0.144 | 0.349 | 0.336 | 0.047 | 0.046 | 10.476 | 9.701 | 850 | 114.65 | -114.65
8724 | 0.007 | 0.132 | 0.228 | 0.159 | 0.36 | 0.338 | 0.057 | 0.047 | 10.516 | 9.806 | 850 | 104.07 | -104.07
8725 | 0.004 | 0.108 | 0.258 | 0.138 | 0.392 | 0.333 | 0.078 | 0.043 | 10.729 | 9.722 | 850 | 100.19 | -100.19
8726 | 0 | 0.06 | 0.178 | 0.088 | 0.425 | 0.292 | 0.088 | 0.037 | 11.126 | 9.579 | 850 | 100.72 | -100.72
8727 | 0 | 0.006 | 0.067 | 0.021 | 0.409 | 0.268 | 0.111 | 0.038 | 11.326 | 9.719 | 850 | 99.73 | -99.73
8728 | 0 | 0 | 0 | 0 | 0.467 | 0.304 | 0.127 | 0.033 | 11.301 | 10.086 | 850 | 98.44 | -98.44
8729 | 0 | 0 | 0 | 0 | 0.482 | 0.323 | 0.125 | 0.032 | 11.584 | 10.459 | 850 | 104.01 | -104.01
8730 | 0 | 0 | 0 | 0 | 0.51 | 0.325 | 0.107 | 0.037 | 12.068 | 10.734 | 850 | 121.73 | -121.73
8731 | 0 | 0 | 0 | 0 | 0.534 | 0.335 | 0.074 | 0.051 | 12.42 | 11.033 | 850 | 122 | -122
8732 | 0 | 0 | 0 | 0 | 0.51 | 0.377 | 0.053 | 0.064 | 12.619 | 11.418 | 850 | 126.11 | -126.11
8733 | 0 | 0 | 0 | 0 | 0.551 | 0.391 | 0.041 | 0.062 | 12.869 | 11.894 | 850 | 121.34 | -121.34
8734 | 0 | 0 | 0 | 0 | 0.528 | 0.424 | 0.038 | 0.05 | 13.161 | 13.248 | 850 | 109.92 | -109.92
8735 | 0 | 0 | 0 | 0 | 0.537 | 0.422 | 0.042 | 0.041 | 13.501 | 13.43 | 850 | 90.21 | -90.21
8736 | 0 | 0 | 0 | 0 | 0.551 | 0.478 | 0.046 | 0.042 | 14.104 | 13.6 | 850 | 83.79 | -83.79
8737 | 0 | 0 | 0 | 0 | 0.551 | 0.497 | 0.047 | 0.055 | 14.356 | 13.834 | 850 | 71.63 | -71.63
8738 | 0 | 0 | 0 | 0 | 0.552 | 0.515 | 0.042 | 0.066 | 14.55 | 13.888 | 850 | 71.73 | -71.73
8739 | 0 | 0 | 0 | 0 | 0.57 | 0.485 | 0.038 | 0.062 | 14.737 | 13.988 | 850 | 68.6 | -68.6
8740 | 0 | 0 | 0 | 0 | 0.573 | 0.498 | 0.037 | 0.066 | 15.041 | 14.351 | 850 | 68.6 | -68.6
8741 | 0 | 0 | 0 | 0 | 0.612 | 0.507 | 0.035 | 0.078 | 14.995 | 14.415 | 850 | 64.65 | -64.65
8742 | 0 | 0 | 0 | 0 | 0.631 | 0.514 | 0.03 | 0.083 | 15.055 | 15.004 | 850 | 66.89 | -66.89
8743 | 0 | 0 | 0 | 0 | 0.642 | 0.548 | 0.021 | 0.08 | 15.024 | 14.908 | 850 | 69.17 | -69.17
8744 | 0 | 0 | 0.004 | 0.005 | 0.669 | 0.547 | 0.014 | 0.064 | 15.165 | 15.001 | 850 | 71.14 | -71.14
8745 | 0.005 | 0.023 | 0.11 | 0.084 | 0.655 | 0.544 | 0.01 | 0.045 | 14.82 | 14.864 | 850 | 80.2 | -80.2
8746 | 0.029 | 0.085 | 0.252 | 0.187 | 0.582 | 0.534 | 0.009 | 0.041 | 14.449 | 14.671 | 850 | 86.3 | -86.3
8747 | 0.041 | 0.124 | 0.349 | 0.243 | 0.684 | 0.57 | 0.01 | 0.036 | 14.556 | 14.634 | 850 | 87.06 | -87.06
8748 | 0.036 | 0.105 | 0.409 | 0.379 | 0.701 | 0.611 | 0.011 | 0.028 | 14.33 | 14.773 | 850 | 83.71 | -83.71
8749 | 0.026 | 0.079 | 0.391 | 0.402 | 0.734 | 0.584 | 0.01 | 0.021 | 14.601 | 14.343 | 850 | 78.88 | -78.88
8750 | 0.013 | 0.05 | 0.295 | 0.305 | 0.768 | 0.57 | 0.008 | 0.015 | 15.078 | 14.591 | 850 | 82.86 | -82.86
8751 | 0 | 0.006 | 0.137 | 0.12 | 0.772 | 0.585 | 0.008 | 0.011 | 15.555 | 14.676 | 850 | 80.5 | -80.5
8752 | 0 | 0 | 0 | 0 | 0.789 | 0.59 | 0.01 | 0.008 | 15.771 | 15.03 | 850 | 83.7 | -83.7
8753 | 0 | 0 | 0 | 0 | 0.792 | 0.608 | 0.017 | 0.008 | 15.956 | 15.433 | 850 | 92.42 | -92.42
8754 | 0 | 0 | 0 | 0 | 0.794 | 0.605 | 0.03 | 0.01 | 16.148 | 15.389 | 850 | 96.97 | -96.97
8755 | 0 | 0 | 0 | 0 | 0.79 | 0.577 | 0.053 | 0.011 | 16.197 | 15.786 | 850 | 109.97 | -109.97
8756 | 0 | 0 | 0 | 0 | 0.775 | 0.577 | 0.078 | 0.012 | 15.998 | 15.913 | 850 | 100 | -100
8757 | 0 | 0 | 0 | 0 | 0.723 | 0.583 | 0.094 | 0.016 | 15.627 | 16.122 | 850 | 86.62 | -86.62
8758 | 0 | 0 | 0 | 0 | 0.697 | 0.591 | 0.104 | 0.019 | 15.331 | 16.043 | 850 | 74.83 | -74.83
8759 | 0 | 0 | 0 | 0 | 0.709 | 0.615 | 0.113 | 0.02 | 14.884 | 15.763 | 850 | 68.02 | -68.02
8760 | 0 | 0 | 0 | 0 | 0.688 | 0.583 | 0.125 | 0.021 | 14.192 | 15.451 | 850 | 67.26 | -67.26