## INFO
Scenario Description | Example scenario
This Excel file defines an oemof energy system.
The components are defined in the several sheets.
Sheet | Notes
buses | Defines the buses used in the energy system
-If excess or shortage flag is set (=1), an additional sink resp. source is added AUTOMATICALLY
commodity_sources | Defines the commodity sources such as oil, gas etc.
demand | Defines demand components such as heat demand
powerlines | Defines power lines between 2 buses
-Creates 2 oemof transformers (A->B, B->A)
renewables | Defines the renewable sources (fixed generation)
storages | Defines storages
Initial capacity: set between 0 (empty) and 1 (full)
transformers | Defines the transformers like power2gas plants etc.
-variable costs refer to input values!
- capacity is the nominal value of the output; "max nom in" is the maximum input which is multiplied with the timeseries transformer.max
-Power lines are defined in the sheet "powerlines"
time_series | Time series
-Format of column must follow the format NODE.PARAMETER (e.g. wind.actual_value)
time series are implemented for renewables, demands and transformer inputs
General notes
-For details on how this data is used (and to alter) during creation of the energy system refer to function "create_nodes()".
-Unit of values is kW / kWh and €
-If column "active" is set to 0, the component will not be created in the energy system

## buses
label | active | excess | shortage | unit | shortage_costs | shortage_env | excess_costs | excess_env | excess_env_conversion | warnings | Dropdown list |  | c_avar_25 | c_avar_30 | c_avar_35 | c_avar_40 | c_avar_45 | c_avar_50 | c_avar_55 | c_avar_60 | c_avar_65 | c_avar_70
bus_el | 1 | 1 | 0 | kWh | 0 | empty | 0 | empty | 0 |  | empty | electricity excess, low voltage, DE, commodity_kWh
bus_el-over | 1 | 1 | 0 | kWh | 0 | empty | 0 | empty | 0 |  | empty
bus_el-h2 | 1 | 1 | 0 | kWh | 0 | empty | 0 | empty | 0 |  | empty
bus_el-re | 1 | 1 | 0 | kWh | 0 | empty | 0 | empty | 0 |  | empty
bus_el-stor | 1 | 1 | 0 | kWh | 0 | empty | 0 | empty | 0 |  | empty
bus_el-out | 1 | 0 | 0 | kWh | 0 | empty | 0 | empty | 0 |  | empty
bus_el-grid | 1 | 0 | 0 | kWh | 0 | empty | 0 | empty | 0 |  | empty
bus_el-transformed | 1 | 1 | 0 | kWh | 0 | empty | 0 | empty | 0 |  | empty
bus_th | 0 | 0 | 0 | kWh | 0 | empty | 0 | empty | 0 |  | empty
bus_th_low | 0 | 0 | 0 | kWh | 1000000000 | empty | 0 | empty | 0 |  | empty
bus_th_high | 0 | 0 | 0 | kWh | 0 | empty | 0 | empty | 0 |  | empty
bus_th_households | 0 | 0 | 0 | kWh | 0 | empty | 0 | empty | 0 |  | empty
bus_logs | 0 | 0 | 0 | kWh | 0 | empty | 0 | empty | 0 |  | empty
bus_nat_gas | 1 | 1 | 0 | kWh | 0 | empty | 0 | empty | 0 |  | empty
bus_pellets | 0 | 0 | 0 | kWh | 0 | empty | 0 | empty | 0 |  | empty
bus_th_ambient | 0 | 0 | 0 | kWh | 1000000000 | empty | 0 | empty | 0 |  | empty
bus_w_chips | 0 | 0 | 0 | kWh | 0 | empty | 0 | empty | 0 |  | empty
bus_hw_chips | 0 | 0 | 0 | kWh | 1000000000 | empty | 0 | empty | 0 |  | empty
bus_sw_chips | 0 | 0 | 0 | kWh | 0 | empty | 0 | empty | 0 |  | empty
bus_hydrogen | 1 | 1 | 0 | kg | 0 | empty | 0 | empty | 0 |  | empty
bus_hydrogen_proxy | 1 | 1 | 0 | kg | 0 | empty | 0 | empty | 0 |  | empty
bus_biogas | 0 | 0 | 0 | kWh | 0 | empty | 0 | empty | 0 |  | empty
bus_biometh | 1 | 1 | 0 | kWh | 0 | empty | 0 | empty | 0 |  | empty
bus_oxygen | 1 | 1 | 0 | kg | 0 | empty | 0 | empty | 0 |  | empty
bus_water_ultrapure | 1 | 1 | 0 | kg | 0 | empty | 0 | empty | 0 |  | empty
bus_water_deionized | 1 | 1 | 0 | kg | 0 | empty | 0 | empty | 0 |  | empty
bus_th60 | 1 | 1 | 0 | kWh | 0 | empty | 0 | empty | 0 |  | empty
bus_th120 | 1 | 0 | 0 | kWh | 0 | empty | 0 | empty | 0 |  | empty
bus_th200 | 1 | 0 | 0 | kWh | 0 | empty | 0 | empty | 0 |  | empty
bus_th400 | 1 | 0 | 0 | kWh | 0 | empty | 0 | empty | 0 |  | empty
bus_lohc | 1 | 1 | 0 | kg | 0 | empty | 0 | empty | 0 |  | empty
bus_nh3 | 1 | 1 | 0 | kg | 0 | empty | 0 | empty | 0 |  | empty
bus_atr-exhaust | 1 | 0 | 0 | kg | 0 | empty | 0 | empty | 0 |  | empty
bus_smr-exhaust | 1 | 0 | 0 | kg | 0 | empty | 0 | empty | 0 |  | empty
bus_co2_emission | 1 | 1 | 0 | kg | 0 | empty | c_avar | co2_emission | 1 |  | empty | co2_emission | 0.075 | 0.15 | 0.225 | 0.3 | 0.3 | 0.3 | 0.3 | 0.3 | 0.3 | 0.3
bus_co2 | 1 | 1 | 0 | kg | 0 | empty | c_avar | empty | 0 |  | empty |  | 0.03 | 0.06 | 0.09 | 0.12 | 0.12 | 0.12 | 0.12 | 0.12 | 0.12 | 0.12
bus_carbon | 1 | 1 | 0 | kWh | 0 | empty | 0 | empty | 0 |  | empty
bus_co | 0 | 0 | 0 | kg | 0 | empty | 0 | empty | 0 |  | empty
bus_steam7,5bar | 1 | 1 | 0 | kWh | 0 | empty | 0 | empty | 0 |  | empty
bus_ch3oh | 0 | 0 | 0 | kg | 0 | empty | 0 | empty | 0 |  | empty
bus_smre | 1 | 0 | 0 | kg | 0 | empty | 0 | empty | 0 |  | empty
bus_smre_po1 | 1 | 0 | 0 | kg | 0 | empty | 0 | empty | 0 |  | empty
bus_smr_pi1 | 1 | 0 | 0 | kg | 0 | empty | 0 | empty | 0 |  | empty
bus_smr_pi2 | 1 | 0 | 0 | kg | 0 | empty | 0 | empty | 0 |  | empty
bus_smr_po1 | 1 | 0 | 0 | kg | 0 | empty | 0 | empty | 0 |  | empty
bus_pem | 1 | 0 | 0 | kg | 0 | empty | 0 | empty | 0 |  | empty
bus_pem_po1 | 1 | 0 | 0 | kg | 0 | empty | 0 | empty | 0 |  | empty
bus_ael | 1 | 0 | 0 | kg | 0 | empty | 0 | empty | 0 |  | empty
bus_ael_po1 | 1 | 0 | 0 | kg | 0 | empty | 0 | empty | 0 |  | empty
bus_aem | 0 | 0 | 0 | kg | 0 | empty | 0 | empty | 0 |  | empty
bus_aem_po1 | 0 | 0 | 0 | kg | 0 | empty | 0 | empty | 0 |  | empty
bus_soec_pi1 | 1 | 0 | 0 | kg | 0 | empty | 0 | empty | 0 |  | empty
bus_soec | 1 | 0 | 0 | kg | 0 | empty | 0 | empty | 0 |  | empty
bus_soec_po1 | 1 | 0 | 0 | kg | 0 | empty | 0 | empty | 0 |  | empty
bus_soec_po2 | 1 | 0 | 0 | kg | 0 | empty | 0 | empty | 0 |  | empty
bus_coel_pi1 | 0 | 0 | 0 | kg | 0 | empty | 0 | empty | 0 |  | empty
bus_coel | 0 | 0 | 0 | kg | 0 | empty | 0 | empty | 0 |  | empty
bus_atr_pi1 | 0 | 0 | 0 | kg | 0 | empty | 0 | empty | 0 |  | empty
bus_atr | 0 | 0 | 0 | kg | 0 | empty | 0 | empty | 0 |  | empty
bus_atr_po1 | 0 | 0 | 0 | kg | 0 | empty | 0 | empty | 0 |  | empty
bus_atr_po2 | 0 | 0 | 0 | kg | 0 | empty | 0 | empty | 0 |  | empty
bus_lohcdehy_pi1 | 1 | 0 | 0 | kg | 0 | empty | 0 | empty | 0 |  | empty
bus_ammoniadecomp_pi1 | 1 | 0 | 0 | kg | 0 | empty | 0 | empty | 0 |  | empty
bus_kvaerner_pi1 | 0 | 0 | 0 | kg | 0 | empty | 0 | empty | 0 |  | empty
bus_kvaerner_po1 | 0 | 0 | 0 | kg | 0 | empty | 0 | empty | 0 |  | empty
bus_kvaerner_po2 | 0 | 0 | 0 | kg | 0 | empty | 0 | empty | 0 |  | empty
bus_kvaerner_po3 | 0 | 0 | 0 | kg | 0 | empty | 0 | empty | 0 |  | empty
bus_sepuran | 0 | 0 | 0 | kg | 0 | empty | 0 | empty | 0 |  | empty
bus_methsyn_pi1 | 0 | 0 | 0 | kg | 0 | empty | 0 | empty | 0 |  | empty
bus_chp_pi1 | 1 | 0 | 0 | kWh | 0 | empty | 0 | empty | 0 |  | empty
bus_chp_e_pi1 | 1 | 0 | 0 | kWh | 0 | empty | 0 | empty | 0 |  | empty
bus_chp_exist | 1 | 0 | 0 | kWh | 0 | empty | 0 | empty | 0 |  | empty
bus_chp_new | 1 | 0 | 0 | kWh | 0 | empty | 0 | empty | 0 |  | empty
bus_chp-e_po1 | 1 | 0 | 0 | kWh | 0 | empty | 0 | empty | 0 |  | empty
bus_chp-n_po1 | 1 | 0 | 0 | kWh | 0 | empty | 0 | empty | 0 |  | empty
bus_chp-h2_pi1 | 1 | 0 | 0 | kWh | 0 | empty | 0 | empty | 0 |  | empty
bus_chp-h2 | 1 | 0 | 0 | kWh | 0 | empty | 0 | empty | 0 |  | empty

## commodity_sources
label | active | to | unit | year_of_availability | end_of_availability | variable_costs | var_env1 | var_env1_conversion | timevariable_costs | max | comment | fuel_based | comment
resource_grid_25 | 1 | bus_el-grid | kWh | 2025 | 2030 | 0.1 | el_mix_DE_2025_kWh | 1 | 0 |  |  | 1 | baseline assumptions: Langfristszenarien; bdew2023a p. 44 (Futures 2026: 0,112); Prognos
resource_grid_30 | 1 | bus_el-grid | kWh | 2030 | 2035 | 0.08 | el_mix_DE_2030_kWh | 1 | 0
resource_grid_35 | 1 | bus_el-grid | kWh | 2035 | 2040 | 0.07 | el_mix_DE_2035_kWh | 1 | 0
resource_grid_40 | 1 | bus_el-grid | kWh | 2040 | 2045 | 0.06 | el_mix_DE_2040_kWh | 1 | 0
resource_grid_45 | 1 | bus_el-grid | kWh | 2045 | 2050 | 0.055 | el_mix_DE_2045_kWh | 1 | 0
resource_grid_50 | 1 | bus_el-grid | kWh | 2050 | 2055 | 0.055 | el_mix_DE_2045_kWh | 1 | 0
resource_grid_55 | 0 | bus_el-grid | kWh | 2055 | 2060 | 0.055 | el_mix_DE_2045_kWh | 1 | 0
resource_grid_60 | 0 | bus_el-grid | kWh | 2060 | 2065 | 0.055 | el_mix_DE_2045_kWh | 1 | 0
resource_grid_65 | 0 | bus_el-grid | kWh | 2065 | 2070 | 0.055 | el_mix_DE_2045_kWh | 1 | 0
resource_grid_70 | 0 | bus_el-grid | kWh | 2070 | 1000000000000 | 0.055 | el_mix_DE_2045_kWh | 1 | 0
resource_nat_gas_25 | 0 | bus_nat_gas | kWh | 2025 | 2030 | 0.042 | market for natural gas, high pressure_commodity_DE_m3 | 0.1 | 0 |  | 36 MJ/m3 [ecoinvent database] | 1 | based on Bundesnetzagentur für Elektrizität…2022 p. 460, statista (download), TradingHub.eu and Langfristszenarien; bdew2023b;
resource_nat_gas_30 | 0 | bus_nat_gas | kWh | 2030 | 2035 | 0.03 | market for natural gas, high pressure_commodity_DE_m3 | 0.1 | 0 |  |  | 1 | based on Langfristszenarien
resource_nat_gas_35 | 0 | bus_nat_gas | kWh | 2035 | 2040 | 0.019 | market for natural gas, high pressure_commodity_DE_m3 | 0.1 | 0 |  |  | 1 | based on Langfristszenarien
resource_nat_gas_40 | 0 | bus_nat_gas | kWh | 2040 | 2045 | 0.019 | market for natural gas, high pressure_commodity_DE_m3 | 0.1 | 0 |  |  | 1 | based on Langfristszenarien
resource_nat_gas_45 | 0 | bus_nat_gas | kWh | 2045 | 2050 | 10 | market for natural gas, high pressure_commodity_DE_m3 | 0.1 | 0 |  |  | 1 | based on Langfristszenarien
resource_nat_gas_50 | 0 | bus_nat_gas | kWh | 2050 | 2055 | 10 | market for natural gas, high pressure_commodity_DE_m3 | 0.1 | 0
resource_nat_gas_55 | 0 | bus_nat_gas | kWh | 2055 | 2060 | 10 | market for natural gas, high pressure_commodity_DE_m3 | 0.1 | 0
resource_nat_gas_60 | 0 | bus_nat_gas | kWh | 2060 | 2065 | 10 | market for natural gas, high pressure_commodity_DE_m3 | 0.1 | 0
resource_nat_gas_65 | 0 | bus_nat_gas | kWh | 2065 | 2070 | 10 | market for natural gas, high pressure_commodity_DE_m3 | 0.1 | 0
resource_nat_gas_70 | 0 | bus_nat_gas | kWh | 2070 | 2075 | 10 | market for natural gas, high pressure_commodity_DE_m3 | 0.1 | 0
resource_biogas_25 | 0 | bus_biogas | kWh | 2025 | 2030 | 0.09 | empty | 1 | 0 |  | biomethane price, biogas could be cheaper to a small extent | 0 | Alberici2023,
resource_biogas_30 | 0 | bus_biogas | kWh | 2030 | 2035 | 0.09 | empty | 1 | 0 |  | biomethane price, biogas could be cheaper to a small extent | 0
resource_biogas_35 | 0 | bus_biogas | kWh | 2035 | 2040 | 0.09 | empty | 1 | 0 |  | biomethane price, biogas could be cheaper to a small extent | 0
resource_biogas_40 | 0 | bus_biogas | kWh | 2040 | 2045 | 0.09 | empty | 1 | 0 |  | biomethane price, biogas could be cheaper to a small extent | 0
resource_biogas_45 | 0 | bus_biogas | kWh | 2045 | 1000000000000 | 0.09 | empty | 1 | 0 |  | biomethane price, biogas could be cheaper to a small extent | 0
resource_biogas | 0 | bus_biogas | kWh |  |  | 0.09 | empty | 1 | 0 |  | biomethane price, biogas could be cheaper to a small extent | 0
resource_biometh_industry | 0 | bus_biometh | kWh | 0 | 1000000000000 | 0.1152 | empty | 3.6 | 0 |  | 3.6 MJ/kWh | 1
resource_pellets | 0 | bus_pellets | kWh | 0 | 1000000000000 | 0.32 | market for wood pellet, measured as dry mass, commodity_kg | 0.19251 | 0 |  | LHV 18.7 MJ/kg (dry mass) [ecoinvent database] | 1
resource_w_chips | 0 | bus_w_chips | kWh | 0 | 1000000000000 | 0.06738 | market for wood chips, measured as dry mass_commodity_kg | 0.19048 | 0 |  | LHV 18.9 MJ/kg (dry mass) | 1
resource_hw_chips | 0 | bus_hw_chips | kWh | 0 | 1000000000000 | 0.028952 | market for hard_softwood chips from forest, wet, measured as dry mass, commodity_kg | 0.19672 | 0 |  | LHV (oven-dry) 18.3 MJ/kg [ecoinvent database] | 1
resource_sw_chips | 0 | bus_sw_chips | kWh | 0 | 1000000000000 | 0.08267 | market for hard_softwood chips from forest, wet, measured as dry mass, commodity_kg | 0.18848 | 0 |  | LHV (oven-dry) 19.1 MJ/kg [ecoinvent database] | 1
resource_logs | 0 | bus_logs | kWh | 0 | 1000000000000 | 0.023525 | market for cleft timber, measured as dry mass, commodity_DE_kg | 0.19407 | 0 |  | LHV 18.55 MJ/kg (dry mass) [ecoinvent database] | 1
resource_water_ultrapure | 1 | bus_water_ultrapure | kg | 0 | 1000000000000 | 0.003 | market for water, ultrapure | 1 | 0 |  |  | 0
resource_water_deionized | 1 | bus_water_deionized | kg | 0 | 1000000000000 | 0.003 | market for water, deionised | 1 | 0 |  |  | 0
resource_th60-wasteheat | 0 | bus_th60 | kWh | 0 | 2100 | 0 | empty | 1 | 0
resource_h2-pipeline_25 | 0 | bus_hydrogen | kg | 2025 | 2030 | 1e+20 | hydrogen pipeline import, Morocco-Germany_kg | 1 | 0 |  | solely Levelized Cost of Fuel but no taxes or other charges are considered | 0 | extensive literature research: Aurora2023, Lux2021, Lux2020, within range of Wietschel2023; LCA based on Kanz2023
resource_h2-pipeline_30 | 0 | bus_hydrogen | kg | 2030 | 2035 | 1e+20 | hydrogen pipeline import, Morocco-Germany_kg | 1 | 0 |  | solely Levelized Cost of Fuel but no taxes or other charges are considered | 0 | 5.16
resource_h2-pipeline_35 | 0 | bus_hydrogen | kg | 2035 | 2040 | 4.87 | hydrogen pipeline import, Morocco-Germany_kg | 1 | 0 |  | solely Levelized Cost of Fuel but no taxes or other charges are considered | 0 | 4.87
resource_h2-pipeline_40 | 0 | bus_hydrogen | kg | 2040 | 2045 | 4.58 | hydrogen pipeline import, Morocco-Germany_kg | 1 | 0 |  | solely Levelized Cost of Fuel but no taxes or other charges are considered | 0 | 4.58
resource_h2-pipeline_45 | 0 | bus_hydrogen | kg | 2045 | 2050 | 4.29 | hydrogen pipeline import, Morocco-Germany_kg | 1 | 0 |  | solely Levelized Cost of Fuel but no taxes or other charges are considered | 0 | 4.29
resource_h2-pipeline_50 | 0 | bus_hydrogen | kg | 2050 | 2055 | 4 | hydrogen pipeline import, Morocco-Germany_kg | 1 | 0 |  | solely Levelized Cost of Fuel but no taxes or other charges are considered | 0 | 4
resource_h2-pipeline_55 | 0 | bus_hydrogen | kg | 2055 | 2060 | 4 | hydrogen pipeline import, Morocco-Germany_kg | 1 | 0 |  | solely Levelized Cost of Fuel but no taxes or other charges are considered | 0
resource_h2-pipeline_60 | 0 | bus_hydrogen | kg | 2060 | 2065 | 4 | hydrogen pipeline import, Morocco-Germany_kg | 1 | 0 |  | solely Levelized Cost of Fuel but no taxes or other charges are considered | 0
resource_h2-pipeline_65 | 0 | bus_hydrogen | kg | 2065 | 2070 | 4 | hydrogen pipeline import, Morocco-Germany_kg | 1 | 0 |  | solely Levelized Cost of Fuel but no taxes or other charges are considered | 0
resource_h2-pipeline_70 | 0 | bus_hydrogen | kg | 2070 | 2075 | 4 | hydrogen pipeline import, Morocco-Germany_kg | 1 | 0 |  | solely Levelized Cost of Fuel but no taxes or other charges are considered | 0
resource_ammonia_25 | 0 | bus_nh3 | kg | 2025 | 2030 | 0.76 | NH3 wind esp-de_commodity_kg | 1 | 0 |  | solely Levelized Cost of Fuel but no taxes or other charges are considered | 0 | LCA/Carbon Footprint rather optimistic (solely based on wind)
resource_ammonia_30 | 0 | bus_nh3 | kg | 2030 | 2035 | 0.72 | NH3 wind esp-de_commodity_kg | 1 | 0 |  | solely Levelized Cost of Fuel but no taxes or other charges are considered | 0
resource_ammonia_35 | 0 | bus_nh3 | kg | 2035 | 2040 | 0.68 | NH3 wind esp-de_commodity_kg | 1 | 0 |  | solely Levelized Cost of Fuel but no taxes or other charges are considered | 0
resource_ammonia_40 | 0 | bus_nh3 | kg | 2040 | 2045 | 0.64 | NH3 wind esp-de_commodity_kg | 1 | 0 |  | solely Levelized Cost of Fuel but no taxes or other charges are considered | 0
resource_ammonia_45 | 0 | bus_nh3 | kg | 2045 | 2050 | 0.59 | NH3 wind esp-de_commodity_kg | 1 | 0 |  | solely Levelized Cost of Fuel but no taxes or other charges are considered | 0
resource_ammonia_50 | 0 | bus_nh3 | kg | 2050 | 2055 | 0.55 | NH3 wind esp-de_commodity_kg | 1 | 0 |  | solely Levelized Cost of Fuel but no taxes or other charges are considered | 0
resource_ammonia_55 | 0 | bus_nh3 | kg | 2055 | 2060 | 0.55 | NH3 wind esp-de_commodity_kg | 1 | 0 |  | solely Levelized Cost of Fuel but no taxes or other charges are considered | 0
resource_ammonia_60 | 0 | bus_nh3 | kg | 2060 | 2065 | 0.55 | NH3 wind esp-de_commodity_kg | 1 | 0 |  | solely Levelized Cost of Fuel but no taxes or other charges are considered | 0
resource_ammonia_65 | 0 | bus_nh3 | kg | 2065 | 2070 | 0.55 | NH3 wind esp-de_commodity_kg | 1 | 0 |  | solely Levelized Cost of Fuel but no taxes or other charges are considered | 0
resource_ammonia_70 | 0 | bus_nh3 | kg | 2070 | 2075 | 0.55 | NH3 wind esp-de_commodity_kg | 1 | 0 |  | solely Levelized Cost of Fuel but no taxes or other charges are considered | 0
resource_lohc_25 | 0 | bus_lohc | kg | 2025 | 2030 | 0.26 | LOHC wind esp-de_commodity_kg | 1 | 0 |  | solely Levelized Cost of Fuel but no taxes or other charges are considered | 0 | LCA/Carbon Footprint rather optimistic (solely based on wind)
resource_lohc_30 | 0 | bus_lohc | kg | 2030 | 2035 | 0.25 | LOHC wind esp-de_commodity_kg | 1 | 0 |  | solely Levelized Cost of Fuel but no taxes or other charges are considered | 0
resource_lohc_35 | 0 | bus_lohc | kg | 2035 | 2040 | 0.24 | LOHC wind esp-de_commodity_kg | 1 | 0 |  | solely Levelized Cost of Fuel but no taxes or other charges are considered | 0
resource_lohc_40 | 0 | bus_lohc | kg | 2040 | 2045 | 0.23 | LOHC wind esp-de_commodity_kg | 1 | 0 |  | solely Levelized Cost of Fuel but no taxes or other charges are considered | 0
resource_lohc_45 | 0 | bus_lohc | kg | 2045 | 2050 | 0.22 | LOHC wind esp-de_commodity_kg | 1 | 0 |  | solely Levelized Cost of Fuel but no taxes or other charges are considered | 0
resource_lohc_50 | 0 | bus_lohc | kg | 2050 | 2055 | 0.21 | LOHC wind esp-de_commodity_kg | 1 | 0 |  | solely Levelized Cost of Fuel but no taxes or other charges are considered | 0
resource_lohc_55 | 0 | bus_lohc | kg | 2055 | 2060 | 0.21 | LOHC wind esp-de_commodity_kg | 1 | 0 |  | solely Levelized Cost of Fuel but no taxes or other charges are considered | 0
resource_lohc_60 | 0 | bus_lohc | kg | 2060 | 2065 | 0.21 | LOHC wind esp-de_commodity_kg | 1 | 0 |  | solely Levelized Cost of Fuel but no taxes or other charges are considered | 0
resource_lohc_65 | 0 | bus_lohc | kg | 2065 | 2070 | 0.21 | LOHC wind esp-de_commodity_kg | 1 | 0 |  | solely Levelized Cost of Fuel but no taxes or other charges are considered | 0
resource_lohc_70 | 0 | bus_lohc | kg | 2070 | 2075 | 0.21 | LOHC wind esp-de_commodity_kg | 1 | 0 |  | solely Levelized Cost of Fuel but no taxes or other charges are considered | 0
resource_ch3oh | 0 | bus_ch3oh | kg | 2025 | 1000000000000 | 0.36 | empty | 1 | 0 |  | ? | 1
resource_co2 | 0 | bus_co2 | kg | 2025 | 1000000000000 | 0 | empty | 1 | 0 |  | ? | 1
Note on H51: Schmid, Marco: optimistic, as PEM and Haber-Bosch construction phase in spain are not considered
Note on H62: Schmid, Marco: optimistic, as PEM and hydrogenation construction phase in spain are not considered

## demand
label | active | from | nominal value | fixed-flow_periodically_variable | comment
load_el | 1 | bus_el | 1 | 0
load_th_high | 0 | bus_th_high | 1 | 0
load_th_low | 0 | bus_th_low | 1 | 0
load_th | 0 | bus_th | 1 | 0
load_hydrogen | 1 | bus_hydrogen | 1 | 0
load_h2_export | 0 | bus_h2_300bar | 1 | 0
load_steamSite | 1 | bus_steam7,5bar | 1 | 0
load_methanol | 0 | bus_ch3oh | 1 | 0
load-households_el | 0 | bus_el | 1 | 0
load-households_th | 0 | bus_th_households | 1 | 0

## renewables
label | active | to | unit | initial_existance | initially_installed_capacity | year_of_availability | end_of_availability | variable_costs | var_env1 | var_env1_conversion | om | invest | lifetime | max_capacity_invest | max_total_capacity | inv1 | inv1_conversion | fixed | fixed-flow_periodically_variable | info1 | info2 | info3 | comment |  | Dropdown list | Dropdown list | Dropdown list
[20 empty] | eg. turbine type | e.g. hub height | e.g. WPP capacity
PV_flat_roof | 0 | bus_el | kWp | 0 | 0 | 0 | 1000000000000 | 0 | empty | 1 | 41.174 | 2058.7 | 25 | 1000000000000 | 1000000 | production, PV, flat-roof installation, 156kWp, cryst_2021_kW | 1 | 1 | [7 empty] | construction, wind turbine, 6kW, onshore_kW | production, PV, facade installation, 3kWp, cryst_2021_kW
PV_facade | 0 | bus_el | kWp | 0 | 0 | 0 | 1000000000000 | 0 | empty | 1 | 41.174 | 4117.4 | 25 | 1000000000000 | 1000000 | production, PV, facade installation, 3kWp, crist_kW | 1 | 1 | [7 empty] | construction, wind turbine, 3.2MW, DDPMSG, onshore_kW | production, PV, slanted-roof installation, 3kWp, cryst_2021_kW
PV_roof | 0 | bus_el | kW | 0 | 0 | 0 | 1000000000000 | 0 | empty | 1 | 41.174 | 2058.7 | 25 | 1000000000000 | 1000000 | production, PV, slanted-roof installation, 3kWp, cryst_2021_kW | 1 | 1 | [7 empty] | construction, wind turbine, 3.3MW, DFIG, onshore_kW | production, ,PV, slanted-roof installation, 3kWp, CIS_kW
ambient_heat_ground | 0 | bus_th_ambient | kW | 0 | 0 | 0 | 1000000000000 | 0 | empty | 1 | 0 | 1818.1818 | 50 | 1000000000000 | 1000000 | construction, borehole heat exchanger, investment_m | 18.1818 | 0 |  |  |  |  | 0.055 | kW/m lt. Energiekonzept "Am Horn" S. 20 |  | construction, wind turbne, 3.2 MW, DDSG, DDPMSG, DFIG, onshore_kW | production, PV, slanted-roof installation, 3kWp, CdTe_kW
solar_thermal_FPC | 0 | bus_th | m² | 0 | 0 | 0 | 1000000000000 | 0 | empty | 1 | 11 | 526 | 20 | 1000000000000 | 1000000 | production, solar collector system, Cu flat plate collector, multiple dwelling, for combined system, investment_m2 | 1 | 1 |  |  |  |  | 0.5 kW/m² | invest: invest kosten + maintenance/leistung |  | construction, wind turbine, onshore_kW | construction, photovoltaic plant, 570kWp open ground, cryst_2021_kW
solar_thermal_FPC_low | 0 | bus_th_low | m² | 0 | 0 | 0 | 1000000000000 | 0 | empty | 1 | 11 | 526 | 20 | 1000000000000 | 1000000 | production, solar collector system, Cu flat plate collector, multiple dwelling, for combined system, investment_m2 | 1 | 1 | [8 empty] | construction, photovoltaic plant, 570kWp open ground, CdTE_kW
solar_thermal_FPC_high | 0 | bus_th_high | m² | 0 | 0 | 0 | 1000000000000 | 0 | empty | 1 | 11 | 526 | 20 | 1000000000000 | 1000000 | production, solar collector system, Cu flat plate collector, multiple dwelling, for combined system, investment_m2 | 1 | 1 | [8 empty] | construction, photovoltaic plant, 1.3MWp, open ground, cryst-Si_2021_kW
construction, photovoltaic plant, 1.3MWp open ground, CdTe_kW
PV_og_existing | 0 | bus_el | kWp | 1 | 1000 | 0 | 1000000000000 | 0 | empty | 1 | 0 | 0 | 3 | 0 | 1000 | empty | 0.33333 | 1 | 0
PV_og_25 | 1 | bus_el-re | kWp | 0 | 0 | 0 | 2030 | 0 | empty | 1 | 10.7 | 509 | 20 | 1000000 | 1000000 | PV_og plant construction, 570kWp, multi-Si | 0.0017544 | 1 | 0 |  |  |  | source costs: Langfristszenarien, 750 kW plant |  |  | construction, wind turbine, 3MW, DDSG, onshore_kW | production, PV, facade installation, 3kWp, cryst_2021_kW_minus_facade_mat
PV_og_30 | 1 | bus_el-re | kWp | 0 | 0 | 2030 | 2035 | 0 | empty | 1 | 10.7 | 430 | 20 | 1000000 | 1000000 | PV_og plant construction, 570kWp, multi-Si | 0.0017544 | 1 | 0 |  |  |  | construction LCA is probably too pessimistic
PV_og_35 | 1 | bus_el-re | kWp | 0 | 0 | 2035 | 2040 | 0 | empty | 1 | 10.7 | 392 | 20 | 1000000 | 1000000 | PV_og plant construction, 570kWp, multi-Si | 0.0017544 | 1 | 0
PV_og_40 | 1 | bus_el-re | kWp | 0 | 0 | 2040 | 2045 | 0 | empty | 1 | 10.7 | 369 | 20 | 1000000 | 1000000 | PV_og plant construction, 570kWp, multi-Si | 0.0017544 | 1 | 0
PV_og_45 | 1 | bus_el-re | kWp | 0 | 0 | 2045 | 2050 | 0 | empty | 1 | 10.7 | 356 | 20 | 1000000 | 1000000 | PV_og plant construction, 570kWp, multi-Si | 0.0017544 | 1 | 0
PV_og_50 | 1 | bus_el-re | kWp | 0 | 0 | 2050 | 2055 | 0 | empty | 1 | 10.7 | 347 | 20 | 1000000 | 1000000 | PV_og plant construction, 570kWp, multi-Si | 0.0017544 | 1 | 0
PV_og_55 | 1 | bus_el-re | kWp | 0 | 0 | 2055 | 2060 | 0 | empty | 1 | 10.7 | 347 | 20 | 1000000 | 1000000 | PV_og plant construction, 570kWp, multi-Si | 0.0017544 | 1 | 0
PV_og_60 | 1 | bus_el-re | kWp | 0 | 0 | 2060 | 2065 | 0 | empty | 1 | 10.7 | 347 | 20 | 1000000 | 1000000 | PV_og plant construction, 570kWp, multi-Si | 0.0017544 | 1 | 0
PV_og_65 | 1 | bus_el-re | kWp | 0 | 0 | 2065 | 2070 | 0 | empty | 1 | 10.7 | 347 | 20 | 1000000 | 1000000 | PV_og plant construction, 570kWp, multi-Si | 0.0017544 | 1 | 0
PV_og_70 | 1 | bus_el-re | kWp | 0 | 0 | 2070 | 2075 | 0 | empty | 1 | 10.7 | 347 | 20 | 1000000 | 1000000 | PV_og plant construction, 570kWp, multi-Si | 0.0017544 | 1 | 0
windon_25 | 1 | bus_el-re | kW | 0 | 0 | 0 | 2030 | 0 | empty | 1 | 20.6 | 1453 | 20 | 50000 | 50000 | market for wind turbine, 4.5MW, onshore | 0.00022222 | 1 |  | V126/3300 | 150 | 3300 | source costs: Langfristszenarien, 150m hub height, 280 W/m² |  | electricity, wind, max 1MW turbine, onshore, variable_kWh | construction, wind, max 1MW turbine, onshore, investment_kW | procution, PV, flat-roof installation, 156kWp, cryst_2021_kW
windon_30 | 1 | bus_el-re | kW | 0 | 0 | 2030 | 2035 | 0 | empty | 1 | 20.6 | 1387 | 20 | 50000 | 50000 | market for wind turbine, 4.5MW, onshore | 0.00022222 | 1 |  | V126/3300 | 150 | 3300 | construction LCA is probably too pessimistic
windon_35 | 1 | bus_el-re | kW | 0 | 0 | 2035 | 2040 | 0 | empty | 1 | 20.6 | 1349 | 20 | 50000 | 50000 | market for wind turbine, 4.5MW, onshore | 0.00022222 | 1 |  | V126/3300 | 150 | 3300
windon_40 | 1 | bus_el-re | kW | 0 | 0 | 2040 | 2045 | 0 | empty | 1 | 20.6 | 1326 | 20 | 50000 | 50000 | market for wind turbine, 4.5MW, onshore | 0.00022222 | 1 |  | V126/3300 | 150 | 3300
windon_45 | 1 | bus_el-re | kW | 0 | 0 | 2045 | 2050 | 0 | empty | 1 | 20.6 | 1311 | 20 | 50000 | 50000 | market for wind turbine, 4.5MW, onshore | 0.00022222 | 1 |  | V126/3300 | 150 | 3300
windon_50 | 1 | bus_el-re | kW | 0 | 0 | 2050 | 2055 | 0 | empty | 1 | 20.6 | 1301 | 20 | 50000 | 50000 | market for wind turbine, 4.5MW, onshore | 0.00022222 | 1 |  | V126/3300 | 150 | 3300
windon_55 | 1 | bus_el-re | kW | 0 | 0 | 2055 | 2060 | 0 | empty | 1 | 20.6 | 1301 | 20 | 50000 | 50000 | market for wind turbine, 4.5MW, onshore | 0.00022222 | 1 |  | V126/3300 | 150 | 3300
windon_60 | 1 | bus_el-re | kW | 0 | 0 | 2060 | 2065 | 0 | empty | 1 | 20.6 | 1301 | 20 | 50000 | 50000 | market for wind turbine, 4.5MW, onshore | 0.00022222 | 1 |  | V126/3300 | 150 | 3300
windon_65 | 1 | bus_el-re | kW | 0 | 0 | 2065 | 2070 | 0 | empty | 1 | 20.6 | 1301 | 20 | 50000 | 50000 | market for wind turbine, 4.5MW, onshore | 0.00022222 | 1 |  | V126/3300 | 150 | 3300
windon_70 | 1 | bus_el-re | kW | 0 | 0 | 2070 | 2075 | 0 | empty | 1 | 20.6 | 1301 | 20 | 50000 | 50000 | market for wind turbine, 4.5MW, onshore | 0.00022222 | 1 |  | V126/3300 | 150 | 3300
windoff_25 | 1 | bus_el-over | kW | 0 | 0 | 0 | 2030 | 0 | empty | 1 | 58.9 | 3466 | 20 | 1000000 | 1000000 | wind turbine offshore, 2MW | 0.0005 | 1 |  | V164/8000 | 150 | 8000 | source costs: Langfristszenarien, 160m hub height, 350 W/m²
windoff_30 | 1 | bus_el-over | kW | 0 | 0 | 2030 | 2035 | 0 | empty | 1 | 58.9 | 3438 | 20 | 1000000 | 1000000 | wind turbine offshore, 2MW | 0.0005 | 1 |  | V164/8000 | 150 | 8000 | attention: actually, price is also dependent on water depth and distance to next coast
windoff_35 | 1 | bus_el-over | kW | 0 | 0 | 2035 | 2040 | 0 | empty | 1 | 58.9 | 3394 | 20 | 1000000 | 1000000 | wind turbine offshore, 2MW | 0.0005 | 1 |  | V164/8000 | 150 | 8000
windoff_40 | 1 | bus_el-over | kW | 0 | 0 | 2040 | 2045 | 0 | empty | 1 | 58.9 | 3348 | 20 | 1000000 | 1000000 | wind turbine offshore, 2MW | 0.0005 | 1 |  | V164/8000 | 150 | 8000
windoff_45 | 1 | bus_el-over | kW | 0 | 0 | 2045 | 2050 | 0 | empty | 1 | 58.9 | 3309 | 20 | 1000000 | 1000000 | wind turbine offshore, 2MW | 0.0005 | 1 |  | V164/8000 | 150 | 8000
windoff_50 | 1 | bus_el-over | kW | 0 | 0 | 2050 | 2055 | 0 | empty | 1 | 58.9 | 3271 | 20 | 1000000 | 1000000 | wind turbine offshore, 2MW | 0.0005 | 1 |  | V164/8000 | 150 | 8000
windoff_55 | 1 | bus_el-over | kW | 0 | 0 | 2055 | 2060 | 0 | empty | 1 | 58.9 | 3271 | 20 | 1000000 | 1000000 | wind turbine offshore, 2MW | 0.0005 | 1 |  | V164/8000 | 150 | 8000
windoff_60 | 1 | bus_el-over | kW | 0 | 0 | 2060 | 2065 | 0 | empty | 1 | 58.9 | 3271 | 20 | 1000000 | 1000000 | wind turbine offshore, 2MW | 0.0005 | 1 |  | V164/8000 | 150 | 8000
windoff_65 | 1 | bus_el-over | kW | 0 | 0 | 2065 | 2070 | 0 | empty | 1 | 58.9 | 3271 | 20 | 1000000 | 1000000 | wind turbine offshore, 2MW | 0.0005 | 1 |  | V164/8000 | 150 | 8000
windoff_70 | 1 | bus_el-over | kW | 0 | 0 | 2070 | 2075 | 0 | empty | 1 | 58.9 | 3271 | 20 | 1000000 | 1000000 | wind turbine offshore, 2MW | 0.0005 | 1 |  | V164/8000 | 150 | 8000
band-pip_25 | 1 | bus_hydrogen | kg/h | 0 | 0 | 0 | 2030 | 0 | hydrogen pipeline import, Morocco-Germany_kg | 1 | 0 | 200000 | 5 | 0 | 1000000 | empty | 1 | 1 | 0
band-pip_30 | 1 | bus_hydrogen | kg/h | 0 | 0 | 2030 | 2035 | 0 | hydrogen pipeline import, Morocco-Germany_kg | 1 | 0 | 200000 | 5 | 0 | 1000000 | empty | 1 | 1 | 0
band-pip_35 | 1 | bus_hydrogen | kg/h | 0 | 0 | 2035 | 2040 | 0 | hydrogen pipeline import, Morocco-Germany_kg | 1 | 0 | 170783.7 | 5 | 1000000 | 1000000 | empty | 1 | 1 | 0
band-pip_40 | 1 | bus_hydrogen | kg/h | 0 | 0 | 2040 | 2045 | 0 | hydrogen pipeline import, Morocco-Germany_kg | 1 | 0 | 160613.8 | 5 | 1000000 | 1000000 | empty | 1 | 1 | 0
band-pip_45 | 1 | bus_hydrogen | kg/h | 0 | 0 | 2045 | 2050 | 0 | hydrogen pipeline import, Morocco-Germany_kg | 1 | 0 | 150444 | 5 | 1000000 | 1000000 | empty | 1 | 1 | 0
band-pip_50 | 1 | bus_hydrogen | kg/h | 0 | 0 | 2050 | 2055 | 0 | hydrogen pipeline import, Morocco-Germany_kg | 1 | 0 | 140274 | 5 | 1000000 | 1000000 | empty | 1 | 1 | 0
band-pip_55 | 1 | bus_hydrogen | kg/h | 0 | 0 | 2055 | 2060 | 0 | hydrogen pipeline import, Morocco-Germany_kg | 1 | 0 | 140274 | 5 | 1000000 | 1000000 | empty | 1 | 1 | 0
band-nh3_25 | 1 | bus_nh3 | kg/h | 0 | 0 | 0 | 2030 | 0 | NH3 wind esp-de_commodity_kg | 1 | 0 | 26652.1 | 5 | 1000000 | 1000000 | empty | 1 | 1 | 0
band-nh3_30 | 1 | bus_nh3 | kg/h | 0 | 0 | 2030 | 2035 | 0 | NH3 wind esp-de_commodity_kg | 1 | 0 | 25249.3 | 5 | 1000000 | 1000000 | empty | 1 | 1 | 0
band-nh3_35 | 1 | bus_nh3 | kg/h | 0 | 0 | 2035 | 2040 | 0 | NH3 wind esp-de_commodity_kg | 1 | 0 | 23846.6 | 5 | 1000000 | 1000000 | empty | 1 | 1 | 0
band-nh3_40 | 1 | bus_nh3 | kg/h | 0 | 0 | 2040 | 2045 | 0 | NH3 wind esp-de_commodity_kg | 1 | 0 | 22443.9 | 5 | 1000000 | 1000000 | empty | 1 | 1 | 0
band-nh3_45 | 1 | bus_nh3 | kg/h | 0 | 0 | 2045 | 2050 | 0 | NH3 wind esp-de_commodity_kg | 1 | 0 | 20690.4 | 5 | 1000000 | 1000000 | empty | 1 | 1 | 0
band-nh3_50 | 1 | bus_nh3 | kg/h | 0 | 0 | 2050 | 2055 | 0 | NH3 wind esp-de_commodity_kg | 1 | 0 | 19287.7 | 5 | 1000000 | 1000000 | empty | 1 | 1 | 0
band-lohc_25 | 1 | bus_lohc | kg/h | 0 | 0 | 0 | 2030 | 0 | LOHC wind esp-de_commodity_kg | 1 | 0 | 9117.8 | 5 | 1000000 | 1000000 | empty | 1 | 1 | 0
band-lohc_30 | 1 | bus_lohc | kg/h | 0 | 0 | 2030 | 2035 | 0 | LOHC wind esp-de_commodity_kg | 1 | 0 | 8767.1 | 5 | 1000000 | 1000000 | empty | 1 | 1 | 0
band-lohc_35 | 1 | bus_lohc | kg/h | 0 | 0 | 2035 | 2040 | 0 | LOHC wind esp-de_commodity_kg | 1 | 0 | 8416.4 | 5 | 1000000 | 1000000 | empty | 1 | 1 | 0
band-lohc_40 | 1 | bus_lohc | kg/h | 0 | 0 | 2040 | 2045 | 0 | LOHC wind esp-de_commodity_kg | 1 | 0 | 8065.8 | 5 | 1000000 | 1000000 | empty | 1 | 1 | 0
band-lohc_45 | 1 | bus_lohc | kg/h | 0 | 0 | 2045 | 2050 | 0 | LOHC wind esp-de_commodity_kg | 1 | 0 | 7715 | 5 | 1000000 | 1000000 | empty | 1 | 1 | 0
band-lohc_50 | 1 | bus_lohc | kg/h | 0 | 0 | 2050 | 2055 | 0 | LOHC wind esp-de_commodity_kg | 1 | 0 | 7364.4 | 5 | 1000000 | 1000000 | empty | 1 | 1 | 0
band-ch4_25 | 1 | bus_nat_gas | kWh | 0 | 0 | 0 | 2030 | 0 | market for natural gas, high pressure_commodity_DE_m3 | 0.1 | 0 | 1472.8778 | 5 | 1000000 | 1000000 | empty | 1 | 1 | 0
band-ch4_30 | 1 | bus_nat_gas | kWh | 0 | 0 | 2030 | 2035 | 0 | market for natural gas, high pressure_commodity_DE_m3 | 0.1 | 0 | 1052.0555 | 5 | 1000000 | 1000000 | empty | 1 | 1 | 0
band-ch4_35 | 1 | bus_nat_gas | kWh | 0 | 0 | 2035 | 2040 | 0 | market for natural gas, high pressure_commodity_DE_m3 | 0.1 | 0 | 666.3018 | 5 | 1000000 | 1000000 | empty | 1 | 1 | 0
band-ch4_40 | 1 | bus_nat_gas | kWh | 0 | 0 | 2040 | 2045 | 0 | market for natural gas, high pressure_commodity_DE_m3 | 0.1 | 0 | 666.3018 | 5 | 1000000 | 1000000 | empty | 1 | 1 | 0
band-ch4_45 | 1 | bus_nat_gas | kWh | 0 | 0 | 2045 | 2050 | 0 | market for natural gas, high pressure_commodity_DE_m3 | 0.1 | 0 | 5000 | 5 | 0 | 1000000 | empty | 1 | 1 | 0
band-ch4_50 | 1 | bus_nat_gas | kWh | 0 | 0 | 2050 | 2055 | 0 | market for natural gas, high pressure_commodity_DE_m3 | 0.1 | 0 | 5000 | 5 | 0 | 1000000 | empty | 1 | 1 | 0
band-el_25 | 0 | bus_el-grid | kWh | 0 | 0 | 0 | 2030 | 0 | el_mix_DE_2025_kWh | 1 | 0 | 3506.8518 | 5 | 1000000 | 1000000 | empty | 1 | 1 | 0
band-el_30 | 0 | bus_el-grid | kWh | 0 | 0 | 2030 | 2035 | 0 | el_mix_DE_2030_kWh | 1 | 0 | 2805.4814 | 5 | 1000000 | 1000000 | empty | 1 | 1 | 0
band-el_35 | 0 | bus_el-grid | kWh | 0 | 0 | 2035 | 2040 | 0 | el_mix_DE_2035_kWh | 1 | 0 | 2454.7963 | 5 | 1000000 | 1000000 | empty | 1 | 1 | 0
band-el_40 | 0 | bus_el-grid | kWh | 0 | 0 | 2040 | 2045 | 0 | el_mix_DE_2040_kWh | 1 | 0 | 2104.1111 | 5 | 1000000 | 1000000 | empty | 1 | 1 | 0
band-el_45 | 0 | bus_el-grid | kWh | 0 | 0 | 2045 | 2050 | 0 | el_mix_DE_2045_kWh | 1 | 0 | 1928.7685 | 5 | 1000000 | 1000000 | empty | 1 | 1 | 0
band-el_50 | 0 | bus_el-grid | kWh | 0 | 0 | 2050 | 2055 | 0 | el_mix_DE_2045_kWh | 1 | 0 | 1928.7685 | 5 | 1000000 | 1000000 | empty | 1 | 1 | 0
Note on E1: Schmid, Marco: be aware, within LAEND variable_costs / var_env of EXISTING plants are considered to be constant. If this is not the case, the code of LAEND must be adjusted.
Note on I1: Schmid, Marco: be aware, within LAEND variable_costs / var_env of EXISTING plants are considered to be constant. If this is not the case, the code of LAEND must be adjusted.
Note on J1: Schmid, Marco: be aware, within LAEND variable_costs / var_env of EXISTING plants are considered to be constant. If this is not the case, the code of LAEND must be adjusted.

## storages
label | active | bus | unit | initial_existance | initially_installed_capacity | year_of_availability | end_of_availability | balanced | capacity loss | efficiency inflow | efficiency outflow | initial capacity | capacity min | capacity max | invest_relation_input_capacity | invest_relation_output_capacity | variable_input_costs | variable_output_costs | max_capacity_invest | max_total_capacity | inv1 | inv1_conversion | om | invest | lifetime | comment
batt_VRF | 0 | bus_el | kWh | 0 | 0 | 0 | 1000000 | 0 | 0.02 | 0.965 | 0.80095 | 0 | 0.15 | 0.85 | 0.25 | 0.25 | 0 | 0 | 1000000 | 1000000 | production, stationary battery, VRF (19.4 Wh effective per kg), investment_kWh | 1 | 25 | 833 | 20
heat_storage_high | 0 | bus_th_high | kWh | 0 | 0 | 0 | 1000000 | 0 | 0.0001585 | 1 | 0.9 | 0 | 0 | 1 | 0.013889 | 0.013889 | 0 | 0 | 1000000 | 1000000 | production, heat storage, 2000l_unit | 0.010766 | 0 | 41 | 30 | 92.8889
heat_storage_low | 0 | bus_th_low | kWh | 0 | 0 | 0 | 1000000 | 0 | 0.00011991 | 1 | 0.9 | 0 | 0 | 1 | 0.013889 | 0.013889 | 0 | 0 | 1000000 | 1000000 | production, heat storage, 2000l_unit | 0.0078295 | 0 | 29.8675 | 30 | 127.7222
heat_storage | 0 | bus_th | kWh | 0 | 0 | 0 | 1000000 | 0 | 0.0001585 | 1 | 0.9 | 0 | 0 | 1 | 0.013889 | 0.013889 | 0 | 0 | 1000000 | 1000000 | production, heat storage, 2000l_unit | 0.010766 | 0 | 41 | 30 | 92.8889
hydrogen_storage | 0 | bus_hydrogen | kg | 0 | 0 | 0 | 1000000 | 0 | 0 | 1 | 1 | 0 | 0 | 1 | 0.2 | 0.2 | 0 | 0 | 1000000 | 1000000 | storage production, 10'000 l, investment_unit | 0.0083333 | 1 | 500 | 25 | 30
h2_reservoir | 1 | bus_hydrogen_proxy | kg | 0 | 0 | 0 | 1000000 | 0 | 0 | 1 | 1 | 0 | 0 | 0.8 | 0.25 | 0.25 | 0 | 0 | 1000000 | 1000000 | storage production, 10'000 l | 0.037078 | 30 | 1000 | 30 | actually, exponential electricity demand for compression is necessary
batt_LFP | 1 | bus_el-stor | kWh | 0 | 0 | 0 | 1000000 | 0 | 0.00041667 | 0.96 | 0.96 | 0 | 0 | 0.8 | 0.5 | 3 | 0 | 0 | 1000000 | 1000000 | market for battery cell, Li-ion, LFP | 6.2893 | 15 | 500 | 15 | taken from Kost2024
Note on E1: Schmid, Marco: be aware, within LAEND variable_costs / var_env of EXISTING plants are considered to be constant. If this is not the case, the code of LAEND must be adjusted.
Note on J1: The relative loss of the storage content per time unit.
Note on K1: conversion factor (i.e. efficiency) when storing energy
Note on L1: conversion factor when (i.e. efficiency) taking stored energy
Note on M1: - can be set by a numeric value as fraction of the storage capacity; no value: The state of charge in time step zero is a result of the optimization. - For perfect-foresight, initial storage level is not supported.
Note on N1: minimum allowed storage level
Note on O1: maximum allowed storage level
Note on P1: fixes the input flow investment to the capacity investment. A ratio of ‘1’ means that the storage can be filled within one time-period.
Note on Q1: fixes the output flow investment to the capacity investment. A ratio of ‘1’ means that the storage can be emptied within one period.
Note on R1: Schmid, Marco: be aware, within LAEND variable_costs / var_env of EXISTING plants are considered to be constant. If this is not the case, the code of LAEND must be adjusted.
Note on S1: Schmid, Marco: be aware, within LAEND variable_costs / var_env of EXISTING plants are considered to be constant. If this is not the case, the code of LAEND must be adjusted.
Note on J3: 0.000158504282764906
Note on L3: Source: Maruf 2021
Note on AA3: Hottenroth, Heidi: kWh/2000 l
Note on L4: Source: Maruf 2021
Note on P4: Source: Maruf 2021
Note on AA4: Hottenroth, Heidi: kWh/2000 l
Note on J5: 0.000158504282764906
Note on L5: Source: Maruf 2021
Note on AA5: Hottenroth, Heidi: kWh/2000 l
Note on AA6: Hottenroth, Heidi: 3 kWh/m³
Note on O8: Schmid, Marco: actually min=0,1 and max=1. Due to oemof-bug, min must be zero.
Note on W8: Schmid, Marco: assumed max. pressure: 30bar
Note on O10: Schmid, Marco: actually min=0,1 and max=0,9. Due to oemof-bug, min must be zero.

## converters_in
label | active | unit | initial_existance | initially_installed_capacity | year_of_availability | end_of_availability | from1 | conversion_factor_f1 | var_from1_costs | to1 | conversion_factor_t1 | var_to1_costs | var_env1 | var_env1_conversion | to2 | conversion_factor_t2 | var_env2 | var_env2_conversion | om | invest | invest_kWel | lifetime | max_capacity_invest | max_total_capacity | inv1 | inv1_conversion | fuel_based | comment
CHP_nat_gas_m_gas_turb | 0 | kWin | 0 | 0 | 0 | 100000 | bus_nat_gas | 1 | 0 | bus_el | 0.29 | 0 | electricity, CHP, natural gas, burned in micro gas turbine, 345 kW, 100kWe, variable_kWh | 1 | bus_th | 0.46 | heat, central or small-scale, CHP, natural gas, low pressure, burned in micro gas turbine, 345 kW, 100kWe - variable_MJ | 3.6 | 0.012069 | 431.23 | 1487 | 15 | 100000 | 100000 | construction, CHP, micro gas turbine, 345 kW, 160 kWth, 100kWe, investment_kW | 1 | 1
CHP_biometh_m_gas_turb | 0 | kWin | 0 | 0 | 0 | 100000 | bus_biometh | 1 | 0 | bus_el | 0.29 | 0 | electricity, CHP, biomethane, low pressure burned in micro gas turbine 345 kW, 100kWe, variable_kWh | 1 | bus_th | 0.46 | heat, central or small-scale, CHP, biomethane, low pressure burned in micro gas turbine, 345 kW, 100kWe, variable_MJ | 3.6 | 0.023793 | 455.59 | 1571 | 15 | 100000 | 100000 | construction, CHP, micro gas turbine, 345 kW, 160 kWth, 100kWe, investment_kW | 1 | 1
CHP_biometh_PEM_FC | 0 | kWin | 0 | 0 | 0 | 100000 | bus_biometh | 1 | 0 | bus_el | 0.32 | 0 | electricity, CHP, biomethane, low pressure burned in polymer electrolyte membrane fuel cell 2kWe, future, variable_kWh | 1 | bus_th | 0.55 | heat, central or small-scale, CHP, biomethane, low pressure burned in polymer electrolyte membrane fuel cell 2kWe, future, variable_MJ | 3.6 | 0 | 1532.8 | 4790 | 15 | 100000 | 100000 | construction, CHP, fuel cell, polymer electrolyte membrane, 6.25kW, 2kWe, 3.44 kWth, future, investment_kW | 1 | 1
CHP_biometh_SO_FC | 0 | kWin | 0 | 0 | 0 | 100000 | bus_biometh | 1 | 0 | bus_el | 0.47 | 0 | electricity, CHP, biomethane, low pressure burned in solid oxide fuel cell 266 kW, 125kWe, future, variable_kWh | 1 | bus_th | 0.33 | heat, central or small-scale, CHP, biomethane, low pressure burned in solid oxide fuel cell, 266 kW, 125kWe, future, variable_MJ | 3.6 | 0 | 864.8 | 1840 | 15 | 100000 | 100000 | construction, CHP, fuel cell, solid oxide, 266 kW, 125kWe, future, investment_kW | 1 | 1
CHP_biometh_SO_FC_mGT | 0 | kWin | 0 | 0 | 0 | 100000 | bus_biometh | 1 | 0 | bus_el | 0.58 | 0 | electricity, CHP, biomethane, low pressure burned in solid oxide fuel cell, with micro gas turbine, 327 kW, 180kWe, future, variable_kWh | 1 | bus_th | 0.22 | heat, central or small-scale, CHP, biomethane, low pressure burned in solid oxide fuel cell, with micro gas turbine, 327 kW, 180kWe, future, variable_MJ | 3.6 | 0.024138 | 2181.38 | 3761 | 15 | 100000 | 100000 | construction, CHP, fuel cell, solid oxide, with micro gas turbine, 327kW, 180kWe, 92kWth, future, investment_kW | 1 | 1
CHP_2000_w_chips | 0 | kWin | 0 | 0 | 0 | 100000 | bus_w_chips | 1 | 0 | bus_el | 0.26455 | 0.034 | electricity, CHP, wood chips, 2000 kW, 1200 kWth, 530 kWel, variable_kWh | 1 | bus_th | 0.60091 | heat, district or industrial, CHP, wood chips, 2000 kW, 1200 kWth, 530 kWel, variable_kWh | 1 | 0 | 1239.9471 | 4687 | 15 | 100000 | 100000 | construction, CHP, wood chips, 2000 kW, investment_kW | 1 | 1
CHP_6667_w_chips | 0 | kWin | 0 | 0 | 0 | 100000 | bus_w_chips | 1 | 0 | bus_el | 0.15 | 0.034 | electricity, CHP, wood chips, wet, 6667 kW, state-of-the-art 2014, variable_kWh | 1 | bus_th | 0.45 | heat, district or industrial, CHP, wood chips, wet, 6667 kW, state-of-the-art 2014, variable_MJ | 3.6 | 0 | 703.05 | 4687 | 15 | 100000 | 100000 | construction, CHP, wood chips, 6667 kW, state-of-the-art 2014, investment_kW | 1 | 1
electrolyzer | 0 | kWin | 0 | 0 | 0 | 100000 | bus_el | 1 | 0 | bus_hydrogen | 0.021021 | 0 | empty | 1 | bus_oxygen | 0.094595 | empty | 1 | 0 | 1 |  | 15 | 100000 | 100000 | construction, CHP, fuel cell, polymer electrolyte membrane, 6.25kW, 2kWe, 3.44 kWth, future, investment_kW | 1 | 0
hydrogen_fuel_cell | 0 | kg | 0 | 0 | 0 | 100000 | bus_hydrogen | 1 | 0 | bus_el | 16.65 | 0 | empty | 1 |  |  |  |  | 0 | 1 |  | 15 | 100000 | 100000 | construction, CHP, fuel cell, polymer electrolyte membrane, 6.25kW, 2kWe, 3.44 kWth, future, investment_kW | 33.3 | 0
boiler_nat_gas | 0 | kWth | 0 | 0 | 0 | 100000 | bus_nat_gas | 1 | 0 | bus_co2_emission | 0.20031 | 0 | empty | 1 | bus_th_households | 1.02 | empty | 1 | 6.579 | 219.3 | 0 | 20 | 100000 | 100000 | gas boiler production, 10kWgas | 0.1 | 1 | reference: KEA Technikkatalog
smre_proxy_o1 | 1 | kg/h | 0 | 0 | 0 | 100000 | bus_smre | 1 | 0 | bus_smr-exhaust | 30.5976 | 0 | empty | 1 | bus_smre_po1 | 1 | empty | 1 | 0 | 0 | 0 | 100 | 1000 | 1000 | empty | 1 | 1
smre_proxy_o2 | 1 | kg/h | 0 | 0 | 0 | 100000 | bus_smre_po1 | 1 | 0 | bus_steam7,5bar | 3.7675 | 0 | empty | 1 | bus_hydrogen | 1 | empty | 1 | 0 | 0 | 0 | 100 | 1000 | 1000 | empty | 1 | 1
smr_proxy_o1 | 1 | kg/h | 0 | 0 | 2025 | 2030 | bus_smr_pi2 | 1 | 0 | bus_smr-exhaust | 30.5976 | 0 | empty | 1 | bus_smr_po1 | 1 | empty | 1 | 0 | 0 | 0 | 100 | 1000 | 1000 | empty | 1 | 1
steam_methane_reformer_25 | 1 | kg/h | 0 | 0 | 2025 | 2030 | bus_smr_po1 | 1 | 0 | bus_steam7,5bar | 3.7675 | 0 | empty | 1 | bus_hydrogen | 1 | empty | 1 | 805 | 29667 | 0 | 25 | 1000 | 1000 | SMR_cons_2025 | 0.0001111 | 1
steam_methane_reformer_30 | 1 | kg/h | 0 | 0 | 2030 | 2035 | bus_smr_po1 | 1 | 0 | bus_steam7,5bar | 3.7675 | 0 | empty | 1 | bus_hydrogen | 1 | empty | 1 | 805 | 28183 | 0 | 25 | 1000 | 1000 | SMR_cons_2030 | 0.0001111 | 1
steam_methane_reformer_35 | 1 | kg/h | 0 | 0 | 2035 | 2040 | bus_smr_po1 | 1 | 0 | bus_steam7,5bar | 3.7675 | 0 | empty | 1 | bus_hydrogen | 1 | empty | 1 | 805 | 26774 | 0 | 25 | 1000 | 1000 | SMR_cons_2035 | 0.0001111 | 1
steam_methane_reformer_40 | 1 | kg/h | 0 | 0 | 2040 | 2045 | bus_smr_po1 | 1 | 0 | bus_steam7,5bar | 3.7675 | 0 | empty | 1 | bus_hydrogen | 1 | empty | 1 | 805 | 25435 | 0 | 25 | 1000 | 1000 | SMR_cons_2040 | 0.0001111 | 1
steam_methane_reformer_45 | 1 | kg/h | 0 | 0 | 2045 | 2050 | bus_smr_po1 | 1 | 0 | bus_steam7,5bar | 3.7675 | 0 | empty | 1 | bus_hydrogen | 1 | empty | 1 | 805 | 24164 | 0 | 25 | 1000 | 1000 | SMR_cons_2045 | 0.0001111 | 1
steam_methane_reformer_50 | 1 | kg/h | 0 | 0 | 2050 | 2055 | bus_smr_po1 | 1 | 0 | bus_steam7,5bar | 3.7675 | 0 | empty | 1 | bus_hydrogen | 1 | empty | 1 | 805 | 24164 | 0 | 25 | 1000 | 1000 | SMR_cons_2045 | 0.0001111 | 1
steam_methane_reformer_55 | 1 | kg/h | 0 | 0 | 2055 | 2060 | bus_smr_po1 | 1 | 0 | bus_steam7,5bar | 3.7675 | 0 | empty | 1 | bus_hydrogen | 1 | empty | 1 | 805 | 24164 | 0 | 25 | 1000 | 1000 | SMR_cons_2045 | 0.0001111 | 1
steam_methane_reformer_60 | 1 | kg/h | 0 | 0 | 2060 | 2065 | bus_smr_po1 | 1 | 0 | bus_steam7,5bar | 3.7675 | 0 | empty | 1 | bus_hydrogen | 1 | empty | 1 | 805 | 24164 | 0 | 25 | 1000 | 1000 | SMR_cons_2045 | 0.0001111 | 1
steam_methane_reformer_65 | 1 | kg/h | 0 | 0 | 2065 | 2070 | bus_smr_po1 | 1 | 0 | bus_steam7,5bar | 3.7675 | 0 | empty | 1 | bus_hydrogen | 1 | empty | 1 | 805 | 24164 | 0 | 25 | 1000 | 1000 | SMR_cons_2045 | 0.0001111 | 1
steam_methane_reformer_70 | 1 | kg/h | 0 | 0 | 2070 | 2075 | bus_smr_po1 | 1 | 0 | bus_steam7,5bar | 3.7675 | 0 | empty | 1 | bus_hydrogen | 1 | empty | 1 | 805 | 24164 | 0 | 25 | 1000 | 1000 | SMR_cons_2045 | 0.0001111 | 1 | om actually 3% per year of invest costs
smr_refurbish_25 | 1 | kg/h | 0 | 0 | 2025 | 2030 | bus_smr_po1 | 1 | 0 | bus_steam7,5bar | 3.7675 | 0 | empty | 1 | bus_hydrogen | 1 | empty | 1 | 805 | 5933.4 | 0 | 5 | 0 | 1000 | empty | 0.0001111 | 1
smr_refurbish_30 | 1 | kg/h | 0 | 0 | 2030 | 2035 | bus_smr_po1 | 1 | 0 | bus_steam7,5bar | 3.7675 | 0 | empty | 1 | bus_hydrogen | 1 | empty | 1 | 805 | 5636.6 | 0 | 5 | 1000 | 1000 | empty | 0.0001111 | 1
smr_refurbish_35 | 1 | kg/h | 0 | 0 | 2035 | 2040 | bus_smr_po1 | 1 | 0 | bus_steam7,5bar | 3.7675 | 0 | empty | 1 | bus_hydrogen | 1 | empty | 1 | 805 | 26774 | 0 | 5 | 0 | 1000 | empty | 0.0001111 | 1
smr_refurbish_40 | 1 | kg/h | 0 | 0 | 2040 | 2045 | bus_smr_po1 | 1 | 0 | bus_steam7,5bar | 3.7675 | 0 | empty | 1 | bus_hydrogen | 1 | empty | 1 | 805 | 25435 | 0 | 5 | 0 | 1000 | empty | 0.0001111 | 1
smr_refurbish_45 | 1 | kg/h | 0 | 0 | 2045 | 2050 | bus_smr_po1 | 1 | 0 | bus_steam7,5bar | 3.7675 | 0 | empty | 1 | bus_hydrogen | 1 | empty | 1 | 805 | 24164 | 0 | 5 | 0 | 1000 | empty | 0.0001111 | 1
smr_refurbish_50 | 1 | kg/h | 0 | 0 | 2050 | 2055 | bus_smr_po1 | 1 | 0 | bus_steam7,5bar | 3.7675 | 0 | empty | 1 | bus_hydrogen | 1 | empty | 1 | 805 | 24164 | 0 | 5 | 0 | 1000 | empty | 0.0001111 | 1
smr_refurbish_55 | 1 | kg/h | 0 | 0 | 2055 | 2060 | bus_smr_po1 | 1 | 0 | bus_steam7,5bar | 3.7675 | 0 | empty | 1 | bus_hydrogen | 1 | empty | 1 | 805 | 24164 | 0 | 5 | 0 | 1000 | empty | 0.0001111 | 1
smr_refurbish_60 | 1 | kg/h | 0 | 0 | 2060 | 2065 | bus_smr_po1 | 1 | 0 | bus_steam7,5bar | 3.7675 | 0 | empty | 1 | bus_hydrogen | 1 | empty | 1 | 805 | 24164 | 0 | 5 | 0 | 1000 | empty | 0.0001111 | 1
smr_refurbish_65 | 1 | kg/h | 0 | 0 | 2065 | 2070 | bus_smr_po1 | 1 | 0 | bus_steam7,5bar | 3.7675 | 0 | empty | 1 | bus_hydrogen | 1 | empty | 1 | 805 | 24164 | 0 | 5 | 0 | 1000 | empty | 0.0001111 | 1
smr_refurbish_70 | 1 | kg/h | 0 | 0 | 2070 | 2075 | bus_smr_po1 | 1 | 0 | bus_steam7,5bar | 3.7675 | 0 | empty | 1 | bus_hydrogen | 1 | empty | 1 | 805 | 24164 | 0 | 5 | 0 | 1000 | empty | 0.0001111 | 1 | om actually 3% per year of invest costs
smr_exhaust-co2-ratio | 1 | kg/h | 0 | 0 | 0 | 100000 | bus_smr-exhaust | 1 | 0 | bus_co2_emission | 0.29655 | 0 | empty | 1 |  |  | empty | 1 | 0 | 0 | 0 | 100 | 100000 | 100000 | empty | 1 | 1
ael_proxy_o1 | 0 | kg/h | 0 | 0 | 0 | 100000 | bus_ael | 1 | 0 | bus_oxygen | 7.9372 | 0 | empty | 1 | bus_ael_po1 | 1 | empty | 1 | 0 | 0 | 0 | 100 | 100000 | 100000 | empty | 1 | 0
ael_proxy_o2 | 0 | kg/h | 0 | 0 | 0 | 100000 | bus_ael_po1 | 1 | 0 | bus_th60 | 12.7321 | 0 | empty | 1 | bus_hydrogen | 1 | empty | 1 | 0 | 0 | 0 | 100 | 100000 | 100000 | empty | 1 | 0
pem_proxy_o1 | 1 | kg/h | 0 | 0 | 0 | 100000 | bus_pem | 1 | 0 | bus_oxygen | 7.9372 | 0 | empty | 1 | bus_pem_po1 | 1 | empty | 1 | 0 | 0 | 0 | 100 | 100000 | 100000 | empty | 1 | 0
pem_proxy_o2 | 1 | kg/h | 0 | 0 | 0 | 100000 | bus_pem_po1 | 1 | 0 | bus_th60 | 14.7337 | 0 | empty | 1 | bus_hydrogen | 1 | empty | 1 | 0 | 0 | 0 | 100 | 100000 | 100000 | empty | 1 | 0
aem_proxy_o1 | 0 | kg/h | 0 | 0 | 0 | 100000 | bus_aem | 1 | 0 | bus_oxygen | 7.9372 | 0 | empty | 1 | bus_aem_po1 | 1 | empty | 1 | 0 | 0 | 0 | 100 | 100000 | 100000 | empty | 1 | 0
aem_proxy_o2 | 0 | kg/h | 0 | 0 | 0 | 100000 | bus_aem_po1 | 1 | 0 | bus_th60 | 20.0712 | 0 | empty | 1 | bus_hydrogen | 1 | empty | 1 | 0 | 0 | 0 | 100 | 100000 | 100000 | empty | 1 | 0
soec_proxy_o1 | 1 | kg/h | 0 | 0 | 0 | 100000 | bus_soec | 1 | 0 | bus_oxygen | 7.9372 | 0 | empty | 1 | bus_soec_po1 | 1 | empty | 1 | 0 | 0 | 0 | 100 | 100000 | 100000 | empty | 1 | 0
soec_proxy_o2 | 1 | kg/h | 0 | 0 | 0 | 100000 | bus_soec_po1 | 1 | 0 | bus_th120 | 5.9913 | 0 | empty | 1 | bus_soec_po2 | 1 | empty | 1 | 0 | 0 | 0 | 100 | 100000 | 100000 | empty | 1 | 0
soec_proxy_o3 | 1 | kg/h | 0 | 0 | 0 | 100000 | bus_soec_po2 | 1 | 0 | bus_th60 | 5.5543 | 0 | empty | 1 | bus_hydrogen | 1 | empty | 1 | 0 | 0 | 0 | 100 | 100000 | 100000 | empty | 1 | 0
atr_proxy_o1 | 0 | kg/h | 0 | 0 | 2025 | 100000 | bus_atr | 1 | 0 | bus_atr-exhaust | 38.1851 | 0 | empty | 1 | bus_atr_po1 | 1 | empty | 1 | 0 | 0 | 0 | 100 | 100000 | 100000 | empty | 1 | 0
atr_proxy_o2 | 0 | kg/h | 0 | 0 | 2025 | 100000 | bus_atr_po1 | 1 | 0 | bus_th120 | 1.9571 | 0 | empty | 1 | bus_atr_po2 | 1 | empty | 1 | 0 | 0 | 0 | 100 | 100000 | 100000 | empty | 1 | 0
atr_proxy_o3 | 0 | kg/h | 0 | 0 | 2025 | 100000 | bus_atr_po2 | 1 | 0 | bus_th200 | 7.4147 | 0 | empty | 1 | bus_hydrogen | 1 | empty | 1 | 0 | 0 | 0 | 100 | 100000 | 100000 | empty | 1 | 0
atr_exhaust-co2_ratio | 0 | kg/h | 0 | 0 | 0 | 100000 | bus_atr-exhaust | 1 | 0 | bus_co2_emission | 0.40755 | 0 | empty | 1 |  |  | empty | 1 | 0 | 0 | 0 | 100 | 100000 | 100000 | empty | 1 | 0
sepuran-membrane_proxy_o1 | 0 | kg/h | 0 | 0 | 2025 | 100000 | bus_sepuran | 1 | 0 | bus_co2 | 0.17405 | 0 | empty | 1 | bus_biometh | 1 | empty | 1 | 0 | 0 | 0 | 100 | 100000 | 100000 | empty | 1 | 0
kvaerner_proxy_o1 | 0 | kg/h | 0 | 0 | 0 | 100000 | bus_kvaerner_pi1 | 1 | 0 | bus_carbon | 2.9766 | 0 | empty | 1 | bus_kvaerner_po1 | 1 | empty | 1 | 0 | 0 | 0 | 100 | 100000 | 100000 | empty | 1 | 0
kvaerner_proxy_o2 | 0 | kg/h | 0 | 0 | 0 | 100000 | bus_kvaerner_po1 | 1 | 0 | bus_th400 | 7.0989 | 0 | empty | 1 | bus_kvaerner_po2 | 1 | empty | 1 | 0 | 0 | 0 | 100 | 100000 | 100000 | empty | 1 | 0
kvaerner_proxy_o3 | 0 | kg/h | 0 | 0 | 0 | 100000 | bus_kvaerner_po2 | 1 | 0 | bus_th200 | 0.99522 | 0 | empty | 1 | bus_kvaerner_po3 | 1 | empty | 1 | 0 | 0 | 0 | 100 | 100000 | 100000 | empty | 1 | 0
kvaerner_25 | 0 | kg/h | 0 | 0 | 2025 | 2030 | bus_kvaerner_po3 | 1 | 0 | bus_th120 | 0.6872 | 0 | empty | 1 | bus_hydrogen | 1 | empty | 1 | 1926 | 77846 | 0 | 25 | 0 | 100000 | SMR_cons_2025 | 0.0001111 | 0
kvaerner_30 | 0 | kg/h | 0 | 0 | 2030 | 2035 | bus_kvaerner_po3 | 1 | 0 | bus_th120 | 0.6872 | 0 | empty | 1 | bus_hydrogen | 1 | empty | 1 | 1926 | 77443 | 0 | 25 | 0 | 100000 | SMR_cons_2030 | 0.0001111 | 0
kvaerner_35 | 0 | kg/h | 0 | 0 | 2035 | 2040 | bus_kvaerner_po3 | 1 | 0 | bus_th120 | 0.6872 | 0 | empty | 1 | bus_hydrogen | 1 | empty | 1 | 1926 | 71826 | 0 | 25 | 0 | 100000 | SMR_cons_2035 | 0.0001111 | 0
kvaerner_40 | 0 | kg/h | 0 | 0 | 2040 | 2045 | bus_kvaerner_po3 | 1 | 0 | bus_th120 | 0.6872 | 0 | empty | 1 | bus_hydrogen | 1 | empty | 1 | 1926 | 66621 | 0 | 25 | 100000 | 100000 | SMR_cons_2040 | 0.0001111 | 0
kvaerner_45 | 0 | kg/h | 0 | 0 | 2045 | 2050 | bus_kvaerner_po3 | 1 | 0 | bus_th120 | 0.6872 | 0 | empty | 1 | bus_hydrogen | 1 | empty | 1 | 1926 | 61797 | 0 | 25 | 100000 | 100000 | SMR_cons_2045 | 0.0001111 | 0
kvaerner_50 | 0 | kg/h | 0 | 0 | 2050 | 2055 | bus_kvaerner_po3 | 1 | 0 | bus_th120 | 0.6872 | 0 | empty | 1 | bus_hydrogen | 1 | empty | 1 | 1926 | 61797 | 0 | 25 | 100000 | 100000 | SMR_cons_2045 | 0.0001111 | 0
kvaerner_55 | 0 | kg/h | 0 | 0 | 2055 | 2060 | bus_kvaerner_po3 | 1 | 0 | bus_th120 | 0.6872 | 0 | empty | 1 | bus_hydrogen | 1 | empty | 1 | 1926 | 61797 | 0 | 25 | 100000 | 100000 | SMR_cons_2045 | 0.0001111 | 0
kvaerner_60 | 0 | kg/h | 0 | 0 | 2060 | 2065 | bus_kvaerner_po3 | 1 | 0 | bus_th120 | 0.6872 | 0 | empty | 1 | bus_hydrogen | 1 | empty | 1 | 1926 | 61797 | 0 | 25 | 100000 | 100000 | SMR_cons_2045 | 0.0001111 | 0
kvaerner_65 | 0 | kg/h | 0 | 0 | 2065 | 2070 | bus_kvaerner_po3 | 1 | 0 | bus_th120 | 0.6872 | 0 | empty | 1 | bus_hydrogen | 1 | empty | 1 | 1926 | 61797 | 0 | 25 | 100000 | 100000 | SMR_cons_2045 | 0.0001111 | 0
kvaerner_70 | 0 | kg/h | 0 | 0 | 2070 | 2075 | bus_kvaerner_po3 | 1 | 0 | bus_th120 | 0.6872 | 0 | empty | 1 | bus_hydrogen | 1 | empty | 1 | 1926 | 61797 | 0 | 25 | 100000 | 100000 | SMR_cons_2045 | 0.0001111 | 0 | om actually 3% per year of invest costs
grid-el_converter-el | 1 | kW | 0 | 0 | 0 | 2100 | bus_el-grid | 1 | 0.04 | bus_el-out | 1 | 0 | empty | 1 | bus_el | 1 | empty | 1 | 0 | 0 | 0 | 100 | 100000 | 100000 | empty | 1 | 0
overreg-el_converter-h2 | 1 | kW | 0 | 0 | 0 | 2100 | bus_el-over | 1 | 0.04 | bus_el-out | 1 | 0 | empty | 1 | bus_el-h2 | 1 | empty | 1 | 0 | 0 | 0 | 100 | 100000 | 100000 | empty | 1 | 0
overreg-el_converter-stor | 1 | kW | 0 | 0 | 0 | 2100 | bus_el-over | 1 | 0.04 | bus_el-out | 1 | 0 | empty | 1 | bus_el-stor | 1 | empty | 1 | 0 | 0 | 0 | 100 | 100000 | 100000 | empty | 1 | 0
overreg-el_converter-el | 1 | kW | 0 | 0 | 0 | 2100 | bus_el-over | 1 | 0.04 | bus_el-out | 1 | 0 | empty | 1 | bus_el | 1 | empty | 1 | 0 | 0 | 0 | 100 | 100000 | 100000 | empty | 1 | 0
regional-el_converter-h2 | 1 | kW | 0 | 0 | 0 | 2100 | bus_el-re | 1 | 0.02 | bus_el-out | 1 | 0 | empty | 1 | bus_el-h2 | 1 | empty | 1 | 0 | 0 | 0 | 100 | 100000 | 100000 | empty | 1 | 0
regional-el_converter-el | 1 | kW | 0 | 0 | 0 | 2100 | bus_el-re | 1 | 0.02 | bus_el-out | 1 | 0 | empty | 1 | bus_el | 1 | empty | 1 | 0 | 0 | 0 | 100 | 100000 | 100000 | empty | 1 | 0
regional-el_converter-stor | 1 | kW | 0 | 0 | 0 | 2100 | bus_el-re | 1 | 0.02 | bus_el-out | 1 | 0 | empty | 1 | bus_el-stor | 1 | empty | 1 | 0 | 0 | 0 | 100 | 100000 | 100000 | empty | 1 | 0
chp-exist_proxy_o1 | 1 | kW | 0 | 0 | 0 | 100000 | bus_chp_exist | 1 | 0 | bus_co2_emission | 0.90045 | 0 | empty | 1 | bus_chp-e_po1 | 1 | empty | 1 | 0 | 0 | 0 | 100 | 100000 | 100000 | empty | 1 | 1
chp-exist_proxy_o2 | 1 | kW | 0 | 0 | 0 | 100000 | bus_chp-e_po1 | 1 | 0 | bus_steam7,5bar | 2.4203 | 0 | empty | 1 | bus_el | 1 | empty | 1 | 0 | 0 | 0 | 100 | 100000 | 100000 | empty | 1 | 1
chp-new_proxy_o1 | 0 | kW | 0 | 0 | 0 | 100000 | bus_chp_new | 1 | 0 | bus_co2_emission | 0.44444 | 0 | empty | 1 | bus_chp-n_po1 | 1 | empty | 1 | 0 | 0 | 0 | 100 | 100000 | 100000 | empty | 1 | 1
chp-new_proxy_o2 | 0 | kW | 0 | 0 | 0 | 100000 | bus_chp-n_po1 | 1 | 0 | bus_steam7,5bar | 1 | 0 | empty | 1 | bus_el | 1 | empty | 1 | 0 | 0 | 0 | 100 | 100000 | 100000 | empty | 1 | 1
chp-h2_proxy_o1 | 1 | kW | 0 | 0 | 0 | 100000 | bus_chp-h2 | 1 | 0 | bus_th400 | 1 | 0 | empty | 1 | bus_el | 1 | empty | 1 | 0 | 0 | 0 | 100 | 100000 | 100000 | empty | 1 | 1
gas-boiler_existing | 1 | kW | 1 | 1000 | 0 | 2100 | bus_nat_gas | 1 | 0 | bus_steam7,5bar | 0.98 | 0 | empty | 1 | bus_co2_emission | 0.2 | empty | 1 | 0 | 0 | 0 | 5 | 100000 | 100000 | empty | 1 | 1
gas-boiler_reinvest | 1 | kW | 0 | 0 | 0 | 2100 | bus_nat_gas | 1 | 0 | bus_steam7,5bar | 0.98 | 0 | empty | 1 | bus_co2_emission | 0.2 | empty | 1 | 1.372 | 68.6 | 0 | 20 | 100000 | 100000 | empty | 1 | 1
gas-boiler_refurbish_25 | 1 | kW | 0 | 0 | 0 | 2100 | bus_nat_gas | 1 | 0 | bus_steam7,5bar | 0.98 | 0 | empty | 1 | bus_co2_emission | 0.2 | empty | 1 | 1.372 | 17.15 | 0 | 5 | 0 | 1000 | empty | 1 | 1
gas-boiler_refurbish_30 | 1 | kW | 0 | 0 | 0 | 2100 | bus_nat_gas | 1 | 0 | bus_steam7,5bar | 0.98 | 0 | empty | 1 | bus_co2_emission | 0.2 | empty | 1 | 1.372 | 17.15 | 0 | 5 | 1000 | 1000 | empty | 1 | 1
gas-boiler_refurbish_35 | 1 | kW | 0 | 0 | 0 | 2100 | bus_nat_gas | 1 | 0 | bus_steam7,5bar | 0.98 | 0 | empty | 1 | bus_co2_emission | 0.2 | empty | 1 | 1.372 | 17.15 | 0 | 5 | 0 | 1000 | empty | 1 | 1
gas-boiler_refurbish_40 | 1 | kW | 0 | 0 | 0 | 2100 | bus_nat_gas | 1 | 0 | bus_steam7,5bar | 0.98 | 0 | empty | 1 | bus_co2_emission | 0.2 | empty | 1 | 1.372 | 17.15 | 0 | 5 | 0 | 1000 | empty | 1 | 1
gas-boiler_refurbish_45 | 1 | kW | 0 | 0 | 0 | 2100 | bus_nat_gas | 1 | 0 | bus_steam7,5bar | 0.98 | 0 | empty | 1 | bus_co2_emission | 0.2 | empty | 1 | 1.372 | 17.15 | 0 | 5 | 0 | 1000 | empty | 1 | 1
gas-boiler_refurbish_50 | 1 | kW | 0 | 0 | 0 | 2100 | bus_nat_gas | 1 | 0 | bus_steam7,5bar | 0.98 | 0 | empty | 1 | bus_co2_emission | 0.2 | empty | 1 | 1.372 | 17.15 | 0 | 5 | 0 | 1000 | empty | 1 | 1
H2-boiler | 1 | kW | 0 | 0 | 0 | 2100 | bus_hydrogen | 1 | 0 | bus_th400 | 32.634 | 0 | empty | 1 |  |  | empty | 1 | 61.3519 | 3067.596 | 0 | 20 | 100000 | 100000 | empty | 1 | 1
Note on D1: Schmid, Marco: be aware, within LAEND variable_costs / var_env of EXISTING plants are considered to be constant. If this is not the case, the code of LAEND must be adjusted.
Note on J1: Schmid, Marco: be aware, within LAEND variable_costs / var_env of EXISTING plants are considered to be constant. If this is not the case, the code of LAEND must be adjusted.
Note on M1: Schmid, Marco: be aware, within LAEND variable_costs / var_env of EXISTING plants are considered to be constant. If this is not the case, the code of LAEND must be adjusted.
Note on N1: Schmid, Marco: be aware, within LAEND variable_costs / var_env of EXISTING plants are considered to be constant. If this is not the case, the code of LAEND must be adjusted.
Note on R1: Schmid, Marco: be aware, within LAEND variable_costs / var_env of EXISTING plants are considered to be constant. If this is not the case, the code of LAEND must be adjusted.

## converters_out
label | active | unit | initial_existance | initially_installed_capacity | year_of_availability | end_of_availability | from1 | conversion_factor_f1 | var_from1_costs | from2 | conversion_factor_f2 | var_from2_costs | to1 | conversion_factor_t1 | fixed_cop | var_to1_costs | var_env1 | var_env1_conversion | om | invest | lifetime | max_capacity_invest | max_total_capacity | inv1 | inv1_conversion | fuel_based | T high | T low | quality factor_HP | comment
boiler_nat_gas | 0 | kWth | 0 | 0 | 0 | 2100 | bus_nat_gas | 1 | 0 |  |  |  | bus_th | 1.02 | 0 | 0 | heat, central or small-scale, natural gas, at boiler condensing modulating max 100kW, variable_MJ | 3.6 | 10.6667 | 733 | 20 | 100000 | 100000 | production, gas boiler, 10kW, investment_kW | 1 | 1
heat_pump_a_w_high | 0 | kWth | 0 | 0 | 0 | 2100 | bus_el | 1 | 0 |  |  |  | bus_th | 2.8 | 1 | 0 | heat, central or small-scale, air-water heat pump 10kW, variable_MJ | 3.6 | 21.4286 | 708 | 20 | 100000 | 100000 | production, air-water heat pump 10kW, investment_kW | 1 | 0
heat_pump_a_w_low | 0 | kWth | 0 | 0 | 0 | 2100 | bus_el | 1 | 0 |  |  |  | bus_th_low | 2.8 | 1 | 0 | heat, central or small-scale, air-water heat pump 10kW, variable_MJ | 3.6 | 21.4286 | 708 | 20 | 100000 | 100000 | production, air-water heat pump 10kW, investment_kW | 1 | 0
heat_pump_b_w_high | 0 | kWth | 0 | 0 | 0 | 2100 | bus_el | 1 | 0 | bus_th_ambient | 2.9217 | 0 | bus_th | 3.9217 | 0 | 0 | heat, central or small-scale, brine-water heat pump 10kW, variable_MJ | 3.6 | 15 | 776 | 20 | 100000 | 100000 | production, brine-water heat pump 10kW, investment_kW | 1 | 0 | 55 | 9 | 0.55
heat_pump_b_w_low | 0 | kWth | 0 | 0 | 0 | 2100 | bus_el | 1 | 0 | bus_th_ambient | 4.5532 | 0 | bus_th_low | 5.5532 | 0 | 0 | heat, central or small-scale, brine-water heat pump 10kW, variable_MJ | 3.6 | 15 | 776 | 20 | 100000 | 100000 | production, brine-water heat pump 10kW, investment_kW | 1 | 0 | 40 | 9 | 0.55
furnace_25_w_pellet | 0 | kWth | 0 | 0 | 0 | 2100 | bus_pellets | 1 | 0 |  |  |  | bus_th | 0.8 | 0 | 0 | heat, central or small-scale, wood pellet, at furnace 25kW, state-of-the-art 2014, variable_MJ | 3.6 | 20 | 1333 | 20 | 100000 | 100000 | production, furnace, pellets, 25kW, investment_kW | 1 | 1
furnace_30_logs | 0 | kWth | 0 | 0 | 0 | 2100 | bus_logs | 1 | 0 |  |  |  | bus_th | 0.75 | 0 | 0 | heat, central or small-scale, mixed logs, at furnace 30kW, state-of-the-art 2014, variable_MJ | 3.6 | 23.6667 | 433 | 15 | 100000 | 100000 | production, furnace, logs, 30kW, investment_kW | 1 | 1
furnace_300_w_chips | 0 | kWth | 0 | 0 | 0 | 2100 | bus_w_chips | 1 | 0 |  |  |  | bus_th | 0.8 | 0 | 0 | heat, district or industrial, wood chips, at furnace 300kWth, state-of-the-art 2014, variable_MJ | 3.6 | 38 | 975 | 20 | 100000 | 100000 | production, furnace, wood chips, with silo, 300kW, investment_kW | 1 | 1
furnace_100_w_pellet | 0 | kWth | 0 | 0 | 0 | 2100 | bus_pellets | 1 | 0 |  |  |  | bus_th | 0.8 | 0 | 0 | heat, central or small-scale, wood pellet, at furnace 300kW, state-of-the-art 2014, variable_MJ | 3.6 | 38 | 975 | 20 | 100000 | 100000 | production, furnace, wood pellet, 300kW, investment_kW | 1 | 1
boiler_100_biometh | 0 | kWth | 0 | 0 | 0 | 2100 | bus_biometh | 1 | 0 |  |  |  | bus_th | 1.02 | 0 | 0 | heat, central or small-scale, biomethane, at boiler condensing modulating max 100kW, variable_MJ | 3.6 | 10.6667 | 733 | 20 | 100000 | 100000 | production, gas boiler, 10kW, investment_kW | 1 | 1
heating_unit | 0 | kWth | 0 | 0 | 0 | 2100 | bus_el | 1 | 0 |  |  |  | bus_th | 1 | 0 | 0 | empty | 1 | 0 | 36.8 | 20 | 100000 | 100000 | production, auxiliary heating unit, electric, 5kW, investment_kW | 1 | 0
converter_high_low | 0 | kWth | 0 | 0 | 0 | 2100 | bus_th_high | 1 | 0 |  |  |  | bus_th_low | 1 | 0 | 0 | empty | 1 | 0 | 0 | 20 | 100000 | 100000 | empty | 1 | 0
hydrogen_fuel_cell | 0 | kWel | 0 | 0 | 0 | 2100 | bus_hydrogen | 1 | 0 |  |  |  | bus_el | 16.65 | 0 | 0 | empty | 1 | 0 | 1 | 15 | 100000 | 100000 | construction, CHP, fuel cell, polymer electrolyte membrane, 6.25kW, 2kWe, 3.44 kWth, future, investment_kW | 3.125 | 0
heat_pump_a_w | 0 | kWth | 0 | 0 | 0 | 100000 | bus_el | 1 | 0 |  |  |  | bus_th_households | 2.8 | 0 | 0 | heat production, air-water heat pump R134a | 3.6 | 10.7143 | 535.7143 | 20 | 100000 | 100000 | production, market for heat pump, brine-water, 10kW | 0.1 | 0 |  |  |  | ref economic: KEA Technikkatalog; ref LCA: BRINE-WATER heat pump; especially var_env1 assumptions probably too pessimistic (cooling medium: R134a)
smr_proxy_i1 | 1 | kg/h | 0 | 0 | 0 | 2100 | bus_el | 1 | 0 | bus_water_deionized | 75.3907 | 0 | bus_smr_pi1 | 6.9713 | 0 | 0 | empty | 1 | 0 | 0 | 100 | 100000 | 100000 | empty | 1 | 0
steam_methane_reformer_existing | 1 | kg/h | 1 | 666 | 0 | 2100 | bus_smr_pi1 | 1 | 0 | bus_nat_gas | 45.297 | 0 | bus_smre | 1 | 0 | 0 | empty | 1 | 0 | 0 | 5 | 100000 | 100000 | empty | 1 | 1
smr-ng_proxy_i2 | 1 | kg/h | 0 | 0 | 0 | 2100 | bus_smr_pi1 | 1 | 0 | bus_nat_gas | 45.297 | 0 | bus_smr_pi2 | 1 | 0 | 0 | empty | 1 | 0 | 0 | 100 | 100000 | 100000 | empty | 1 | 1
smr-bio_proxy_i2_25 | 0 | kg/h | 0 | 0 | 2025 | 2030 | bus_smr_pi1 | 1 | 0 | bus_biometh | 45.297 | 0 | bus_smr_pi2 | 1 | 0 | -0.68052 | co2_credit | 9.0736 | 0 | 0 | 100 | 100000 | 100000 | empty | 1 | 1
smr-bio_proxy_i2_30 | 0 | kg/h | 0 | 0 | 2030 | 2035 | bus_smr_pi1 | 1 | 0 | bus_biometh | 45.297 | 0 | bus_smr_pi2 | 1 | 0 | -1.361 | co2_credit | 9.0736 | 0 | 0 | 100 | 100000 | 100000 | empty | 1 | 1
smr-bio_proxy_i2_35 | 0 | kg/h | 0 | 0 | 2035 | 2040 | bus_smr_pi1 | 1 | 0 | bus_biometh | 45.297 | 0 | bus_smr_pi2 | 1 | 0 | -2.0416 | co2_credit | 9.0736 | 0 | 0 | 100 | 100000 | 100000 | empty | 1 | 1
smr-bio_proxy_i2_40 | 0 | kg/h | 0 | 0 | 2040 | 2045 | bus_smr_pi1 | 1 | 0 | bus_biometh | 45.297 | 0 | bus_smr_pi2 | 1 | 0 | -2.7221 | co2_credit | 9.0736 | 0 | 0 | 100 | 100000 | 100000 | empty | 1 | 1
smr-bio_proxy_i2_45 | 0 | kg/h | 0 | 0 | 2045 | 2050 | bus_smr_pi1 | 1 | 0 | bus_biometh | 45.297 | 0 | bus_smr_pi2 | 1 | 0 | -2.7221 | co2_credit | 9.0736 | 0 | 0 | 100 | 100000 | 100000 | empty | 1 | 1
smr-bio_proxy_i2_50 | 0 | kg/h | 0 | 0 | 2050 | 2055 | bus_smr_pi1 | 1 | 0 | bus_biometh | 45.297 | 0 | bus_smr_pi2 | 1 | 0 | -2.7221 | co2_credit | 9.0736 | 0 | 0 | 100 | 100000 | 100000 | empty | 1 | 1
smr-bio_proxy_i2_55 | 0 | kg/h | 0 | 0 | 2055 | 2060 | bus_smr_pi1 | 1 | 0 | bus_biometh | 45.297 | 0 | bus_smr_pi2 | 1 | 0 | -2.7221 | co2_credit | 9.0736 | 0 | 0 | 100 | 100000 | 100000 | empty | 1 | 1
smr-bio_proxy_i2_60 | 0 | kg/h | 0 | 0 | 2060 | 2065 | bus_smr_pi1 | 1 | 0 | bus_biometh | 45.297 | 0 | bus_smr_pi2 | 1 | 0 | -2.7221 | co2_credit | 9.0736 | 0 | 0 | 100 | 100000 | 100000 | empty | 1 | 1
smr-bio_proxy_i2_65 | 0 | kg/h | 0 | 0 | 2065 | 2070 | bus_smr_pi1 | 1 | 0 | bus_biometh | 45.297 | 0 | bus_smr_pi2 | 1 | 0 | -2.7221 | co2_credit | 9.0736 | 0 | 0 | 100 | 100000 | 100000 | empty | 1 | 1
smr-bio_proxy_i2_70 | 0 | kg/h | 0 | 0 | 2070 | 2100 | bus_smr_pi1 | 1 | 0 | bus_biometh | 45.297 | 0 | bus_smr_pi2 | 1 | 0 | -2.7221 | co2_credit | 9.0736 | 0 | 0 | 100 | 100000 | 100000 | empty | 1 | 1
pem_electrolyzer_25 | 1 | kg/h | 0 | 0 | 2025 | 2030 | bus_el-h2 | 1 | 0 | bus_water_ultrapure | 0.25794 | 0 | bus_pem | 0.018735 | 0 | 0 | empty | 1 | 830 | 63281 | 20 | 100000 | 100000 | PEM MWel_cons_2025 | 1.8735e-05 | 0 |  |  |  | - all investment costs are based on 20a lifetime (last stack is sold after BoP's end of life - om is average value of year 25 & year 70 - 50% investment funding
pem_electrolyzer_30 | 1 | kg/h | 0 | 0 | 2030 | 2035 | bus_el-h2 | 1 | 0 | bus_water_ultrapure | 0.25794 | 0 | bus_pem | 0.018735 | 0 | 0 | empty | 1 | 830 | 50235 | 20 | 100000 | 100000 | PEM MWel_cons_2030 | 1.8735e-05 | 0
pem_electrolyzer_35 | 1 | kg/h | 0 | 0 | 2035 | 2040 | bus_el-h2 | 1 | 0 | bus_water_ultrapure | 0.25794 | 0 | bus_pem | 0.018735 | 0 | 0 | empty | 1 | 830 | 40246 | 20 | 100000 | 100000 | PEM MWel_cons_2035 | 1.8735e-05 | 0
pem_electrolyzer_40 | 1 | kg/h | 0 | 0 | 2040 | 2045 | bus_el-h2 | 1 | 0 | bus_water_ultrapure | 0.25794 | 0 | bus_pem | 0.018735 | 0 | 0 | empty | 1 | 830 | 32514 | 20 | 100000 | 100000 | PEM MWel_cons_2040 | 1.8735e-05 | 0
pem_electrolyzer_45 | 1 | kg/h | 0 | 0 | 2045 | 2050 | bus_el-h2 | 1 | 0 | bus_water_ultrapure | 0.25794 | 0 | bus_pem | 0.018735 | 0 | 0 | empty | 1 | 830 | 28900 | 20 | 100000 | 100000 | PEM MWel_cons_2045 | 1.8735e-05 | 0
pem_electrolyzer_50 | 1 | kg/h | 0 | 0 | 2050 | 2055 | bus_el-h2 | 1 | 0 | bus_water_ultrapure | 0.25794 | 0 | bus_pem | 0.018735 | 0 | 0 | empty | 1 | 830 | 28900 | 20 | 100000 | 100000 | PEM MWel_cons_2045 | 1.8735e-05 | 0
pem_electrolyzer_55 | 1 | kg/h | 0 | 0 | 2055 | 2060 | bus_el-h2 | 1 | 0 | bus_water_ultrapure | 0.25794 | 0 | bus_pem | 0.018735 | 0 | 0 | empty | 1 | 830 | 28900 | 20 | 100000 | 100000 | PEM MWel_cons_2045 | 1.8735e-05 | 0
pem_electrolyzer_60 | 1 | kg/h | 0 | 0 | 2060 | 2065 | bus_el-h2 | 1 | 0 | bus_water_ultrapure | 0.25794 | 0 | bus_pem | 0.018735 | 0 | 0 | empty | 1 | 830 | 28900 | 20 | 100000 | 100000 | PEM MWel_cons_2045 | 1.8735e-05 | 0
pem_electrolyzer_65 | 1 | kg/h | 0 | 0 | 2065 | 2070 | bus_el-h2 | 1 | 0 | bus_water_ultrapure | 0.25794 | 0 | bus_pem | 0.018735 | 0 | 0 | empty | 1 | 830 | 28900 | 20 | 100000 | 100000 | PEM MWel_cons_2045 | 1.8735e-05 | 0
pem_electrolyzer_70 | 1 | kg/h | 0 | 0 | 2070 | 2075 | bus_el-h2 | 1 | 0 | bus_water_ultrapure | 0.25794 | 0 | bus_pem | 0.018735 | 0 | 0 | empty | 1 | 830 | 28900 | 20 | 100000 | 100000 | PEM MWel_cons_2045 | 1.8735e-05 | 0
ael_electrolyzer_25 | 0 | kg/h | 0 | 0 | 2025 | 2030 | bus_el-h2 | 1 | 0 | bus_water_ultrapure | 0.26559 | 0 | bus_ael | 0.01955 | 0 | 0 | empty | 1 | 905 | 48159.4189 | 20 | 100000 | 100000 | AEL MWel_cons_2025 | 1.955e-05 | 0 |  |  |  | - all investment costs are based on 20a lifetime (last stack is sold after BoP's end of life - om is average value of year 25 & year 70
ael_electrolyzer_30 | 0 | kg/h | 0 | 0 | 2030 | 2035 | bus_el-h2 | 1 | 0 | bus_water_ultrapure | 0.26559 | 0 | bus_ael | 0.01955 | 0 | 0 | empty | 1 | 905 | 46135.482 | 20 | 100000 | 100000 | AEL MWel_cons_2030 | 1.955e-05 | 0
ael_electrolyzer_35 | 0 | kg/h | 0 | 0 | 2035 | 2040 | bus_el-h2 | 1 | 0 | bus_water_ultrapure | 0.26559 | 0 | bus_ael | 0.01955 | 0 | 0 | empty | 1 | 905 | 42944.7218 | 20 | 100000 | 100000 | AEL MWel_cons_2035 | 1.955e-05 | 0
ael_electrolyzer_40 | 0 | kg/h | 0 | 0 | 2040 | 2045 | bus_el-h2 | 1 | 0 | bus_water_ultrapure | 0.26559 | 0 | bus_ael | 0.01955 | 0 | 0 | empty | 1 | 905 | 41067.3822 | 20 | 100000 | 100000 | AEL MWel_cons_2040 | 1.955e-05 | 0
ael_electrolyzer_45 | 0 | kg/h | 0 | 0 | 2045 | 2050 | bus_el-h2 | 1 | 0 | bus_water_ultrapure | 0.26559 | 0 | bus_ael | 0.01955 | 0 | 0 | empty | 1 | 905 | 39262.2866 | 20 | 100000 | 100000 | AEL MWel_cons_2045 | 1.955e-05 | 0
ael_electrolyzer_50 | 0 | kg/h | 0 | 0 | 2050 | 2055 | bus_el-h2 | 1 | 0 | bus_water_ultrapure | 0.26559 | 0 | bus_ael | 0.01955 | 0 | 0 | empty | 1 | 905 | 39262.2866 | 20 | 100000 | 100000 | AEL MWel_cons_2045 | 1.955e-05 | 0
ael_electrolyzer_55 | 0 | kg/h | 0 | 0 | 2055 | 2060 | bus_el-h2 | 1 | 0 | bus_water_ultrapure | 0.26559 | 0 | bus_ael | 0.01955 | 0 | 0 | empty | 1 | 905 | 39262.2866 | 20 | 100000 | 100000 | AEL MWel_cons_2045 | 1.955e-05 | 0
ael_electrolyzer_60 | 0 | kg/h | 0 | 0 | 2060 | 2065 | bus_el-h2 | 1 | 0 | bus_water_ultrapure | 0.26559 | 0 | bus_ael | 0.01955 | 0 | 0 | empty | 1 | 905 | 39262.2866 | 20 | 100000 | 100000 | AEL MWel_cons_2045 | 1.955e-05 | 0
ael_electrolyzer_65 | 0 | kg/h | 0 | 0 | 2065 | 2070 | bus_el-h2 | 1 | 0 | bus_water_ultrapure | 0.26559 | 0 | bus_ael | 0.01955 | 0 | 0 | empty | 1 | 905 | 39262.2866 | 20 | 100000 | 100000 | AEL MWel_cons_2045 | 1.955e-05 | 0
ael_electrolyzer_70 | 0 | kg/h | 0 | 0 | 2070 | 2075 | bus_el-h2 | 1 | 0 | bus_water_ultrapure | 0.26559 | 0 | bus_ael | 0.01955 | 0 | 0 | empty | 1 | 905 | 39262.2866 | 20 | 100000 | 100000 | AEL MWel_cons_2045 | 1.955e-05 | 0
aem_electrolyzer_30 | 0 | kg/h | 0 | 0 | 2030 | 2100 | bus_el | 1 | 0 | bus_water_ultrapure | 0.25794 | 0 | bus_aem | 0.018735 | 0 | 0 | empty | 1 | 7000 | 150000 | 20 | 100000 | 100000 | empty | 1 | 0
aem_electrolyzer_35 | 0 | kg/h | 0 | 0 | 2035 | 2040 | bus_el |  | 0 | bus_water_ultrapure |  | 0 | bus_aem |  | 0 | 0 | empty | 1 |  |  |  | 100000 | 100000 |  |  | 0
aem_electrolyzer_40 | 0 | kg/h | 0 | 0 | 2040 | 2045 | bus_el |  | 0 | bus_water_ultrapure |  | 0 | bus_aem |  | 0 | 0 | empty | 1 |  |  |  | 100000 | 100000 |  |  | 0
aem_electrolyzer_45 | 0 | kg/h | 0 | 0 | 2045 | 2100 | bus_el |  | 0 | bus_water_ultrapure |  | 0 | bus_aem |  | 0 | 0 | empty | 1 |  |  |  | 100000 | 100000 |  |  | 0
soec_proxy_i1 | 1 | kg/h | 0 | 0 | 2025 | 2030 | bus_el-h2 | 1 | 0 | bus_water_ultrapure | 0.3209 | 0 | bus_soec_pi1 | 0.025167 | 0 | 0 | empty | 1 | 0 | 0 | 100 | 100000 | 100000 | empty | 1 | 0 |  |  |  | - all investment costs are based on 20a lifetime (last stack is sold after BoP's end of life - om is average value of year 25 & year 70 - 50% investmet funding
so_electrolyzer_25 | 1 | kg/h | 0 | 0 | 2025 | 2030 | bus_soec_pi1 | 1 | 0 | bus_th200 | 10.0967 | 0 | bus_soec | 1 | 0 | 0 | empty | 1 | 1127 | 93727.001 | 20 | 0 | 100000 | SOEC MWel_cons_2025 | 2.5167e-05 | 0
so_electrolyzer_30 | 1 | kg/h | 0 | 0 | 2030 | 2035 | bus_soec_pi1 | 1 | 0 | bus_th200 | 10.0967 | 0 | bus_soec | 1 | 0 | 0 | empty | 1 | 1127 | 54071.2056 | 20 | 100000 | 100000 | SOEC MWel_cons_2030 | 2.5167e-05 | 0
so_electrolyzer_35 | 1 | kg/h | 0 | 0 | 2035 | 2040 | bus_soec_pi1 | 1 | 0 | bus_th200 | 10.0967 | 0 | bus_soec | 1 | 0 | 0 | empty | 1 | 1127 | 39055.4982 | 20 | 100000 | 100000 | SOEC MWel_cons_2035 | 2.5167e-05 | 0
so_electrolyzer_40 | 1 | kg/h | 0 | 0 | 2040 | 2045 | bus_soec_pi1 | 1 | 0 | bus_th200 | 10.0967 | 0 | bus_soec | 1 | 0 | 0 | empty | 1 | 1127 | 28959.8978 | 20 | 100000 | 100000 | SOEC MWel_cons_2040 | 2.5167e-05 | 0
so_electrolyzer_45 | 1 | kg/h | 0 | 0 | 2045 | 2050 | bus_soec_pi1 | 1 | 0 | bus_th200 | 10.0967 | 0 | bus_soec | 1 | 0 | 0 | empty | 1 | 1127 | 22752.5292 | 20 | 100000 | 100000 | SOEC MWel_cons_2045 | 2.5167e-05 | 0
so_electrolyzer_50 | 1 | kg/h | 0 | 0 | 2050 | 2055 | bus_soec_pi1 | 1 | 0 | bus_th200 | 10.0967 | 0 | bus_soec | 1 | 0 | 0 | empty | 1 | 1127 | 22752.5292 | 20 | 100000 | 100000 | SOEC MWel_cons_2045 | 2.5167e-05 | 0
so_electrolyzer_55 | 1 | kg/h | 0 | 0 | 2055 | 2060 | bus_soec_pi1 | 1 | 0 | bus_th200 | 10.0967 | 0 | bus_soec | 1 | 0 | 0 | empty | 1 | 1127 | 22752.5292 | 20 | 100000 | 100000 | SOEC MWel_cons_2045 | 2.5167e-05 | 0
so_electrolyzer_60 | 1 | kg/h | 0 | 0 | 2060 | 2065 | bus_soec_pi1 | 1 | 0 | bus_th200 | 10.0967 | 0 | bus_soec | 1 | 0 | 0 | empty | 1 | 1127 | 22752.5292 | 20 | 100000 | 100000 | SOEC MWel_cons_2045 | 2.5167e-05 | 0
so_electrolyzer_65 | 1 | kg/h | 0 | 0 | 2065 | 2070 | bus_soec_pi1 | 1 | 0 | bus_th200 | 10.0967 | 0 | bus_soec | 1 | 0 | 0 | empty | 1 | 1127 | 22752.5292 | 20 | 100000 | 100000 | SOEC MWel_cons_2045 | 2.5167e-05 | 0
so_electrolyzer_70 | 1 | kg/h | 0 | 0 | 2070 | 2075 | bus_soec_pi1 | 1 | 0 | bus_th200 | 10.0967 | 0 | bus_soec | 1 | 0 | 0 | empty | 1 | 1127 | 22752.5292 | 20 | 100000 | 100000 | SOEC MWel_cons_2045 | 2.5167e-05 | 0
atr_proxy_i1 | 0 | kg/h | 0 | 0 | 0 | 2100 | bus_water_deionized | 1 | 0 | bus_el | 0.56207 | 0 | bus_atr_pi1 | 0.13081 | 0 | 0 | empty | 1 | 0 | 0 | 100 | 100000 | 100000 | empty | 1 | 0
autothermal_reformer_25 | 0 | kg/h | 0 | 0 | 2025 | 2030 | bus_atr_pi1 | 1 | 0 | bus_biogas | 48.143 | 0 | bus_atr | 1 | 0 | -1.1672 | co2_credit | 15.5622 | 592 | 25111 | 25 | 0 | 100000 | SMR_cons_2025 | 0.0001111 | 0
autothermal_reformer_30 | 0 | kg/h | 0 | 0 | 2030 | 2035 | bus_atr_pi1 | 1 | 0 | bus_biogas | 48.143 | 0 | bus_atr | 1 | 0 | -2.3343 | co2_credit | 15.5622 | 592 | 23429 | 25 | 0 | 100000 | SMR_cons_2030 | 0.0001111 | 0
autothermal_reformer_35 | 0 | kg/h | 0 | 0 | 2035 | 2040 | bus_atr_pi1 | 1 | 0 | bus_biogas | 48.143 | 0 | bus_atr | 1 | 0 | -3.5015 | co2_credit | 15.5622 | 592 | 21863 | 25 | 0 | 100000 | SMR_cons_2035 | 0.0001111 | 0
autothermal_reformer_40 | 0 | kg/h | 0 | 0 | 2040 | 2045 | bus_atr_pi1 | 1 | 0 | bus_biogas | 48.143 | 0 | bus_atr | 1 | 0 | -4.6687 | co2_credit | 15.5622 | 592 | 20405 | 25 | 100000 | 100000 | SMR_cons_2040 | 0.0001111 | 0
autothermal_reformer_45 | 0 | kg/h | 0 | 0 | 2045 | 2050 | bus_atr_pi1 | 1 | 0 | bus_biogas | 48.143 | 0 | bus_atr | 1 | 0 | -4.6687 | co2_credit | 15.5622 | 592 | 19047 | 25 | 100000 | 100000 | SMR_cons_2045 | 0.0001111 | 0
autothermal_reformer_50 | 0 | kg/h | 0 | 0 | 2050 | 2055 | bus_atr_pi1 | 1 | 0 | bus_biogas | 48.143 | 0 | bus_atr | 1 | 0 | -4.6687 | co2_credit | 15.5622 | 592 | 19047 | 25 | 100000 | 100000 | SMR_cons_2045 | 0.0001111 | 0
autothermal_reformer_55 | 0 | kg/h | 0 | 0 | 2055 | 2060 | bus_atr_pi1 | 1 | 0 | bus_biogas | 48.143 | 0 | bus_atr | 1 | 0 | -4.6687 | co2_credit | 15.5622 | 592 | 19047 | 25 | 100000 | 100000 | SMR_cons_2045 | 0.0001111 | 0
autothermal_reformer_60 | 0 | kg/h | 0 | 0 | 2060 | 2065 | bus_atr_pi1 | 1 | 0 | bus_biogas | 48.143 | 0 | bus_atr | 1 | 0 | -4.6687 | co2_credit | 15.5622 | 592 | 19047 | 25 | 100000 | 100000 | SMR_cons_2045 | 0.0001111 | 0
autothermal_reformer_65 | 0 | kg/h | 0 | 0 | 2065 | 2070 | bus_atr_pi1 | 1 | 0 | bus_biogas | 48.143 | 0 | bus_atr | 1 | 0 | -4.6687 | co2_credit | 15.5622 | 592 | 19047 | 25 | 100000 | 100000 | SMR_cons_2045 | 0.0001111 | 0
autothermal_reformer_70 | 0 | kg/h | 0 | 0 | 2070 | 2075 | bus_atr_pi1 | 1 | 0 | bus_biogas | 48.143 | 0 | bus_atr | 1 | 0 | -4.6687 | co2_credit | 15.5622 | 592 | 19047 | 25 | 100000 | 100000 | SMR_cons_2045 | 0.0001111 | 0 |  |  |  | om actually 6% per year of invest costs
lohc-dehy_proxy_i1 | 1 | kg/h | 0 | 0 | 0 | 2100 | bus_lohc | 1 | 0 | bus_th400 | 0.56005 | 0 | bus_lohcdehy_pi1 | 0.062225 | 0 | 0 | empty | 1 | 0 | 0 | 100 | 100000 | 100000 | empty | 1 | 0
lohc-dehydrogenation_25 | 1 | kg/h | 0 | 0 | 2025 | 2030 | bus_lohcdehy_pi1 | 1 | 0 | bus_el-h2 | 1.8314 | 0 | bus_hydrogen | 1 | 0 | 0 | empty | 1 | 465 | 13657 | 20 | 0 | 100000 | construction chemical factory 1ha, organics | 0.00070053 | 0
lohc-dehydrogenation_30 | 1 | kg/h | 0 | 0 | 2030 | 2035 | bus_lohcdehy_pi1 | 1 | 0 | bus_el-h2 | 1.8314 | 0 | bus_hydrogen | 1 | 0 | 0 | empty | 1 | 465 | 12911 | 20 | 100000 | 100000 | construction chemical factory 1ha, organics | 0.00070053 | 0
lohc-dehydrogenation_35 | 1 | kg/h | 0 | 0 | 2035 | 2040 | bus_lohcdehy_pi1 | 1 | 0 | bus_el-h2 | 1.8314 | 0 | bus_hydrogen | 1 | 0 | 0 | empty | 1 | 465 | 12207 | 20 | 100000 | 100000 | construction chemical factory 1ha, organics | 0.00070053 | 0
lohc-dehydrogenation_40 | 1 | kg/h | 0 | 0 | 2040 | 2045 | bus_lohcdehy_pi1 | 1 | 0 | bus_el-h2 | 1.8314 | 0 | bus_hydrogen | 1 | 0 | 0 | empty | 1 | 465 | 11543 | 20 | 100000 | 100000 | construction chemical factory 1ha, organics | 0.00070053 | 0
lohc-dehydrogenation_45 | 1 | kg/h | 0 | 0 | 2045 | 2050 | bus_lohcdehy_pi1 | 1 | 0 | bus_el-h2 | 1.8314 | 0 | bus_hydrogen | 1 | 0 | 0 | empty | 1 | 465 | 10916 | 20 | 100000 | 100000 | construction chemical factory 1ha, organics | 0.00070053 | 0
lohc-dehydrogenation_50 | 1 | kg/h | 0 | 0 | 2050 | 2055 | bus_lohcdehy_pi1 | 1 | 0 | bus_el-h2 | 1.8314 | 0 | bus_hydrogen | 1 | 0 | 0 | empty | 1 | 465 | 10916 | 20 | 100000 | 100000 | construction chemical factory 1ha, organics | 0.00070053 | 0
lohc-dehydrogenation_55 | 1 | kg/h | 0 | 0 | 2055 | 2060 | bus_lohcdehy_pi1 | 1 | 0 | bus_el-h2 | 1.8314 | 0 | bus_hydrogen | 1 | 0 | 0 | empty | 1 | 465 | 10916 | 20 | 100000 | 100000 | construction chemical factory 1ha, organics | 0.00070053 | 0
lohc-dehydrogenation_60 | 1 | kg/h | 0 | 0 | 2060 | 2065 | bus_lohcdehy_pi1 | 1 | 0 | bus_el-h2 | 1.8314 | 0 | bus_hydrogen | 1 | 0 | 0 | empty | 1 | 465 | 10916 | 20 | 100000 | 100000 | construction chemical factory 1ha, organics | 0.00070053 | 0
lohc-dehydrogenation_65 | 1 | kg/h | 0 | 0 | 2065 | 2070 | bus_lohcdehy_pi1 | 1 | 0 | bus_el-h2 | 1.8314 | 0 | bus_hydrogen | 1 | 0 | 0 | empty | 1 | 465 | 10916 | 20 | 100000 | 100000 | construction chemical factory 1ha, organics | 0.00070053 | 0
lohc-dehydrogenation_70 | 1 | kg/h | 0 | 0 | 2070 | 2075 | bus_lohcdehy_pi1 | 1 | 0 | bus_el-h2 | 1.8314 | 0 | bus_hydrogen | 1 | 0 | 0 | empty | 1 | 465 | 10916 | 20 | 100000 | 100000 | construction chemical factory 1ha, organics | 0.00070053 | 0 |  |  |  | om actually 3% per year of invest costs
ammonia-decomp_proxy_i1 | 1 | kg/h | 0 | 0 | 0 | 2100 | bus_nh3 | 1 | 0 | bus_th400 | 0.74528 | 0 | bus_ammoniadecomp_pi1 | 0.174 | 0 | 0 | empty | 1 | 0 | 0 | 100 | 100000 | 100000 | empty | 1 | 0
ammonia-decomposition_25 | 1 | kg/h | 0 | 0 | 2025 | 2030 | bus_ammoniadecomp_pi1 | 1 | 0 | bus_el-h2 | 3.0658 | 0 | bus_hydrogen | 1 | 0 | 0 | empty | 1 | 1046 | 43014 | 25 | 0 | 100000 | construction chemical factory 1ha, organics | 0.00070053 | 0
ammonia-decomposition_30 | 1 | kg/h | 0 | 0 | 2030 | 2035 | bus_ammoniadecomp_pi1 | 1 | 0 | bus_el-h2 | 3.0658 | 0 | bus_hydrogen | 1 | 0 | 0 | empty | 1 | 1046 | 40066 | 25 | 100000 | 100000 | construction chemical factory 1ha, organics | 0.00070053 | 0
ammonia-decomposition_35 | 1 | kg/h | 0 | 0 | 2035 | 2040 | bus_ammoniadecomp_pi1 | 1 | 0 | bus_el-h2 | 3.0658 | 0 | bus_hydrogen | 1 | 0 | 0 | empty | 1 | 1046 | 37326 | 25 | 100000 | 100000 | construction chemical factory 1ha, organics | 0.00070053 | 0
ammonia-decomposition_40 | 1 | kg/h | 0 | 0 | 2040 | 2045 | bus_ammoniadecomp_pi1 | 1 | 0 | bus_el-h2 | 3.0658 | 0 | bus_hydrogen | 1 | 0 | 0 | empty | 1 | 1046 | 34778 | 25 | 100000 | 100000 | construction chemical factory 1ha, organics | 0.00070053 | 0
ammonia-decomposition_45 | 1 | kg/h | 0 | 0 | 2045 | 2050 | bus_ammoniadecomp_pi1 | 1 | 0 | bus_el-h2 | 3.0658 | 0 | bus_hydrogen | 1 | 0 | 0 | empty | 1 | 1046 | 32408 | 25 | 100000 | 100000 | construction chemical factory 1ha, organics | 0.00070053 | 0
ammonia-decomposition_50 | 1 | kg/h | 0 | 0 | 2050 | 2055 | bus_ammoniadecomp_pi1 | 1 | 0 | bus_el-h2 | 3.0658 | 0 | bus_hydrogen | 1 | 0 | 0 | empty | 1 | 1046 | 32408 | 25 | 100000 | 100000 | construction chemical factory 1ha, organics | 0.00070053 | 0
ammonia-decomposition_55 | 1 | kg/h | 0 | 0 | 2055 | 2060 | bus_ammoniadecomp_pi1 | 1 | 0 | bus_el-h2 | 3.0658 | 0 | bus_hydrogen | 1 | 0 | 0 | empty | 1 | 1046 | 32408 | 25 | 100000 | 100000 | construction chemical factory 1ha, organics | 0.00070053 | 0
ammonia-decomposition_60 | 1 | kg/h | 0 | 0 | 2060 | 2065 | bus_ammoniadecomp_pi1 | 1 | 0 | bus_el-h2 | 3.0658 | 0 | bus_hydrogen | 1 | 0 | 0 | empty | 1 | 1046 | 32408 | 25 | 100000 | 100000 | construction chemical factory 1ha, organics | 0.00070053 | 0
ammonia-decomposition_65 | 1 | kg/h | 0 | 0 | 2065 | 2070 | bus_ammoniadecomp_pi1 | 1 | 0 | bus_el-h2 | 3.0658 | 0 | bus_hydrogen | 1 | 0 | 0 | empty | 1 | 1046 | 32408 | 25 | 100000 | 100000 | construction chemical factory 1ha, organics | 0.00070053 | 0
ammonia-decomposition_70 | 1 | kg/h | 0 | 0 | 2070 | 2075 | bus_ammoniadecomp_pi1 | 1 | 0 | bus_el-h2 | 3.0658 | 0 | bus_hydrogen | 1 | 0 | 0 | empty | 1 | 1046 | 32408 | 25 | 100000 | 100000 | construction chemical factory 1ha, organics | 0.00070053 | 0 |  |  |  | om actually 4% per year of invest costs
kvaerner-ng_proxy_i1 | 0 | kg/h | 0 | 0 | 0 | 2100 | bus_nat_gas | 1 | 0 | bus_el | 0.33756 | 0 | bus_kvaerner_pi1 | 0.019483 | 0 | 0 | empty | 1 | 0 | 0 | 100 | 100000 | 100000 | empty | 1 | 0
kvaerner-bio_proxy_i1 | 0 | kg/h | 0 | 0 | 0 | 2100 | bus_biometh | 1 | 0 | bus_el | 0.33756 | 0 | bus_kvaerner_pi1 | 0.019483 | 0 | 0 | empty | 1 | 0 | 0 | 100 | 100000 | 100000 | empty | 1 | 0
carbon_capture_atr_25 | 0 | kg/h | 0 | 0 | 2025 | 2030 | bus_atr-exhaust | 1 | 0 | bus_el | 0.14673 | 0 | bus_co2 | 0.36679 | 0 | 0 | empty | 1 | 19.5 | 848 | 25 | 0 | 100000 | CO2 capture_cons_2025 | 7.9323e-06 | 0
carbon_capture_atr_30 | 0 | kg/h | 0 | 0 | 2030 | 2035 | bus_atr-exhaust | 1 | 0 | bus_el | 0.14673 | 0 | bus_co2 | 0.36679 | 0 | 0 | empty | 1 | 19.5 | 784 | 25 | 0 | 100000 | CO2 capture_cons_2030 | 7.9323e-06 | 0
carbon_capture_atr_35 | 0 | kg/h | 0 | 0 | 2035 | 2040 | bus_atr-exhaust | 1 | 0 | bus_el | 0.14673 | 0 | bus_co2 | 0.36679 | 0 | 0 | empty | 1 | 19.5 | 726 | 25 | 0 | 100000 | CO2 capture_cons_2035 | 7.9323e-06 | 0
carbon_capture_atr_40 | 0 | kg/h | 0 | 0 | 2040 | 2045 | bus_atr-exhaust | 1 | 0 | bus_el | 0.14673 | 0 | bus_co2 | 0.36679 | 0 | 0 | empty | 1 | 19.5 | 671 | 25 | 100000 | 100000 | CO2 capture_cons_2040 | 7.9323e-06 | 0
carbon_capture_atr_45 | 0 | kg/h | 0 | 0 | 2045 | 2050 | bus_atr-exhaust | 1 | 0 | bus_el | 0.14673 | 0 | bus_co2 | 0.36679 | 0 | 0 | empty | 1 | 19.5 | 621 | 25 | 100000 | 100000 | CO2 capture_cons_2045 | 7.9323e-06 | 0
carbon_capture_atr_50 | 0 | kg/h | 0 | 0 | 2050 | 2055 | bus_atr-exhaust | 1 | 0 | bus_el | 0.14673 | 0 | bus_co2 | 0.36679 | 0 | 0 | empty | 1 | 19.5 | 621 | 25 | 100000 | 100000 | CO2 capture_cons_2045 | 7.9323e-06 | 0
carbon_capture_atr_55 | 0 | kg/h | 0 | 0 | 2055 | 2060 | bus_atr-exhaust | 1 | 0 | bus_el | 0.14673 | 0 | bus_co2 | 0.36679 | 0 | 0 | empty | 1 | 19.5 | 621 | 25 | 100000 | 100000 | CO2 capture_cons_2045 | 7.9323e-06 | 0
carbon_capture_atr_60 | 0 | kg/h | 0 | 0 | 2060 | 2065 | bus_atr-exhaust | 1 | 0 | bus_el | 0.14673 | 0 | bus_co2 | 0.36679 | 0 | 0 | empty | 1 | 19.5 | 621 | 25 | 100000 | 100000 | CO2 capture_cons_2045 | 7.9323e-06 | 0
carbon_capture_atr_65 | 0 | kg/h | 0 | 0 | 2065 | 2070 | bus_atr-exhaust | 1 | 0 | bus_el | 0.14673 | 0 | bus_co2 | 0.36679 | 0 | 0 | empty | 1 | 19.5 | 621 | 25 | 100000 | 100000 | CO2 capture_cons_2045 | 7.9323e-06 | 0
carbon_capture_atr_70 | 0 | kg/h | 0 | 0 | 2070 | 2075 | bus_atr-exhaust | 1 | 0 | bus_el | 0.14673 | 0 | bus_co2 | 0.36679 | 0 | 0 | empty | 1 | 19.5 | 621 | 25 | 100000 | 100000 | CO2 capture_cons_2045 | 7.9323e-06 | 0 |  |  |  | om actually 6% per year of invest costs
carbon_capture_smr_25 | 0 | kg/h | 0 | 0 | 2025 | 2030 | bus_smr-exhaust | 1 | 0 | bus_el | 0.10675 | 0 | bus_co2 | 0.26689 | 0 | 0 | empty | 1 | 41 | 1548 | 25 | 0 | 100000 | CO2 capture_cons_2025 | 1.3605e-05 | 0
carbon_capture_smr_30 | 0 | kg/h | 0 | 0 | 2030 | 2035 | bus_smr-exhaust | 1 | 0 | bus_el | 0.10675 | 0 | bus_co2 | 0.26689 | 0 | 0 | empty | 1 | 41 | 1471 | 25 | 100000 | 100000 | CO2 capture_cons_2030 | 1.3605e-05 | 0
carbon_capture_smr_35 | 0 | kg/h | 0 | 0 | 2035 | 2040 | bus_smr-exhaust | 1 | 0 | bus_el | 0.10675 | 0 | bus_co2 | 0.26689 | 0 | 0 | empty | 1 | 41 | 1397 | 25 | 100000 | 100000 | CO2 capture_cons_2035 | 1.3605e-05 | 0
carbon_capture_smr_40 | 0 | kg/h | 0 | 0 | 2040 | 2045 | bus_smr-exhaust | 1 | 0 | bus_el | 0.10675 | 0 | bus_co2 | 0.26689 | 0 | 0 | empty | 1 | 41 | 1327 | 25 | 100000 | 100000 | CO2 capture_cons_2040 | 1.3605e-05 | 0
carbon_capture_smr_45 | 0 | kg/h | 0 | 0 | 2045 | 2050 | bus_smr-exhaust | 1 | 0 | bus_el | 0.10675 | 0 | bus_co2 | 0.26689 | 0 | 0 | empty | 1 | 41 | 1261 | 25 | 100000 | 100000 | CO2 capture_cons_2045 | 1.3605e-05 | 0
carbon_capture_smr_50 | 0 | kg/h | 0 | 0 | 2050 | 2055 | bus_smr-exhaust | 1 | 0 | bus_el | 0.10675 | 0 | bus_co2 | 0.26689 | 0 | 0 | empty | 1 | 41 | 1261 | 25 | 100000 | 100000 | CO2 capture_cons_2045 | 1.3605e-05 | 0
carbon_capture_smr_55 | 0 | kg/h | 0 | 0 | 2055 | 2060 | bus_smr-exhaust | 1 | 0 | bus_el | 0.10675 | 0 | bus_co2 | 0.26689 | 0 | 0 | empty | 1 | 41 | 1261 | 25 | 100000 | 100000 | CO2 capture_cons_2045 | 1.3605e-05 | 0
carbon_capture_smr_60 | 0 | kg/h | 0 | 0 | 2060 | 2065 | bus_smr-exhaust | 1 | 0 | bus_el | 0.10675 | 0 | bus_co2 | 0.26689 | 0 | 0 | empty | 1 | 41 | 1261 | 25 | 100000 | 100000 | CO2 capture_cons_2045 | 1.3605e-05 | 0
carbon_capture_smr_65 | 0 | kg/h | 0 | 0 | 2065 | 2070 | bus_smr-exhaust | 1 | 0 | bus_el | 0.10675 | 0 | bus_co2 | 0.26689 | 0 | 0 | empty | 1 | 41 | 1261 | 25 | 100000 | 100000 | CO2 capture_cons_2045 | 1.3605e-05 | 0
carbon_capture_smr_70 | 0 | kg/h | 0 | 0 | 2070 | 2075 | bus_smr-exhaust | 1 | 0 | bus_el | 0.10675 | 0 | bus_co2 | 0.26689 | 0 | 0 | empty | 1 | 41 | 1261 | 25 | 100000 | 100000 | CO2 capture_cons_2045 | 1.3605e-05 | 0 |  |  |  | om actually 3% per year of invest costs
sepuran-membrane | 0 | kW | 0 | 0 | 2025 | 2100 | bus_biogas | 1 | 0 | bus_el | 0.030029 | 0 | bus_sepuran | 1 | 0 | 0 | empty | 1 | 8.34 | 278 | 25 | 100000 | 100000 | empty | 1 | 0
methanol-synthesis_proxy_i1 | 0 | kg/h | 0 | 0 | 2025 | 2100 | bus_co2 | 1 | 0 | bus_hydrogen | 0.1363 | 0 | bus_methsyn_pi1 | 0.68493 | 0 | 0 | empty | 1 | 0 | 0 | 100 | 100000 | 100000 | empty | 1 | 0
methanol_synthesis | 0 | kg/h | 0 | 0 | 2025 | 2100 | bus_methsyn_pi1 | 1 | 0 | bus_el | 0.5 | 0 | bus_ch3oh | 1 | 0 | 0 | empty | 1 | 200.1 | 6670 | 25 | 100000 | 100000 | empty | 1 | 0
direct-air-capture | 0 | kg/h | 0 | 0 | 2025 | 2100 | bus_el | 1 | 0 | bus_th120 | 4 | 0 | bus_co2 | 2.5 | 0 | 0 | empty | 1 | 355.2 | 8880 | 20 | 100000 | 100000 | empty | 1 | 0
heat-converter_400-200th | 1 | kWth | 0 | 0 | 0 | 2100 | bus_th400 | 1 | 0 |  |  | 0 | bus_th200 | 1 | 0 | 0 | empty | 1 | 0 | 0 | 100 | 100000 | 100000 | empty | 1 | 0
heat-converter_200-120th | 1 | kWth | 0 | 0 | 0 | 2100 | bus_th200 | 1 | 0 |  |  | 0 | bus_th120 | 1 | 0 | 0 | empty | 1 | 0 | 0 | 100 | 100000 | 100000 | empty | 1 | 0
heat-converter_120-60th | 1 | kWth | 0 | 0 | 0 | 2100 | bus_th120 | 1 | 0 |  |  | 0 | bus_th60 | 1 | 0 | 0 | empty | 1 | 0 | 0 | 100 | 100000 | 100000 | empty | 1 | 0
electric_boiler | 0 | kW | 0 | 0 | 0 | 2100 | bus_el | 1 | 0 | bus_water_deionized | 0.64293 | 0 | bus_steam7,5bar | 0.99 | 0 | 0 | empty | 1 | 3.2 | 160 | 20 | 100000 | 100000 | empty | 1 | 0 |  |  |  | chosen assumptions (primary data) are significantly higher than DEA technology catalogue for electr. and district heating p. 312 / for total annual steam production are 25 MW necessary
electric_heater | 1 | kW | 0 | 0 | 0 | 2100 | bus_el | 1 | 0 |  |  |  | bus_th400 | 0.99 | 0 | 0 | empty | 1 | 3.2 | 160 | 20 | 100000 | 100000 | 5kWel market for auxiliary heating unit | 0.20202 | 0 |  |  |  | same assumption as electric_boiler
heat-steam_converter | 1 | kW | 0 | 0 | 0 | 2100 | bus_th200 | 1 | 0 | bus_water_deionized | 0.61787 | 0 | bus_steam7,5bar | 0.99 | 0 | 0 | empty | 1 | 0 | 0 | 20 | 100000 | 100000 | empty | 1 | 0 |  |  |  | assumptions are based on electric_boiler without infrastructure investments
chp-ng_proxy_i1 | 1 | kW | 0 | 0 | 0 | 2100 | bus_nat_gas | 1 | 0 | bus_el | 0.0084982 | 0 | bus_chp_pi1 | 0.45 | 0 | 0 | empty | 1 | 0 | 0 | 100 | 100000 | 100000 | empty | 1 | 1
chp-ng_e_proxy_i1 | 1 | kW | 0 | 0 | 0 | 2100 | bus_nat_gas | 1 | 0 | bus_el | 0.0084982 | 0 | bus_chp_e_pi1 | 0.2201 | 0 | 0 | empty | 1 | 0 | 0 | 100 | 100000 | 100000 | empty | 1 | 1
chp-bio_proxy_i1_25 | 0 | kW | 0 | 0 | 0 | 2100 | bus_biometh | 1 | 0 | bus_el | 0.0084982 | 0 | bus_chp_pi1 | 0.2201 | 0 | -0.067534 | co2_credit | 0.90045 | 0 | 0 | 100 | 100000 | 100000 | empty | 1 | 1
chp-bio_proxy_i1_30 | 0 | kW | 0 | 0 | 0 | 2100 | bus_biometh | 1 | 0 | bus_el | 0.0084982 | 0 | bus_chp_pi1 | 0.2201 | 0 | -0.13507 | co2_credit | 0.90045 | 0 | 0 | 100 | 100000 | 100000 | empty | 1 | 1
chp-bio_proxy_i1_35 | 0 | kW | 0 | 0 | 0 | 2100 | bus_biometh | 1 | 0 | bus_el | 0.0084982 | 0 | bus_chp_pi1 | 0.2201 | 0 | -0.2026 | co2_credit | 0.90045 | 0 | 0 | 100 | 100000 | 100000 | empty | 1 | 1
chp-bio_proxy_i1_40 | 0 | kW | 0 | 0 | 0 | 2100 | bus_biometh | 1 | 0 | bus_el | 0.0084982 | 0 | bus_chp_pi1 | 0.2201 | 0 | -0.27014 | co2_credit | 0.90045 | 0 | 0 | 100 | 100000 | 100000 | empty | 1 | 1
chp-bio_proxy_i1_45 | 0 | kW | 0 | 0 | 0 | 2100 | bus_biometh | 1 | 0 | bus_el | 0.0084982 | 0 | bus_chp_pi1 | 0.2201 | 0 | -0.27014 | co2_credit | 0.90045 | 0 | 0 | 100 | 100000 | 100000 | empty | 1 | 1
chp-bio_proxy_i1_50 | 0 | kW | 0 | 0 | 0 | 2100 | bus_biometh | 1 | 0 | bus_el | 0.0084982 | 0 | bus_chp_pi1 | 0.2201 | 0 | -0.27014 | co2_credit | 0.90045 | 0 | 0 | 100 | 100000 | 100000 | empty | 1 | 1
chp-bio_proxy_i1_55 | 0 | kW | 0 | 0 | 0 | 2100 | bus_biometh | 1 | 0 | bus_el | 0.0084982 | 0 | bus_chp_pi1 | 0.2201 | 0 | -0.27014 | co2_credit | 0.90045 | 0 | 0 | 100 | 100000 | 100000 | empty | 1 | 1
chp-bio_proxy_i1_60 | 0 | kW | 0 | 0 | 0 | 2100 | bus_biometh | 1 | 0 | bus_el | 0.0084982 | 0 | bus_chp_pi1 | 0.2201 | 0 | -0.27014 | co2_credit | 0.90045 | 0 | 0 | 100 | 100000 | 100000 | empty | 1 | 1
chp-bio_proxy_i1_65 | 0 | kW | 0 | 0 | 0 | 2100 | bus_biometh | 1 | 0 | bus_el | 0.0084982 | 0 | bus_chp_pi1 | 0.2201 | 0 | -0.27014 | co2_credit | 0.90045 | 0 | 0 | 100 | 100000 | 100000 | empty | 1 | 1
chp-bio_proxy_i1_70 | 0 | kW | 0 | 0 | 0 | 2100 | bus_biometh | 1 | 0 | bus_el | 0.0084982 | 0 | bus_chp_pi1 | 0.2201 | 0 | -0.27014 | co2_credit | 0.90045 | 0 | 0 | 100 | 100000 | 100000 | empty | 1 | 1
chp_existing | 1 | kW | 1 | 9800 | 0 | 2100 | bus_chp_e_pi1 | 1 | 0 | bus_water_deionized | 0.96057 | 0 | bus_chp_exist | 1 | 0 | 0 | empty | 1 | 0 | 0 | 3 | 100000 | 100000 | empty | 1 | 1
chp_reinvest | 1 | kW | 0 | 0 | 0 | 2100 | bus_chp_pi1 | 1 | 0 | bus_water_deionized | 0.96057 | 0 | bus_chp_new | 1 | 0 | 0 | empty | 1 | 57 | 1900 | 25 | 100000 | 100000 | chp, 160kW electrical | 0.00625 | 1 |  |  |  | DEA2023 Electricity & District Heating
chp_refurbish_25 | 1 | kW | 0 | 0 | 0 | 2100 | bus_chp_e_pi1 | 1 | 0 | bus_water_deionized | 0.96057 | 0 | bus_chp_exist | 1 | 0 | 0 | empty | 1 | 57 | 380 | 5 | 0 | 100000 | empty | 1 | 1
chp_refurbish_30 | 1 | kW | 0 | 0 | 0 | 2100 | bus_chp_e_pi1 | 1 | 0 | bus_water_deionized | 0.96057 | 0 | bus_chp_exist | 1 | 0 | 0 | empty | 1 | 57 | 380 | 5 | 100000 | 100000 | empty | 1 | 1
chp_refurbish_35 | 1 | kW | 0 | 0 | 0 | 2100 | bus_chp_e_pi1 | 1 | 0 | bus_water_deionized | 0.96057 | 0 | bus_chp_exist | 1 | 0 | 0 | empty | 1 | 57 | 380 | 5 | 0 | 100000 | empty | 1 | 1
chp_refurbish_40 | 1 | kW | 0 | 0 | 0 | 2100 | bus_chp_e_pi1 | 1 | 0 | bus_water_deionized | 0.96057 | 0 | bus_chp_exist | 1 | 0 | 0 | empty | 1 | 57 | 380 | 5 | 0 | 100000 | empty | 1 | 1
chp_refurbish_45 | 1 | kW | 0 | 0 | 0 | 2100 | bus_chp_e_pi1 | 1 | 0 | bus_water_deionized | 0.96057 | 0 | bus_chp_exist | 1 | 0 | 0 | empty | 1 | 57 | 380 | 5 | 0 | 100000 | empty | 1 | 1
chp_refurbish_50 | 1 | kW | 0 | 0 | 0 | 2100 | bus_chp_e_pi1 | 1 | 0 | bus_water_deionized | 0.96057 | 0 | bus_chp_exist | 1 | 0 | 0 | empty | 1 | 57 | 380 | 5 | 0 | 100000 | empty | 1 | 1
chp-h2_proxy_i1 | 1 | kW | 0 | 0 | 0 | 2100 | bus_hydrogen | 1 | 0 | bus_el | 0.28299 | 0 | bus_chp-h2_pi1 | 14.985 | 0 | 0 | empty | 1 | 0 | 0 | 100 | 100000 | 100000 | empty | 1 | 1
chp-h2 | 1 | kW | 0 | 0 | 0 | 2100 | bus_chp-h2_pi1 | 1 | 0 | bus_water_deionized | 0.96057 | 0 | bus_chp-h2 | 1 | 0 | 0 | empty | 1 | 68.4 | 2280 | 25 | 100000 | 100000 | chp, 160kW electrical | 0.00625 | 1
heat-pump60-120°C | 1 | kW | 0 | 0 | 0 | 2100 | bus_el | 1 | 0 | bus_th60 | 1.4685 | 0 | bus_th120 | 2.37 | 0 | 0 | heat production, air-water heat pump R134a | 3.6 | 22.53 | 751 | 20 | 100000 | 100000 | production, market for heat pump, brine-water, 10kW | 0.1 | 1 |  |  |  | primary: H2Chemie2050
heat-pump60-200°C | 0 | kW | 0 | 0 | 0 | 2100 | bus_el | 1 | 0 | bus_th60 | 0.86397 | 0 | bus_th200 | 1.77 | 0 | 0 | heat production, air-water heat pump R134a | 2.706 | 30.36 | 1012 | 20 | 100000 | 100000 | construction, heat pump+MVR, 745 kWel | 0.0013423 | 1 |  |  |  | primary: H2Chemie2051
MVR120-200°C | 1 | kW | 0 | 0 | 0 | 2100 | bus_el | 1 | 0 | bus_th120 | 6.4811 | 0 | bus_th200 | 7.1243 | 0 | 0 | empty | 1 | 15.9332 | 531.1077 | 20 | 100000 | 100000 | 300kW air compressor, screw-type compressor | 0.0033333 | 1 |  |  |  | primary: H2Chemie2052
biogas-meth-converter | 0 | kW | 0 | 0 | 0 | 2100 | bus_biogas | 1 | 0 |  |  | 0 | bus_biometh | 1 | 0 | 0.03 | empty | 1 | 0 | 0 | 100 | 100000 | 100000 | empty | 1 | 1
grid_th120-thhousehold | 0 | kWth | 0 | 0 | 0 | 2100 | bus_th120 | 1 | 0 |  |  | 0 | bus_th_households | 0.8 | 0 | 0 | empty | 1 | 0 | 0 | 100 | 100000 | 100000 | empty | 1 | 1 |  |  |  | reference for losses: DUH2022
grid_converter-h2 | 1 | kW | 0 | 0 | 0 | 2100 | bus_el | 1 | 0 |  |  | 0 | bus_el-h2 | 1 | 0 | timevariable_penalty | empty | 1 | 0 | 0 | 100 | 100000 | 100000 | empty | 1 | 0
grid_converter-stor | 1 | kW | 0 | 0 | 0 | 2100 | bus_el | 1 | 0 |  |  | 0 | bus_el-stor | 1 | 0 | timevariable_penalty | empty | 1 | 0 | 0 | 100 | 100000 | 100000 | empty | 1 | 0
stor-el-h2_converter | 1 | kW | 0 | 0 | 0 | 2100 | bus_el-stor | 1 | 0 |  |  | 0 | bus_el-h2 | 1 | 0 | timevariable_penalty | empty | 1 | 0 | 0 | 100 | 100000 | 100000 | empty | 1 | 0
stor-el_converter | 1 | kW | 0 | 0 | 0 | 2100 | bus_el-stor | 1 | 0 |  |  | 0 | bus_el | 1 | 0 | timevariable_penalty | empty | 1 | 0 | 0 | 100 | 100000 | 100000 | empty | 1 | 0
hydrogen:=proxy | 1 | kg/h | 0 | 0 | 0 | 2100 | bus_hydrogen | 1 | 0 |  |  | 0 | bus_hydrogen_proxy | 1 | 0 | 0 | empty | 1 | 0 | 0 | 100 | 100000 | 100000 | empty | 1 | 0
penalty-h2_reservoir | 1 | kg/h | 0 | 0 | 0 | 2100 | bus_hydrogen_proxy | 1 | 0 |  |  | 0 | bus_hydrogen | 1 | 0 | timevariable_penalty | empty | 1 | 0 | 0 | 100 | 100000 | 100000 | empty | 1 | 0
transformer | 1 | kW | 0 | 0 | 0 | 2100 | bus_el-out | 1 | 0 |  |  | 0 | bus_el-transformed | 1 | 0 | 0 | empty | 1 | 9 | 300 | 40 | 1000000 | 1000000 | transformer 50MVA, per kW | 1 | 0 |  |  |  | econom. Ref: primary (H2Chemie2050); ecolog. + lifetime Reference: Guo2022 and Jorge2012
Note on D1: Schmid, Marco: be aware, within LAEND variable_costs / var_env of EXISTING plants are considered to be constant. If this is not the case, the code of LAEND must be adjusted.
Note on J1: Schmid, Marco: be aware, within LAEND variable_costs / var_env of EXISTING plants are considered to be constant. If this is not the case, the code of LAEND must be adjusted.
Note on M1: Schmid, Marco: be aware, within LAEND variable_costs / var_env of EXISTING plants are considered to be constant. If this is not the case, the code of LAEND must be adjusted.
Note on Q1: Schmid, Marco: be aware, within LAEND variable_costs / var_env of EXISTING plants are considered to be constant. If this is not the case, the code of LAEND must be adjusted.
Note on R1: Schmid, Marco: be aware, within LAEND variable_costs / var_env of EXISTING plants are considered to be constant. If this is not the case, the code of LAEND must be adjusted.
Note on AD5: Hottenroth, Heidi: Typical values of quality grades are 0.4 for air-source heat pumps, 0.55 for ground-source (“brine-to-water”) heat pumps using a ground heat exchanger, and 0.5 for heat pumps using groundwater as source. [1] For high temperature heat pumps Arpagaus finds quality grades between 0.4 and 0.6. [2] https://oemof-thermal.readthedocs.io/en/latest/compression_heat_pumps_and_chillers.html
Note on AD6: Hottenroth, Heidi: Typical values of quality grades are 0.4 for air-source heat pumps, 0.55 for ground-source (“brine-to-water”) heat pumps using a ground heat exchanger, and 0.5 for heat pumps using groundwater as source. [1] For high temperature heat pumps Arpagaus finds quality grades between 0.4 and 0.6. [2] https://oemof-thermal.readthedocs.io/en/latest/compression_heat_pumps_and_chillers.html
Note on L21: Schmid, Marco: 12,9 kWh/kg (LHV) for details, see Obsidian file
Note on L23: Schmid, Marco: 12,9 kWh/kg (LHV) for details, see Obsidian file
Note on L24: Schmid, Marco: 12,9 kWh/kg (LHV) for details, see Obsidian file
Note on L25: Schmid, Marco: 12,9 kWh/kg (LHV) for details, see Obsidian file
Note on L26: Schmid, Marco: 12,9 kWh/kg (LHV) for details, see Obsidian file
Note on L27: Schmid, Marco: 12,9 kWh/kg (LHV) for details, see Obsidian file
Note on L28: Schmid, Marco: 12,9 kWh/kg (LHV) for details, see Obsidian file
Note on L29: Schmid, Marco: 12,9 kWh/kg (LHV) for details, see Obsidian file
Note on L30: Schmid, Marco: 12,9 kWh/kg (LHV) for details, see Obsidian file
Note on L31: Schmid, Marco: 12,9 kWh/kg (LHV) for details, see Obsidian file
Note on L32: Schmid, Marco: 12,9 kWh/kg (LHV) for details, see Obsidian file
Note on L33: Schmid, Marco: 12,9 kWh/kg (LHV) for details, see Obsidian file
Note on L75: Schmid, Marco: 5 kWh/kg (LHV) reference: FNR - for details, see Obsidian file
Note on Z87: Schmid, Marco: 4000m² (0,4ha) is the area of todays SMR (571 kgH2/h)
Note on I110: Schmid, Marco: 12,9 kWh/kg (LHV) for details, see Obsidian file
Note on I112: Schmid, Marco: 12,9 kWh/kg (LHV) for details, see Obsidian file
Note on T139: Schmid, Marco: based on SMR
Note on V139: Schmid, Marco: based on SMR
Note on L167: Schmid, Marco: without process water
Note on L168: Schmid, Marco: without process water
Note on L170: Schmid, Marco: without process water
Note on L175: Schmid, Marco: without process water
Note on L178: Schmid, Marco: without process water
Note on L182: Schmid, Marco: see powerpoint slide 4
Note on O182: Schmid, Marco: see powerpoint slide 4
Note on U182: Schmid, Marco: see powerpoint slide 4
Note on O186: Schmid, Marco: rough estimation
Note on Q188: Schmid, Marco: for first two weeks, no penalties, afterwards 1e9 penalty. Thus, storage has time to load itself
Note on Q189: Schmid, Marco: for first two weeks, no penalties, afterwards 1e9 penalty. Thus, storage has time to load itself
Note on Q191: Schmid, Marco: for first hour, 1e9 penalty, afterwards storage may be used to meet demands
Note on Q192: Schmid, Marco: for first hour, 1e9 penalty, afterwards storage may be used to meet demands
Note on Q195: Schmid, Marco: for first hour, 1e9 penalty, afterwards storage may be used to meet demands

## timeseries
hour | solar_thermal_FPC_high.fix | solar_thermal_FPC_low.fix | load_th.fix | load_el.fix | load_el_30.fix | load_el_35.fix | load_el_40.fix | load_el_45.fix | load-households_el.fix | load-households_el_30.fix | load-households_el_35.fix | load-households_el_40.fix | load-households_el_45.fix | load-households_th.fix | load-households_th_30.fix | load-households_th_35.fix | load-households_th_40.fix | load-households_th_45.fix | PV_flat_roof.fix | PV_og.fix | PV_og_30.fix | PV_og_35.fix | PV_og_40.fix | PV_og_45.fix | band-pip.fix | band-nh3.fix | band-lohc.fix | band-ch4.fix | band-el.fix | heat_pump_a_w_low.cop | heat_pump_a_w_high.cop | load_th_low.fix | load_th_high.fix | PV_facade.fix | windon.fix | windoff.fix | load_hydrogen.fix | load_steamSite.fix | load_methanol.fix | w/o5ct_resource_grid_25.timevariable_costs | w/o5ct_resource_grid_30.timevariable_costs | w/o5ct_resource_grid_35.timevariable_costs | w/o5ct_resource_grid_40.timevariable_costs | w/o5ct_resource_grid_45.timevariable_costs | resource_grid_25.timevariable_costs | resource_grid_30.timevariable_costs | resource_grid_35.timevariable_costs | resource_grid_40.timevariable_costs | resource_grid_45.timevariable_costs | grid_converter-h2.timevariable_penalty | grid_converter-stor.timevariable_penalty | stor-el-h2_converter.timevariable_penalty | stor-el_converter.timevariable_penalty | penalty-h2_reservoir.timevariable_penalty
1 |  |  |  | 9795.2055 |  |  |  |  | 3969.7784 | 4349.2634 | 4728.7484 | 5108.2334 | 5487.7184 | 25589.4186 | 24898.0804 | 24206.7422 | 23515.404 | 22824.0658 |  | 0 |  |  |  |  | 1 | 1 | 1 | 1 | 1 | [5 empty] | 2.2796 | 8.7763 | 570.7763 | 26826.484 | 684.9315 | 0.10173 | 0.091753 | 0.087241 | 0.11178 | 0.10601 | 0.10173 | 0.091753 | 0.087241 | 0.11178 | 0.10601 | 0 | 0 | 100000 | 100000 | 100000
2 |  |  |  | 9795.2055 |  |  |  |  | 3048.2434 | 3365.9109 | 3683.5784 | 4001.2459 | 4318.9134 | 26874.8054 | 26148.7405 | 25422.6756 | 24696.6106 | 23970.5457 |  | 0 |  |  |  |  | 1 | 1 | 1 | 1 | 1 | [5 empty] | 1.0751 | 8.9204 | 570.7763 | 26826.484 | 684.9315 | 0.10182 | 0.091792 | 0.087294 | 0.11182 | 0.10604 | 0.10182 | 0.091792 | 0.087294 | 0.11182 | 0.10604 | 0 | 0 | 0 | 0 | 0
3 |  |  |  | 9795.2055 |  |  |  |  | 2248.2676 | 2449.1751 | 2650.0826 | 2850.9901 | 3051.8976 | 27294.6125 | 26557.2058 | 25819.7991 | 25082.3924 | 24344.9857 |  | 0 |  |  |  |  | 1 | 1 | 1 | 1 | 1 | [5 empty] | 0.81223 | 8.7922 | 570.7763 | 26826.484 | 684.9315 | 0.10181 | 0.091787 | 0.087352 | 0.11192 | 0.10605 | 0.10181 | 0.091787 | 0.087352 | 0.11192 | 0.10605 | 0 | 0 | 0 | 0 | 0
4 |  |  |  | 9795.2055 |  |  |  |  | 1998.2028 | 2097.5278 | 2196.8528 | 2296.1778 | 2395.5028 | 29651.7513 | 28850.6628 | 28049.5744 | 27248.4859 | 26447.3974 |  | 0 |  |  |  |  | 1 | 1 | 1 | 1 | 1 | [5 empty] | 0.45404 | 8.4418 | 570.7763 | 26826.484 | 684.9315 | 0.10103 | 0.088827 | 0.08527 | 0.10917 | 0.10404 | 0.10103 | 0.088827 | 0.08527 | 0.10917 | 0.10404 | 0 | 0 | 0 | 0 | 0
5 |  |  |  | 9795.2055 |  |  |  |  | 2115.1313 | 2173.4563 | 2231.7813 | 2290.1063 | 2348.4313 | 34902.2935 | 33959.3534 | 33016.4133 | 32073.4733 | 31130.5332 |  | 0 |  |  |  |  | 1 | 1 | 1 | 1 | 1 | [5 empty] | 0.42625 | 8.6129 | 570.7763 | 26826.484 | 684.9315 | 0.10083 | 0.088753 | 0.085005 | 0.10909 | 0.10352 | 0.10083 | 0.088753 | 0.085005 | 0.10909 | 0.10352 | 0 | 0 | 0 | 0 | 0
6 |  |  |  | 9795.2055 |  |  |  |  | 2468.232 | 2507.5545 | 2546.877 | 2586.1995 | 2625.522 | 51208.6878 | 49825.2049 | 48441.7221 | 47058.2392 | 45674.7564 |  | 0 |  |  |  |  | 1 | 1 | 1 | 1 | 1 | [5 empty] | 0.53466 | 8.6257 | 570.7763 | 26826.484 | 684.9315 | 0.10078 | 0.088833 | 0.084934 | 0.10866 | 0.10305 | 0.10078 | 0.088833 | 0.084934 | 0.10866 | 0.10305 | 0 | 0 | 0 | 0 | 0
7 |  |  |  | 9795.2055 |  |  |  |  | 2924.3687 | 2965.8912 | 3007.4137 | 3048.9362 | 3090.4587 | 60707.3708 | 59067.2661 | 57427.1615 | 55787.0568 | 54146.9522 |  | 0 |  |  |  |  | 1 | 1 | 1 | 1 | 1 | [5 empty] | 0.66493 | 8.4525 | 570.7763 | 26826.484 | 684.9315 | 0.10092 | 0.090118 | 0.085607 | 0.1092 | 0.10401 | 0.10092 | 0.090118 | 0.085607 | 0.1092 | 0.10401 | 0 | 0 | 0 | 0 | 0
8 |  |  |  | 9795.2055 |  |  |  |  | 4354.1372 | 4396.6222 | 4439.1072 | 4481.5922 | 4524.0772 | 57105.7362 | 55562.9353 | 54020.1344 | 52477.3336 | 50934.5327 |  | 0 |  |  |  |  | 1 | 1 | 1 | 1 | 1 | [5 empty] | 0.7262 | 8.2785 | 570.7763 | 26826.484 | 684.9315 | 0.10086 | 0.092508 | 0.088451 | 0.11947 | 0.10746 | 0.10086 | 0.092508 | 0.088451 | 0.11947 | 0.10746 | 0 | 0 | 0 | 0 | 0
9 |  |  |  | 9795.2055 |  |  |  |  | 5394.9161 | 5436.0261 | 5477.1361 | 5518.2461 | 5559.3561 | 54581.7623 | 53107.1505 | 51632.5388 | 50157.927 | 48683.3152 |  | 0.0427 |  |  |  |  | 1 | 1 | 1 | 1 | 1 | [5 empty] | 0.94724 | 8.0674 | 570.7763 | 26826.484 | 684.9315 | 0.10086 | 0.094147 | 0.091317 | 0.12263 | 0.1104 | 0.10086 | 0.094147 | 0.091317 | 0.12263 | 0.1104 | 0 | 0 | 0 | 0 | 0
10 |  |  |  | 9795.2055 |  |  |  |  | 6373.1788 | 6429.0013 | 6484.8238 | 6540.6463 | 6596.4688 | 52987.1171 | 51555.5872 | 50124.0573 | 48692.5274 | 47260.9975 |  | 0.18166 |  |  |  |  | 1 | 1 | 1 | 1 | 1 | [5 empty] | 1.5847 | 7.7828 | 570.7763 | 26826.484 | 684.9315 | 0.10153 | 0.09485 | 0.091322 | 0.12302 | 0.11025 | 0.10153 | 0.09485 | 0.091322 | 0.12302 | 0.11025 | 0 | 0 | 0 | 0 | 0
11 |  |  |  | 9795.2055 |  |  |  |  | 7152.3158 | 7225.3258 | 7298.3358 | 7371.3458 | 7444.3558 | 51108.4025 | 49727.629 | 48346.8555 | 46966.082 | 45585.3085 |  | 0.09057 |  |  |  |  | 1 | 1 | 1 | 1 | 1 | [5 empty] | 0.95835 | 7.3745 | 570.7763 | 26826.484 | 684.9315 | 0.10214 | 0.095054 | 0.091437 | 0.12304 | 0.11031 | 0.10214 | 0.095054 | 0.091437 | 0.12304 | 0.11031 | 0 | 0 | 0 | 0 | 0
12 |  |  |  | 9795.2055 |  |  |  |  | 8263.7148 | 8378.0548 | 8492.3948 | 8606.7348 | 8721.0748 | 48958.2128 | 47635.53 | 46312.8473 | 44990.1645 | 43667.4818 |  | 0.11462 |  |  |  |  | 1 | 1 | 1 | 1 | 1 | [5 empty] | 1.4357 | 6.6417 | 570.7763 | 26826.484 | 684.9315 | 0.10255 | 0.094439 | 0.091787 | 0.12314 | 0.11014 | 0.10255 | 0.094439 | 0.091787 | 0.12314 | 0.11014 | 0 | 0 | 0 | 0 | 0
13 |  |  |  | 9795.2055 |  |  |  |  | 7774.0046 | 7953.0221 | 8132.0396 | 8311.0571 | 8490.0746 | 48261.022 | 46957.1749 | 45653.3279 | 44349.4808 | 43045.6337 |  | 0.09809 |  |  |  |  | 1 | 1 | 1 | 1 | 1 | [5 empty] | 2.4952 | 6.3896 | 570.7763 | 26826.484 | 684.9315 | 0.10345 | 0.094897 | 0.092059 | 0.12318 | 0.11021 | 0.10345 | 0.094897 | 0.092059 | 0.12318 | 0.11021 | 0 | 0 | 0 | 0 | 0
14 |  |  |  | 9795.2055 |  |  |  |  | 6836.2617 | 7072.3125 | 7308.3633 | 7544.4142 | 7780.465 | 47802.6548 | 46511.1912 | 45219.7277 | 43928.2641 | 42636.8006 |  | 0.0293 |  |  |  |  | 1 | 1 | 1 | 1 | 1 | [5 empty] | 3.2668 | 6.5519 | 570.7763 | 26826.484 | 684.9315 | 0.10465 | 0.10401 | 0.093305 | 0.12323 | 0.11085 | 0.10465 | 0.10402 | 0.093305 | 0.12323 | 0.11085 | 0 | 0 | 0 | 0 | 0
15 |  |  |  | 9795.2055 |  |  |  |  | 6272.4582 | 6621.9699 | 6971.4816 | 7320.9932 | 7670.5049 | 48344.828 | 47038.7168 | 45732.6056 | 44426.4944 | 43120.3832 |  | 0.01559 |  |  |  |  | 1 | 1 | 1 | 1 | 1 | [5 empty] | 3.3534 | 6.751 | 570.7763 | 26826.484 | 684.9315 | 0.10572 | 0.1067 | 0.10088 | 0.12756 | 0.11887 | 0.10572 | 0.1067 | 0.10088 | 0.12756 | 0.11887 | 0 | 0 | 0 | 0 | 0
16 |  |  |  | 9795.2055 |  |  |  |  | 6054.8092 | 6374.4017 | 6693.9942 | 7013.5867 | 7333.1792 | 49106.5447 | 47779.8546 | 46453.1644 | 45126.4742 | 43799.784 |  | 0.03015 |  |  |  |  | 1 | 1 | 1 | 1 | 1 | [5 empty] | 4.4734 | 6.9057 | 570.7763 | 26826.484 | 684.9315 | 0.10937 | 0.11019 | 0.10598 | 0.13722 | 0.12235 | 0.10937 | 0.11019 | 0.10598 | 0.13722 | 0.12235 | 0 | 0 | 0 | 0 | 0
17 |  |  |  | 9795.2055 |  |  |  |  | 6535.2578 | 6893.4028 | 7251.5478 | 7609.6928 | 7967.8378 | 51901.9937 | 50499.7801 | 49097.5665 | 47695.3529 | 46293.1393 |  | 0 |  |  |  |  | 1 | 1 | 1 | 1 | 1 | [5 empty] | 5.5917 | 7.0465 | 570.7763 | 26826.484 | 684.9315 | 0.11004 | 0.11226 | 0.10597 | 0.13696 | 0.12267 | 0.11004 | 0.11226 | 0.10597 | 0.13696 | 0.12267 | 0 | 0 | 0 | 0 | 0
18 |  |  |  | 9795.2055 |  |  |  |  | 8253.2954 | 8646.6404 | 9039.9854 | 9433.3304 | 9826.6754 | 53935.726 | 52478.5679 | 51021.4098 | 49564.2518 | 48107.0937 |  | 0 |  |  |  |  | 1 | 1 | 1 | 1 | 1 | [5 empty] | 8.2965 | 7.3956 | 570.7763 | 26826.484 | 684.9315 | 0.1126 | 0.11236 | 0.10653 | 0.1367 | 0.12195 | 0.1126 | 0.11236 | 0.10653 | 0.1367 | 0.12195 | 0 | 0 | 0 | 0 | 0
19 |  |  |  | 9795.2055 |  |  |  |  | 8702.4859 | 9200.7659 | 9699.0459 | 10197.3259 | 10695.6059 | 54801.3058 | 53320.7627 | 51840.2197 | 50359.6766 | 48879.1336 |  | 0 |  |  |  |  | 1 | 1 | 1 | 1 | 1 | [5 empty] | 10.5196 | 7.483 | 570.7763 | 26826.484 | 684.9315 | 0.11233 | 0.11236 | 0.10597 | 0.13617 | 0.12151 | 0.11233 | 0.11236 | 0.10597 | 0.13617 | 0.12151 | 0 | 0 | 0 | 0 | 0
20 |  |  |  | 9795.2055 |  |  |  |  | 8247.5069 | 8780.7661 | 9314.0252 | 9847.2844 | 10380.5436 | 54801.3058 | 53320.7627 | 51840.2197 | 50359.6766 | 48879.1336 |  | 0 |  |  |  |  | 1 | 1 | 1 | 1 | 1 | [5 empty] | 11.6439 | 7.7997 | 570.7763 | 26826.484 | 684.9315 | 0.11198 | 0.11165 | 0.10589 | 0.13555 | 0.12112 | 0.11198 | 0.11165 | 0.1059 | 0.13555 | 0.12112 | 0 | 0 | 0 | 0 | 0
21 |  |  |  | 9795.2055 |  |  |  |  | 7124.5308 | 7611.2616 | 8097.9925 | 8584.7233 | 9071.4541 | 53271.1866 | 51831.9821 | 50392.7776 | 48953.5731 | 47514.3686 |  | 0 |  |  |  |  | 1 | 1 | 1 | 1 | 1 | [5 empty] | 11.0849 | 7.812 | 570.7763 | 26826.484 | 684.9315 | 0.11084 | 0.11043 | 0.10547 | 0.13517 | 0.12084 | 0.11084 | 0.11043 | 0.10547 | 0.13517 | 0.12084 | 0 | 0 | 0 | 0 | 0
22 |  |  |  | 9795.2055 |  |  |  |  | 6035.1282 | 6438.0149 | 6840.9016 | 7243.7882 | 7646.6749 | 48215.7761 | 46913.1515 | 45610.5268 | 44307.9021 | 43005.2775 |  | 0 |  |  |  |  | 1 | 1 | 1 | 1 | 1 | [5 empty] | 9.4454 | 7.5119 | 570.7763 | 26826.484 | 684.9315 | 0.10984 | 0.10924 | 0.10548 | 0.13494 | 0.1205 | 0.10984 | 0.10924 | 0.10548 | 0.13494 | 0.1205 | 0 | 0 | 0 | 0 | 0
23 |  |  |  | 9795.2055 |  |  |  |  | 5915.8844 | 6243.671 | 6571.4577 | 6899.2444 | 7227.031 | 37589.5247 | 36573.9849 | 35558.445 | 34542.9052 | 33527.3653 |  | 0 |  |  |  |  | 1 | 1 | 1 | 1 | 1 | [5 empty] | 13.0116 | 6.723 | 570.7763 | 26826.484 | 684.9315 | 0.10772 | 0.10725 | 0.10226 | 0.13192 | 0.11814 | 0.10772 | 0.10725 | 0.10226 | 0.13192 | 0.11814 | 0 | 0 | 0 | 0 | 0
24 |  |  |  | 9795.2055 |  |  |  |  | 4562.5245 | 4823.8745 | 5085.2245 | 5346.5745 | 5607.9245 | 28806.2286 | 28027.9832 | 27249.7378 | 26471.4925 | 25693.2471 |  | 0 |  |  |  |  | 1 | 1 | 1 | 1 | 1 | [5 empty] | 13.7753 | 5.7834 | 570.7763 | 26826.484 | 684.9315 | 0.10734 | 0.10724 | 0.10222 | 0.12882 | 0.11774 | 0.10734 | 0.10724 | 0.10222 | 0.12882 | 0.11774 | 0 | 0 | 0 | 0 | 0
25 |  |  |  | 9795.2055 |  |  |  |  | 3496.9631 | 3817.7656 | 4138.5681 | 4459.3706 | 4780.1731 | 31149.1967 | 30307.6524 | 29466.1081 | 28624.5638 | 27783.0195 |  | 0 |  |  |  |  | 1 | 1 | 1 | 1 | 1 | [5 empty] | 13.3244 | 5.0157 | 570.7763 | 26826.484 | 684.9315 | 0.10725 | 0.10722 | 0.10222 | 0.12873 | 0.11785 | 0.10725 | 0.10722 | 0.10222 | 0.12873 | 0.11785 | 0 | 0 | 0 | 0 | 0
26 |  |  |  | 9795.2055 |  |  |  |  | 2563.5893 | 2743.1843 | 2922.7793 | 3102.3743 | 3281.9693 | 31745.1793 | 30887.5336 | 30029.8879 | 29172.2422 | 28314.5965 |  | 0 |  |  |  |  | 1 | 1 | 1 | 1 | 1 | [5 empty] | 13.8381 | 4.7704 | 570.7763 | 26826.484 | 684.9315 | 0.10723 | 0.10719 | 0.10227 | 0.12874 | 0.11779 | 0.10723 | 0.10719 | 0.10227 | 0.12874 | 0.11779 | 0 | 0 | 0 | 0 | 0
27 |  |  |  | 9795.2055 |  |  |  |  | 1882.9801 | 1992.3701 | 2101.7601 | 2211.1501 | 2320.5401 | 32384.9201 | 31509.9908 | 30635.0615 | 29760.1321 | 28885.2028 |  | 0 |  |  |  |  | 1 | 1 | 1 | 1 | 1 | [5 empty] | 13.6357 | 4.913 | 570.7763 | 26826.484 | 684.9315 | 0.10724 | 0.10716 | 0.10229 | 0.12878 | 0.11782 | 0.10724 | 0.10716 | 0.10229 | 0.12878 | 0.11782 | 0 | 0 | 0 | 0 | 0
28 |  |  |  | 9795.2055 |  |  |  |  | 1667.3186 | 1722.1786 | 1777.0386 | 1831.8986 | 1886.7586 | 34378.6897 | 33449.8956 | 32521.1015 | 31592.3074 | 30663.5133 |  | 0 |  |  |  |  | 1 | 1 | 1 | 1 | 1 | [5 empty] | 13.7871 | 4.8146 | 570.7763 | 26826.484 | 684.9315 | 0.10423 | 0.096663 | 0.090844 | 0.116 | 0.10655 | 0.10423 | 0.096663 | 0.090844 | 0.116 | 0.10655 | 0 | 0 | 0 | 0 | 0
29 |  |  |  | 9795.2055 |  |  |  |  | 1831.9634 | 1881.4609 | 1930.9584 | 1980.4559 | 2029.9534 | 39194.3676 | 38135.4704 | 37076.5732 | 36017.676 | 34958.7788 |  | 0 |  |  |  |  | 1 | 1 | 1 | 1 | 1 | [5 empty] | 12.1796 | 4.9834 | 570.7763 | 26826.484 | 684.9315 | 0.10387 | 0.096137 | 0.090574 | 0.11519 | 0.10573 | 0.10387 | 0.096137 | 0.090574 | 0.11519 | 0.10573 | 0 | 0 | 0 | 0 | 0
30 |  |  |  | 9795.2055 |  |  |  |  | 2305.0274 | 2354.0299 | 2403.0324 | 2452.0349 | 2501.0374 | 53887.3186 | 52431.4684 | 50975.6181 | 49519.7678 | 48063.9176 |  | 0 |  |  |  |  | 1 | 1 | 1 | 1 | 1 | [5 empty] | 10.2281 | 5.2994 | 570.7763 | 26826.484 | 684.9315 | 0.10481 | 0.096839 | 0.090898 | 0.11541 | 0.10614 | 0.10481 | 0.09684 | 0.090898 | 0.11541 | 0.10614 | 0 | 0 | 0 | 0 | 0
31 |  |  |  | 9795.2055 |  |  |  |  | 2991.4339 | 3033.6439 | 3075.8539 | 3118.0639 | 3160.2739 | 64129.7031 | 62397.1388 | 60664.5745 | 58932.0101 | 57199.4458 |  | 0 |  |  |  |  | 1 | 1 | 1 | 1 | 1 | [5 empty] | 8.0628 | 5.2572 | 570.7763 | 26826.484 | 684.9315 | 0.10597 | 0.097789 | 0.091166 | 0.11534 | 0.10709 | 0.10597 | 0.097789 | 0.091166 | 0.11534 | 0.10709 | 0 | 0 | 0 | 0 | 0
32 |  |  |  | 9795.2055 |  |  |  |  | 4287.722 | 4329.2445 | 4370.767 | 4412.2895 | 4453.812 | 59467.9714 | 57861.351 | 56254.7307 | 54648.1103 | 53041.49 |  | 0 |  |  |  |  | 1 | 1 | 1 | 1 | 1 | [5 empty] | 7.4607 | 5.2782 | 570.7763 | 26826.484 | 684.9315 | 0.10714 | 0.101 | 0.092388 | 0.11754 | 0.10837 | 0.10714 | 0.101 | 0.092388 | 0.11754 | 0.10837 | 0 | 0 | 0 | 0 | 0
33 |  |  |  | 9795.2055 |  |  |  |  | 4605.4169 | 4681.1494 | 4756.8819 | 4832.6144 | 4908.3469 | 58237.0994 | 56663.733 | 55090.3666 | 53517.0002 | 51943.6337 |  | 0.02635 |  |  |  |  | 1 | 1 | 1 | 1 | 1 | [5 empty] | 7.4593 | 5.2211 | 570.7763 | 26826.484 | 684.9315 | 0.10731 | 0.10097 | 0.092169 | 0.11818 | 0.10884 | 0.10731 | 0.10097 | 0.092169 | 0.11818 | 0.10884 | 0 | 0 | 0 | 0 | 0
34 |  |  |  | 9795.2055 |  |  |  |  | 5010.0721 | 5130.5171 | 5250.9621 | 5371.4071 | 5491.8521 | 56699.1278 | 55167.3121 | 53635.4964 | 52103.6807 | 50571.865 |  | 0.18362 |  |  |  |  | 1 | 1 | 1 | 1 | 1 | [5 empty] | 6.4094 | 5.0011 | 570.7763 | 26826.484 | 684.9315 | 0.10576 | 0.092986 | 0.088377 | 0.11098 | 0.10105 | 0.10576 | 0.092986 | 0.088377 | 0.11098 | 0.10105 | 0 | 0 | 0 | 0 | 0
35 |  |  |  | 9795.2055 |  |  |  |  | 5371.8269 | 5619.8944 | 5867.9619 | 6116.0294 | 6364.0969 | 55178.5801 | 53687.8444 | 52197.1087 | 50706.373 | 49215.6373 |  | 0.48355 |  |  |  |  | 1 | 1 | 1 | 1 | 1 | [5 empty] | 6.4136 | 4.565 | 570.7763 | 26826.484 | 684.9315 | 0.10546 | 0.093214 | 0.087732 | 0.11085 | 0.10072 | 0.10546 | 0.093214 | 0.087732 | 0.11085 | 0.10072 | 0 | 0 | 0 | 0 | 0
36 |  |  |  | 9795.2055 |  |  |  |  | 6130.1206 | 6445.4231 | 6760.7256 | 7076.0281 | 7391.3306 | 52869.5933 | 51441.2385 | 50012.8837 | 48584.5289 | 47156.174 |  | 0.56092 |  |  |  |  | 1 | 1 | 1 | 1 | 1 | [5 empty] | 6.4753 | 3.6876 | 570.7763 | 26826.484 | 684.9315 | 0.10561 | 0.092902 | 0.087856 | 0.11068 | 0.10085 | 0.10561 | 0.092902 | 0.087856 | 0.11068 | 0.10085 | 0 | 0 | 0 | 0 | 0
37 |  |  |  | 9795.2055 |  |  |  |  | 5893.5887 | 6340.5562 | 6787.5237 | 7234.4912 | 7681.4587 | 52063.3339 | 50656.7614 | 49250.1889 | 47843.6165 | 46437.044 |  | 0.3558 |  |  |  |  | 1 | 1 | 1 | 1 | 1 | [5 empty] | 5.6973 | 3.72 | 570.7763 | 26826.484 | 684.9315 | 0.10572 | 0.092966 | 0.087849 | 0.11014 | 0.10058 | 0.10572 | 0.092966 | 0.087849 | 0.11014 | 0.10058 | 0 | 0 | 0 | 0 | 0
38 |  |  |  | 9795.2055 |  |  |  |  | 5683.7245 | 6188.3845 | 6693.0445 | 7197.7045 | 7702.3645 | 51208.8612 | 49825.3736 | 48441.8861 | 47058.3985 | 45674.911 |  | 0.33652 |  |  |  |  | 1 | 1 | 1 | 1 | 1 | [5 empty] | 5.4597 | 3.9764 | 570.7763 | 26826.484 | 684.9315 | 0.10583 | 0.092953 | 0.087768 | 0.11052 | 0.10091 | 0.10583 | 0.092953 | 0.087768 | 0.11052 | 0.10091 | 0 | 0 | 0 | 0 | 0
39 |  |  |  | 9795.2055 |  |  |  |  | 6008.3762 | 6509.9287 | 7011.4812 | 7513.0337 | 8014.5862 | 52001.7554 | 50596.8466 | 49191.9378 | 47787.0289 | 46382.1201 |  | 0.32691 |  |  |  |  | 1 | 1 | 1 | 1 | 1 | [5 empty] | 5.5697 | 3.5951 | 570.7763 | 26826.484 | 684.9315 | 0.10777 | 0.096657 | 0.089691 | 0.11565 | 0.1035 | 0.10777 | 0.096657 | 0.089691 | 0.11565 | 0.1035 | 0 | 0 | 0 | 0 | 0
40 |  |  |  | 9795.2055 |  |  |  |  | 6344.6227 | 6837.4585 | 7330.2944 | 7823.1302 | 8315.966 | 52496.8565 | 51078.5718 | 49660.287 | 48242.0022 | 46823.7175 |  | 0.07394 |  |  |  |  | 1 | 1 | 1 | 1 | 1 | [5 empty] | 6.0881 | 3.9937 | 570.7763 | 26826.484 | 684.9315 | 0.11179 | 0.10722 | 0.09751 | 0.12131 | 0.11086 | 0.11179 | 0.10722 | 0.09751 | 0.12131 | 0.11086 | 0 | 0 | 0 | 0 | 0
41 |  |  |  | 9795.2055 |  |  |  |  | 6993.9262 | 7472.4079 | 7950.8895 | 8429.3712 | 8907.8529 | 55489.3422 | 53990.2108 | 52491.0793 | 50991.9479 | 49492.8164 |  | 0 |  |  |  |  | 1 | 1 | 1 | 1 | 1 | [5 empty] | 7.1924 | 4.2665 | 570.7763 | 26826.484 | 684.9315 | 0.11691 | 0.10898 | 0.098597 | 0.12201 | 0.11157 | 0.11691 | 0.10898 | 0.098597 | 0.12201 | 0.11157 | 0 | 0 | 0 | 0 | 0
42 |  |  |  | 9795.2055 |  |  |  |  | 8735.4509 | 9223.8317 | 9712.2126 | 10200.5934 | 10688.9742 | 56865.2502 | 55328.9464 | 53792.6427 | 52256.3389 | 50720.0352 |  | 0 |  |  |  |  | 1 | 1 | 1 | 1 | 1 | [5 empty] | 8.4925 | 4.3661 | 570.7763 | 26826.484 | 684.9315 | 0.11715 | 0.11057 | 0.099003 | 0.12238 | 0.11221 | 0.11715 | 0.11057 | 0.099003 | 0.12238 | 0.11221 | 0 | 0 | 0 | 0 | 0
43 |  |  |  | 9795.2055 |  |  |  |  | 9111.1194 | 9600.4344 | 10089.7494 | 10579.0644 | 11068.3794 | 57364.8064 | 55815.0063 | 54265.2063 | 52715.4062 | 51165.6062 |  | 0 |  |  |  |  | 1 | 1 | 1 | 1 | 1 | [5 empty] | 8.1872 | 4.6243 | 570.7763 | 26826.484 | 684.9315 | 0.11668 | 0.11013 | 0.098816 | 0.12253 | 0.11235 | 0.11668 | 0.11013 | 0.098815 | 0.12253 | 0.11235 | 0 | 0 | 0 | 0 | 0
44 |  |  |  | 9795.2055 |  |  |  |  | 8454.859 | 8948.0799 | 9441.3007 | 9934.5215 | 10427.7424 | 56966.1317 | 55427.1025 | 53888.0732 | 52349.044 | 50810.0148 |  | 0 |  |  |  |  | 1 | 1 | 1 | 1 | 1 | [5 empty] | 7.0902 | 5.1294 | 570.7763 | 26826.484 | 684.9315 | 0.11505 | 0.10906 | 0.098647 | 0.12234 | 0.1124 | 0.11505 | 0.10906 | 0.098647 | 0.12234 | 0.1124 | 0 | 0 | 0 | 0 | 0
45 |  |  |  | 9795.2055 |  |  |  |  | 7128.4248 | 7560.3773 | 7992.3298 | 8424.2823 | 8856.2348 | 55169.67 | 53679.175 | 52188.68 | 50698.185 | 49207.69 |  | 0 |  |  |  |  | 1 | 1 | 1 | 1 | 1 | [5 empty] | 6.5288 | 5.8901 | 570.7763 | 26826.484 | 684.9315 | 0.11033 | 0.10652 | 0.097331 | 0.1216 | 0.11141 | 0.11033 | 0.10652 | 0.097331 | 0.1216 | 0.11141 | 0 | 0 | 0 | 0 | 0
46 |  |  |  | 9795.2055 |  |  |  |  | 6051.2767 | 6436.4267 | 6821.5767 | 7206.7267 | 7591.8767 | 49832.9532 | 48486.638 | 47140.3227 | 45794.0075 | 44447.6922 |  | 0 |  |  |  |  | 1 | 1 | 1 | 1 | 1 | [5 empty] | 6.7549 | 6.8506 | 570.7763 | 26826.484 | 684.9315 | 0.10944 | 0.1016 | 0.097086 | 0.12117 | 0.11109 | 0.10943 | 0.1016 | 0.097086 | 0.12117 | 0.11109 | 0 | 0 | 0 | 0 | 0
47 |  |  |  | 9795.2055 |  |  |  |  | 6220.5593 | 6576.286 | 6932.0127 | 7287.7393 | 7643.466 | 41087.652 | 39977.6048 | 38867.5576 | 37757.5103 | 36647.4631 |  | 0 |  |  |  |  | 1 | 1 | 1 | 1 | 1 | [5 empty] | 7.312 | 7.3392 | 570.7763 | 26826.484 | 684.9315 | 0.10753 | 0.1015 | 0.096045 | 0.12044 | 0.10997 | 0.10753 | 0.1015 | 0.096045 | 0.12044 | 0.10997 | 0 | 0 | 0 | 0 | 0
48 |  |  |  | 9795.2055 |  |  |  |  | 4955.577 | 5300.9087 | 5646.2403 | 5991.572 | 6336.9037 | 33094.7531 | 32200.6466 | 31306.54 | 30412.4334 | 29518.3269 |  | 0 |  |  |  |  | 1 | 1 | 1 | 1 | 1 | [5 empty] | 6.2635 | 6.9461 | 570.7763 | 26826.484 | 684.9315 | 0.10664 | 0.10118 | 0.095789 | 0.11999 | 0.10902 | 0.10664 | 0.10119 | 0.095789 | 0.11999 | 0.10902 | 0 | 0 | 0 | 0 | 0
49 |  |  |  | 9795.2055 |  |  |  |  | 3981.4339 | 4360.9189 | 4740.4039 | 5119.8889 | 5499.3739 | 32080.9562 | 31214.2389 | 30347.5217 | 29480.8044 | 28614.0872 |  | 0 |  |  |  |  | 1 | 1 | 1 | 1 | 1 | [5 empty] | 5.3038 | 7.2369 | 570.7763 | 26826.484 | 684.9315 | 0.10651 | 0.10097 | 0.095725 | 0.12018 | 0.10897 | 0.10651 | 0.10097 | 0.095725 | 0.12018 | 0.10897 | 0 | 0 | 0 | 0 | 0
50 |  |  |  | 9795.2055 |  |  |  |  | 3057.1932 | 3374.8607 | 3692.5282 | 4010.1957 | 4327.8632 | 32693.5062 | 31810.24 | 30926.9737 | 30043.7075 | 29160.4412 |  | 0 |  |  |  |  | 1 | 1 | 1 | 1 | 1 | [5 empty] | 5.4918 | 7.3796 | 570.7763 | 26826.484 | 684.9315 | 0.1065 | 0.10105 | 0.095783 | 0.12012 | 0.10903 | 0.1065 | 0.10105 | 0.095783 | 0.12012 | 0.10903 | 0 | 0 | 0 | 0 | 0
51 |  |  |  | 9795.2055 |  |  |  |  | 2254.8687 | 2455.7762 | 2656.6837 | 2857.5912 | 3058.4987 | 33352.0755 | 32451.0169 | 31549.9584 | 30648.8999 | 29747.8413 |  | 0 |  |  |  |  | 1 | 1 | 1 | 1 | 1 | [5 empty] | 6.24 | 7.9122 | 570.7763 | 26826.484 | 684.9315 | 0.10648 | 0.10101 | 0.095826 | 0.12012 | 0.10913 | 0.10648 | 0.10101 | 0.095826 | 0.12012 | 0.10913 | 0 | 0 | 0 | 0 | 0
52 |  |  |  | 9795.2055 |  |  |  |  | 2004.0697 | 2103.3947 | 2202.7197 | 2302.0447 | 2401.3697 | 35403.5956 | 34447.112 | 33490.6284 | 32534.1449 | 31577.6613 |  | 0 |  |  |  |  | 1 | 1 | 1 | 1 | 1 | [5 empty] | 7.2859 | 8.1463 | 570.7763 | 26826.484 | 684.9315 | 0.10348 | 0.094276 | 0.091884 | 0.11652 | 0.10459 | 0.10348 | 0.094276 | 0.091884 | 0.11652 | 0.10459 | 0 | 0 | 0 | 0 | 0
53 |  |  |  | 9795.2055 |  |  |  |  | 2121.3414 | 2179.6664 | 2237.9914 | 2296.3164 | 2354.6414 | 40359.4572 | 39269.0833 | 38178.7094 | 37088.3355 | 35997.9616 |  | 0 |  |  |  |  | 1 | 1 | 1 | 1 | 1 | [5 empty] | 7.2815 | 8.1884 | 570.7763 | 26826.484 | 684.9315 | 0.10338 | 0.094233 | 0.091657 | 0.11592 | 0.10398 | 0.10338 | 0.094233 | 0.091657 | 0.11592 | 0.10398 | 0 | 0 | 0 | 0 | 0
54 |  |  |  | 9795.2055 |  |  |  |  | 2475.4789 | 2514.8014 | 2554.1239 | 2593.4464 | 2632.7689 | 55471.4389 | 53972.7911 | 52474.1434 | 50975.4956 | 49476.8479 |  | 0 |  |  |  |  | 1 | 1 | 1 | 1 | 1 | [5 empty] | 6.8759 | 7.9535 | 570.7763 | 26826.484 | 684.9315 | 0.10397 | 0.095048 | 0.092404 | 0.11676 | 0.10486 | 0.10397 | 0.095048 | 0.092404 | 0.11676 | 0.10486 | 0 | 0 | 0 | 0 | 0
55 |  |  |  | 9795.2055 |  |  |  |  | 2932.9548 | 2974.4773 | 3015.9998 | 3057.5223 | 3099.0448 | 66051.632 | 64267.1438 | 62482.6555 | 60698.1673 | 58913.6791 |  | 0 |  |  |  |  | 1 | 1 | 1 | 1 | 1 | [5 empty] | 8.188 | 7.4625 | 570.7763 | 26826.484 | 684.9315 | 0.10608 | 0.096155 | 0.092956 | 0.1183 | 0.10582 | 0.10608 | 0.096155 | 0.092956 | 0.1183 | 0.10582 | 0 | 0 | 0 | 0 | 0
56 |  |  |  | 9795.2055 |  |  |  |  | 4366.9213 | 4409.4063 | 4451.8913 | 4494.3763 | 4536.8613 | 61244.7368 | 59590.1144 | 57935.4919 | 56280.8695 | 54626.247 |  | 0 |  |  |  |  | 1 | 1 | 1 | 1 | 1 | [5 empty] | 7.2984 | 7.1915 | 570.7763 | 26826.484 | 684.9315 | 0.10813 | 0.099105 | 0.096292 | 0.11965 | 0.108 | 0.10813 | 0.099105 | 0.096292 | 0.11965 | 0.108 | 0 | 0 | 0 | 0 | 0
57 |  |  |  | 9795.2055 |  |  |  |  | 5410.7559 | 5451.8659 | 5492.9759 | 5534.0859 | 5575.1959 | 59970.959 | 58350.7497 | 56730.5404 | 55110.331 | 53490.1217 |  | 0.2488 |  |  |  |  | 1 | 1 | 1 | 1 | 1 | [5 empty] | 6.7866 | 6.2561 | 570.7763 | 26826.484 | 684.9315 | 0.10816 | 0.099152 | 0.095527 | 0.12278 | 0.10881 | 0.10816 | 0.099152 | 0.095527 | 0.12278 | 0.10881 | 0 | 0 | 0 | 0 | 0
58 |  |  |  | 9795.2055 |  |  |  |  | 6391.8909 | 6447.7134 | 6503.5359 | 6559.3584 | 6615.1809 | 58387.1478 | 56809.7276 | 55232.3074 | 53654.8872 | 52077.467 |  | 0.43997 |  |  |  |  | 1 | 1 | 1 | 1 | 1 | [5 empty] | 6.0097 | 5.8155 | 570.7763 | 26826.484 | 684.9315 | 0.10704 | 0.097349 | 0.090821 | 0.11832 | 0.10732 | 0.10704 | 0.097349 | 0.090821 | 0.11832 | 0.10732 | 0 | 0 | 0 | 0 | 0
59 |  |  |  | 9795.2055 |  |  |  |  | 7173.3155 | 7246.3255 | 7319.3355 | 7392.3455 | 7465.3555 | 56822.9542 | 55287.7931 | 53752.6321 | 52217.471 | 50682.31 |  | 0.59775 |  |  |  |  | 1 | 1 | 1 | 1 | 1 | [5 empty] | 5.0492 | 6.1203 | 570.7763 | 26826.484 | 684.9315 | 0.10659 | 0.097192 | 0.091634 | 0.11807 | 0.10696 | 0.10659 | 0.097192 | 0.091634 | 0.11807 | 0.10696 | 0 | 0 | 0 | 0 | 0
60 |  |  |  | 9795.2055 |  |  |  |  | 8287.9776 | 8402.3176 | 8516.6576 | 8630.9976 | 8745.3376 | 54442.5162 | 52971.6664 | 51500.8166 | 50029.9668 | 48559.117 |  | 0.67871 |  |  |  |  | 1 | 1 | 1 | 1 | 1 | [5 empty] | 3.9941 | 5.4456 | 570.7763 | 26826.484 | 684.9315 | 0.10596 | 0.096523 | 0.091609 | 0.11829 | 0.10648 | 0.10596 | 0.096523 | 0.091609 | 0.11829 | 0.10648 | 0 | 0 | 0 | 0 | 0
61 |  |  |  | 9795.2055 |  |  |  |  | 7796.8296 | 7975.8471 | 8154.8646 | 8333.8821 | 8512.8996 | 53612.7043 | 52164.2732 | 50715.842 | 49267.4109 | 47818.9798 |  | 0.65844 |  |  |  |  | 1 | 1 | 1 | 1 | 1 | [5 empty] | 2.8452 | 4.2591 | 570.7763 | 26826.484 | 684.9315 | 0.10601 | 0.096318 | 0.090602 | 0.11718 | 0.10599 | 0.10601 | 0.096318 | 0.090601 | 0.11718 | 0.10599 | 0 | 0 | 0 | 0 | 0
62 |  |  |  | 9795.2055 |  |  |  |  | 6856.3334 | 7092.3843 | 7328.4351 | 7564.4859 | 7800.5368 | 52733.4814 | 51308.8038 | 49884.1263 | 48459.4487 | 47034.7712 |  | 0.59654 |  |  |  |  | 1 | 1 | 1 | 1 | 1 | [5 empty] | 2.5217 | 3.5554 | 570.7763 | 26826.484 | 684.9315 | 0.108 | 0.097994 | 0.090908 | 0.11745 | 0.10585 | 0.10801 | 0.097994 | 0.090908 | 0.11745 | 0.10585 | 0 | 0 | 0 | 0 | 0
63 |  |  |  | 9795.2055 |  |  |  |  | 6290.8746 | 6640.3863 | 6989.8979 | 7339.4096 | 7688.9213 | 53553.1177 | 52106.2964 | 50659.4751 | 49212.6538 | 47765.8325 |  | 0.46039 |  |  |  |  | 1 | 1 | 1 | 1 | 1 | [5 empty] | 2.2659 | 2.9717 | 570.7763 | 26826.484 | 684.9315 | 0.11319 | 0.11212 | 0.11406 | 0.14064 | 0.11811 | 0.11319 | 0.11212 | 0.11406 | 0.14064 | 0.11811 | 0 | 0 | 0 | 0 | 0
64 |  |  |  | 9795.2055 |  |  |  |  | 6072.5866 | 6392.1791 | 6711.7716 | 7031.3641 | 7350.9566 | 54063.4539 | 52602.845 | 51142.2362 | 49681.6273 | 48221.0185 |  | 0.18121 |  |  |  |  | 1 | 1 | 1 | 1 | 1 | [5 empty] | 2.0654 | 3.2826 | 570.7763 | 26826.484 | 684.9315 | 0.12344 | 0.16071 | 0.21376 | 0.19023 | 0.16678 | 0.12344 | 0.16071 | 0.21376 | 0.19023 | 0.16678 | 0 | 0 | 0 | 0 | 0
65 |  |  |  | 9795.2055 |  |  |  |  | 6554.4458 | 6912.5908 | 7270.7358 | 7628.8808 | 7987.0258 | 57148.4803 | 55604.5246 | 54060.569 | 52516.6133 | 50972.6577 |  | 0 |  |  |  |  | 1 | 1 | 1 | 1 | 1 | [5 empty] | 3.0336 | 3.2418 | 570.7763 | 26826.484 | 684.9315 | 0.12837 | 0.16487 | 0.22099 | 0.19928 | 0.17107 | 0.12837 | 0.16487 | 0.22099 | 0.19928 | 0.17107 | 0 | 0 | 0 | 0 | 0
66 |  |  |  | 9795.2055 |  |  |  |  | 8277.5277 | 8670.8727 | 9064.2177 | 9457.5627 | 9850.9077 | 58564.4408 | 56982.2307 | 55400.0207 | 53817.8106 | 52235.6006 |  | 0 |  |  |  |  | 1 | 1 | 1 | 1 | 1 | [5 empty] | 3.2419 | 2.8682 | 570.7763 | 26826.484 | 684.9315 | 0.12836 | 0.16591 | 0.22093 | 0.19947 | 0.1712 | 0.12836 | 0.16591 | 0.22093 | 0.19947 | 0.1712 | 0 | 0 | 0 | 0 | 0
67 |  |  |  | 9795.2055 |  |  |  |  | 8728.037 | 9226.317 | 9724.597 | 10222.877 | 10721.157 | 59078.1688 | 57482.0795 | 55885.9903 | 54289.9011 | 52693.8119 |  | 0 |  |  |  |  | 1 | 1 | 1 | 1 | 1 | [5 empty] | 3.2932 | 3.0413 | 570.7763 | 26826.484 | 684.9315 | 0.12825 | 0.16536 | 0.21929 | 0.19854 | 0.17019 | 0.12825 | 0.16536 | 0.21929 | 0.19854 | 0.17019 | 0 | 0 | 0 | 0 | 0
68 |  |  |  | 9795.2055 |  |  |  |  | 8271.7222 | 8804.9813 | 9338.2405 | 9871.4997 | 10404.7588 | 58666.6547 | 57081.6831 | 55496.7116 | 53911.7401 | 52326.7686 |  | 0 |  |  |  |  | 1 | 1 | 1 | 1 | 1 | [5 empty] | 2.5977 | 2.9198 | 570.7763 | 26826.484 | 684.9315 | 0.12796 | 0.16468 | 0.21982 | 0.19783 | 0.17 | 0.12796 | 0.16468 | 0.21982 | 0.19783 | 0.17 | 0 | 0 | 0 | 0 | 0
69 |  |  |  | 9795.2055 |  |  |  |  | 7145.4489 | 7632.1798 | 8118.9106 | 8605.6414 | 9092.3723 | 56816.1705 | 55281.1927 | 53746.2149 | 52211.2371 | 50676.2594 |  | 0 |  |  |  |  | 1 | 1 | 1 | 1 | 1 | [5 empty] | 0.80806 | 3.8579 | 570.7763 | 26826.484 | 684.9315 | 0.12761 | 0.16371 | 0.21759 | 0.19743 | 0.16814 | 0.12761 | 0.16371 | 0.21759 | 0.19743 | 0.16814 | 0 | 0 | 0 | 0 | 0
70 |  |  |  | 9795.2055 |  |  |  |  | 6052.8478 | 6455.7345 | 6858.6211 | 7261.5078 | 7664.3945 | 51317.5209 | 49931.0978 | 48544.6746 | 47158.2514 | 45771.8283 |  | 0 |  |  |  |  | 1 | 1 | 1 | 1 | 1 | [5 empty] | 1.4725 | 5.2376 | 570.7763 | 26826.484 | 684.9315 | 0.12737 | 0.16192 | 0.21335 | 0.1957 | 0.16765 | 0.12737 | 0.16192 | 0.21335 | 0.1957 | 0.16765 | 0 | 0 | 0 | 0 | 0
71 |  |  |  | 9795.2055 |  |  |  |  | 5933.2538 | 6261.0405 | 6588.8272 | 6916.6138 | 7244.4005 | 42302.7131 | 41159.8391 | 40016.9651 | 38874.091 | 37731.217 |  | 0 |  |  |  |  | 1 | 1 | 1 | 1 | 1 | [5 empty] | 1.6867 | 6.1968 | 570.7763 | 26826.484 | 684.9315 | 0.12458 | 0.16126 | 0.21259 | 0.19354 | 0.16644 | 0.12458 | 0.16126 | 0.21259 | 0.19354 | 0.16645 | 0 | 0 | 0 | 0 | 0
72 |  |  |  | 9795.2055 |  |  |  |  | 4575.9204 | 4837.2704 | 5098.6204 | 5359.9704 | 5621.3204 | 34083.0653 | 33162.2579 | 32241.4506 | 31320.6432 | 30399.8358 |  | 0 |  |  |  |  | 1 | 1 | 1 | 1 | 1 | [5 empty] | 3.7126 | 6.6299 | 570.7763 | 26826.484 | 684.9315 | 0.11807 | 0.15522 | 0.20838 | 0.1881 | 0.15808 | 0.11807 | 0.15522 | 0.20838 | 0.1881 | 0.15808 | 0 | 0 | 0 | 0 | 0
73 |  |  |  | 9795.2055 |  |  |  |  | 3343.6859 | 3556.115 | 3768.5442 | 3980.9734 | 4193.4025 | 33797.6954 | 32884.5978 | 31971.5001 | 31058.4024 | 30145.3048 |  | 0 |  |  |  |  | 1 | 1 | 1 | 1 | 1 | [5 empty] | 4.7207 | 7.5544 | 570.7763 | 26826.484 | 684.9315 | 0.11575 | 0.14524 | 0.20259 | 0.17824 | 0.15388 | 0.11575 | 0.14524 | 0.20259 | 0.17824 | 0.15388 | 0 | 0 | 0 | 0 | 0
74 |  |  |  | 9795.2055 |  |  |  |  | 2382.2018 | 2481.8568 | 2581.5118 | 2681.1668 | 2780.8218 | 34440.5361 | 33510.0711 | 32579.6061 | 31649.1411 | 30718.6761 |  | 0 |  |  |  |  | 1 | 1 | 1 | 1 | 1 | [5 empty] | 5.4452 | 7.031 | 570.7763 | 26826.484 | 684.9315 | 0.11553 | 0.14521 | 0.2025 | 0.17796 | 0.15374 | 0.11553 | 0.14521 | 0.2025 | 0.17796 | 0.15374 | 0 | 0 | 0 | 0 | 0
75 |  |  |  | 9795.2055 |  |  |  |  | 1800.8934 | 1849.2359 | 1897.5784 | 1945.9209 | 1994.2634 | 35133.7389 | 34184.546 | 33235.353 | 32286.1601 | 31336.9671 |  | 0 |  |  |  |  | 1 | 1 | 1 | 1 | 1 | [5 empty] | 5.5651 | 8.3357 | 570.7763 | 26826.484 | 684.9315 | 0.11528 | 0.14511 | 0.20217 | 0.1771 | 0.15347 | 0.11528 | 0.14511 | 0.20217 | 0.1771 | 0.15347 | 0 | 0 | 0 | 0 | 0
76 |  |  |  | 9795.2055 |  |  |  |  | 1686.957 | 1728.4795 | 1770.002 | 1811.5245 | 1853.047 | 37291.3113 | 36283.8282 | 35276.345 | 34268.8619 | 33261.3787 |  | 0 |  |  |  |  | 1 | 1 | 1 | 1 | 1 | [5 empty] | 5.6715 | 9.1806 | 570.7763 | 26826.484 | 684.9315 | 0.10866 | 0.13014 | 0.17882 | 0.16583 | 0.13188 | 0.10865 | 0.13014 | 0.17882 | 0.16583 | 0.13188 | 0 | 0 | 0 | 0 | 0
77 |  |  |  | 9795.2055 |  |  |  |  | 1904.3663 | 1945.0638 | 1985.7613 | 2026.4588 | 2067.1563 | 42504.7386 | 41356.4065 | 40208.0745 | 39059.7424 | 37911.4104 |  | 0 |  |  |  |  | 1 | 1 | 1 | 1 | 1 | [5 empty] | 5.0422 | 8.0405 | 570.7763 | 26826.484 | 684.9315 | 0.10808 | 0.12683 | 0.17375 | 0.16468 | 0.13104 | 0.10808 | 0.12683 | 0.17375 | 0.16468 | 0.13104 | 0 | 0 | 0 | 0 | 0
78 |  |  |  | 9795.2055 |  |  |  |  | 2779.8167 | 2820.9267 | 2862.0367 | 2903.1467 | 2944.2567 | 58384.9642 | 56807.603 | 55230.2418 | 53652.8806 | 52075.5194 |  | 0 |  |  |  |  | 1 | 1 | 1 | 1 | 1 | [5 empty] | 4.1766 | 9.0941 | 570.7763 | 26826.484 | 684.9315 | 0.10781 | 0.12679 | 0.17264 | 0.16518 | 0.13168 | 0.10781 | 0.12679 | 0.17264 | 0.16518 | 0.13168 | 0 | 0 | 0 | 0 | 0
79 |  |  |  | 9795.2055 |  |  |  |  | 4362.1382 | 4403.1107 | 4444.0832 | 4485.0557 | 4526.0282 | 69593.404 | 67713.2293 | 65833.0545 | 63952.8798 | 62072.705 |  | 0 |  |  |  |  | 1 | 1 | 1 | 1 | 1 | [5 empty] | 3.7688 | 9.9369 | 570.7763 | 26826.484 | 684.9315 | 0.11145 | 0.12904 | 0.17653 | 0.16654 | 0.13357 | 0.11145 | 0.12905 | 0.17653 | 0.16654 | 0.13357 | 0 | 0 | 0 | 0 | 0
80 |  |  |  | 9795.2055 |  |  |  |  | 5704.9606 | 5746.8956 | 5788.8306 | 5830.7656 | 5872.7006 | 64517.9862 | 62774.9318 | 61031.8774 | 59288.823 | 57545.7686 |  | 0 |  |  |  |  | 1 | 1 | 1 | 1 | 1 | [5 empty] | 4.5993 | 9.6094 | 570.7763 | 26826.484 | 684.9315 | 0.11502 | 0.14089 | 0.1884 | 0.17722 | 0.14111 | 0.11502 | 0.14089 | 0.1884 | 0.17722 | 0.14111 | 0 | 0 | 0 | 0 | 0
81 |  |  |  | 9795.2055 |  |  |  |  | 4830.6727 | 4880.1702 | 4929.6677 | 4979.1652 | 5028.6627 | 63164.024 | 61457.549 | 59751.0741 | 58044.5991 | 56338.1241 |  | 0.20276 |  |  |  |  | 1 | 1 | 1 | 1 | 1 | [5 empty] | 5.9349 | 9.6632 | 570.7763 | 26826.484 | 684.9315 | 0.1143 | 0.14179 | 0.18895 | 0.18161 | 0.14297 | 0.1143 | 0.14179 | 0.18895 | 0.18161 | 0.14297 | 0 | 0 | 0 | 0 | 0
82 |  |  |  | 9795.2055 |  |  |  |  | 4284.2429 | 4358.9854 | 4433.7279 | 4508.4704 | 4583.2129 | 61495.7852 | 59834.3803 | 58172.9754 | 56511.5705 | 54850.1656 |  | 0.52068 |  |  |  |  | 1 | 1 | 1 | 1 | 1 | [5 empty] | 5.7318 | 10.0333 | 570.7763 | 26826.484 | 684.9315 | 0.10802 | 0.13137 | 0.1714 | 0.15736 | 0.12806 | 0.10802 | 0.13137 | 0.1714 | 0.15736 | 0.12806 | 0 | 0 | 0 | 0 | 0
83 |  |  |  | 9795.2055 |  |  |  |  | 4360.9756 | 4465.7181 | 4570.4606 | 4675.2031 | 4779.9456 | 59851.5171 | 58234.5347 | 56617.5522 | 55000.5698 | 53383.5874 |  | 0.62962 |  |  |  |  | 1 | 1 | 1 | 1 | 1 | [5 empty] | 3.3788 | 11.1037 | 570.7763 | 26826.484 | 684.9315 | 0.10801 | 0.13043 | 0.17411 | 0.15801 | 0.12814 | 0.10801 | 0.13043 | 0.17411 | 0.15801 | 0.12814 | 0 | 0 | 0 | 0 | 0
84 |  |  |  | 9795.2055 |  |  |  |  | 5042.269 | 5210.0123 | 5377.7557 | 5545.499 | 5713.2423 | 57338.9892 | 55789.8866 | 54240.7841 | 52691.6815 | 51142.579 |  | 0.71137 |  |  |  |  | 1 | 1 | 1 | 1 | 1 | [5 empty] | 2.0256 | 12.1898 | 570.7763 | 26826.484 | 684.9315 | 0.10827 | 0.13091 | 0.17411 | 0.15697 | 0.12791 | 0.10827 | 0.13091 | 0.17411 | 0.15697 | 0.12791 | 0 | 0 | 0 | 0 | 0
85 |  |  |  | 9795.2055 |  |  |  |  | 4864.3886 | 5069.2561 | 5274.1236 | 5478.9911 | 5683.8586 | 56465.8878 | 54940.3734 | 53414.8591 | 51889.3447 | 50363.8304 |  | 0.6758 |  |  |  |  | 1 | 1 | 1 | 1 | 1 | [5 empty] | 1.6311 | 10.1503 | 570.7763 | 26826.484 | 684.9315 | 0.10862 | 0.13072 | 0.17421 | 0.15724 | 0.12799 | 0.10862 | 0.13072 | 0.17421 | 0.15724 | 0.12799 | 0 | 0 | 0 | 0 | 0
86 |  |  |  | 9795.2055 |  |  |  |  | 4853.9251 | 5115.2751 | 5376.6251 | 5637.9751 | 5899.3251 | 55541.2139 | 54040.6811 | 52540.1482 | 51039.6154 | 49539.0826 |  | 0.59971 |  |  |  |  | 1 | 1 | 1 | 1 | 1 | [5 empty] | 0.89344 | 4.3851 | 570.7763 | 26826.484 | 684.9315 | 0.10851 | 0.13019 | 0.17315 | 0.15694 | 0.12811 | 0.10851 | 0.13019 | 0.17315 | 0.15694 | 0.12811 | 0 | 0 | 0 | 0 | 0
87 |  |  |  | 9795.2055 |  |  |  |  | 4834.1606 | 5149.4631 | 5464.7656 | 5780.0681 | 6095.3706 | 56410.6841 | 54886.6611 | 53362.6382 | 51838.6152 | 50314.5923 |  | 0.45601 |  |  |  |  | 1 | 1 | 1 | 1 | 1 | [5 empty] | 0.76818 | 3.3725 | 570.7763 | 26826.484 | 684.9315 | 0.11211 | 0.13671 | 0.17813 | 0.16947 | 0.13109 | 0.11211 | 0.13671 | 0.17813 | 0.16947 | 0.13109 | 0 | 0 | 0 | 0 | 0
88 |  |  |  | 9795.2055 |  |  |  |  | 4545.8316 | 4979.1041 | 5412.3766 | 5845.6491 | 6278.9216 | 56949.1694 | 55410.5984 | 53872.0274 | 52333.4565 | 50794.8855 |  | 0.10107 |  |  |  |  | 1 | 1 | 1 | 1 | 1 | [5 empty] | 0.57984 | 2.7117 | 570.7763 | 26826.484 | 684.9315 | 0.11729 | 0.14647 | 0.19087 | 0.17975 | 0.14625 | 0.11729 | 0.14647 | 0.19087 | 0.17975 | 0.14625 | 0 | 0 | 0 | 0 | 0
89 |  |  |  | 9795.2055 |  |  |  |  | 4914.3812 | 5541.3562 | 6168.3312 | 6795.3062 | 7422.2812 | 60205.2622 | 58578.7228 | 56952.1833 | 55325.6439 | 53699.1045 |  | 0 |  |  |  |  | 1 | 1 | 1 | 1 | 1 | [5 empty] | 0.67402 | 3.3665 | 570.7763 | 26826.484 | 684.9315 | 0.11989 | 0.14747 | 0.19477 | 0.18765 | 0.15634 | 0.11989 | 0.14747 | 0.19477 | 0.18765 | 0.15634 | 0 | 0 | 0 | 0 | 0
90 |  |  |  | 9795.2055 |  |  |  |  | 6697.8353 | 7476.3295 | 8254.8236 | 9033.3178 | 9811.812 | 61694.8128 | 60028.0309 | 58361.2489 | 56694.467 | 55027.685 |  | 0 |  |  |  |  | 1 | 1 | 1 | 1 | 1 | [5 empty] | 1.9602 | 5.1858 | 570.7763 | 26826.484 | 684.9315 | 0.12072 | 0.14999 | 0.19628 | 0.18748 | 0.15704 | 0.12072 | 0.14999 | 0.19628 | 0.18748 | 0.15704 | 0 | 0 | 0 | 0 | 0
91 |  |  |  | 9795.2055 |  |  |  |  | 7840.6876 | 8715.1534 | 9589.6193 | 10464.0851 | 11338.5509 | 62234.5085 | 60553.1458 | 58871.7832 | 57190.4205 | 55509.0578 |  | 0 |  |  |  |  | 1 | 1 | 1 | 1 | 1 | [5 empty] | 2.8886 | 6.0299 | 570.7763 | 26826.484 | 684.9315 | 0.12108 | 0.14964 | 0.19407 | 0.18832 | 0.1571 | 0.12108 | 0.14964 | 0.19407 | 0.18832 | 0.1571 | 0 | 0 | 0 | 0 | 0
92 |  |  |  | 9795.2055 |  |  |  |  | 8230.1642 | 8979.7842 | 9729.4042 | 10479.0242 | 11228.6442 | 61799.1682 | 60129.567 | 58459.9657 | 56790.3644 | 55120.7631 |  | 0 |  |  |  |  | 1 | 1 | 1 | 1 | 1 | [5 empty] | 4.1109 | 7.5267 | 570.7763 | 26826.484 | 684.9315 | 0.12276 | 0.14961 | 0.19473 | 0.18889 | 0.15679 | 0.12276 | 0.14961 | 0.19473 | 0.18889 | 0.15679 | 0 | 0 | 0 | 0 | 0
93 |  |  |  | 9795.2055 |  |  |  |  | 7302.396 | 7941.911 | 8581.426 | 9220.941 | 9860.456 | 59849.0963 | 58232.1792 | 56615.2622 | 54998.3452 | 53381.4282 |  | 0 |  |  |  |  | 1 | 1 | 1 | 1 | 1 | [5 empty] | 4.53 | 7.281 | 570.7763 | 26826.484 | 684.9315 | 0.11917 | 0.14767 | 0.19221 | 0.18467 | 0.15376 | 0.11917 | 0.14767 | 0.19221 | 0.18467 | 0.15376 | 0 | 0 | 0 | 0 | 0
94 |  |  |  | 9795.2055 |  |  |  |  | 6202.5606 | 6733.4272 | 7264.2939 | 7795.1606 | 8326.0272 | 54051.6633 | 52591.373 | 51131.0827 | 49670.7924 | 48210.5021 |  | 0 |  |  |  |  | 1 | 1 | 1 | 1 | 1 | [5 empty] | 4.2071 | 7.8925 | 570.7763 | 26826.484 | 684.9315 | 0.11621 | 0.14522 | 0.18928 | 0.17686 | 0.14596 | 0.11621 | 0.14522 | 0.18928 | 0.17686 | 0.14596 | 0 | 0 | 0 | 0 | 0
95 |  |  |  | 9795.2055 |  |  |  |  | 5956.0858 | 6415.8683 | 6875.6508 | 7335.4333 | 7795.2158 | 44538.8266 | 43335.5404 | 42132.2543 | 40928.9682 | 39725.6821 |  | 0 |  |  |  |  | 1 | 1 | 1 | 1 | 1 | [5 empty] | 4.0071 | 7.9306 | 570.7763 | 26826.484 | 684.9315 | 0.11292 | 0.14274 | 0.18251 | 0.17213 | 0.13802 | 0.11292 | 0.14274 | 0.18251 | 0.17213 | 0.13802 | 0 | 0 | 0 | 0 | 0
96 |  |  |  | 9795.2055 |  |  |  |  | 4438.8709 | 4842.1159 | 5245.3609 | 5648.6059 | 6051.8509 | 35903.6953 | 34933.7008 | 33963.7062 | 32993.7117 | 32023.7172 |  | 0 |  |  |  |  | 1 | 1 | 1 | 1 | 1 | [5 empty] | 3.6188 | 7.1294 | 570.7763 | 26826.484 | 684.9315 | 0.11167 | 0.14204 | 0.18194 | 0.17254 | 0.13775 | 0.11167 | 0.14204 | 0.18194 | 0.17254 | 0.13775 | 0 | 0 | 0 | 0 | 0
97 |  |  |  | 9795.2055 |  |  |  |  | 3347.6737 | 3547.0412 | 3746.4087 | 3945.7762 | 4145.1437 | 34791.8099 | 33851.8547 | 32911.8995 | 31971.9443 | 31031.989 |  | 0 |  |  |  |  | 1 | 1 | 1 | 1 | 1 | [5 empty] | 3.5411 | 7.6725 | 570.7763 | 26826.484 | 684.9315 | 0.11183 | 0.14225 | 0.18242 | 0.17303 | 0.13825 | 0.11183 | 0.14225 | 0.18242 | 0.17303 | 0.13825 | 0 | 0 | 0 | 0 | 0
98 |  |  |  | 9795.2055 |  |  |  |  | 2385.0429 | 2485.6879 | 2586.3329 | 2686.9779 | 2787.6229 | 35452.0489 | 34494.2563 | 33536.4637 | 32578.6711 | 31620.8785 |  | 0 |  |  |  |  | 1 | 1 | 1 | 1 | 1 | [5 empty] | 2.9366 | 7.7701 | 570.7763 | 26826.484 | 684.9315 | 0.11207 | 0.14244 | 0.1834 | 0.17469 | 0.13928 | 0.11207 | 0.14244 | 0.1834 | 0.17469 | 0.13928 | 0 | 0 | 0 | 0 | 0
99 |  |  |  | 9795.2055 |  |  |  |  | 1803.0412 | 1854.1887 | 1905.3362 | 1956.4837 | 2007.6312 | 36165.2723 | 35188.2109 | 34211.1494 | 33234.088 | 32257.0265 |  | 0 |  |  |  |  | 1 | 1 | 1 | 1 | 1 | [5 empty] | 2.3946 | 8.527 | 570.7763 | 26826.484 | 684.9315 | 0.11192 | 0.14233 | 0.18294 | 0.17446 | 0.13902 | 0.11192 | 0.14233 | 0.18294 | 0.17446 | 0.13902 | 0 | 0 | 0 | 0 | 0
100 |  |  |  | 9795.2055 |  |  |  |  | 1688.9689 | 1730.7664 | 1772.5639 | 1814.3614 | 1856.1589 | 38384.0435 | 37347.0385 | 36310.0335 | 35273.0284 | 34236.0234 |  | 0 |  |  |  |  | 1 | 1 | 1 | 1 | 1 | [5 empty] | 2.3925 | 7.6169 | 570.7763 | 26826.484 | 684.9315 | 0.10845 | 0.13501 | 0.17165 | 0.15855 | 0.13488 | 0.10845 | 0.13501 | 0.17165 | 0.15855 | 0.13488 | 0 | 0 | 0 | 0 | 0
101 |  |  |  | 9795.2055 |  |  |  |  | 1906.6375 | 1948.5725 | 1990.5075 | 2032.4425 | 2074.3775 | 43746.1834 | 42564.3118 | 41382.4402 | 40200.5686 | 39018.6969 |  | 0 |  |  |  |  | 1 | 1 | 1 | 1 | 1 | [5 empty] | 3.3152 | 8.327 | 570.7763 | 26826.484 | 684.9315 | 0.10839 | 0.13571 | 0.17241 | 0.15965 | 0.13677 | 0.10839 | 0.13571 | 0.17241 | 0.15965 | 0.13677 | 0 | 0 | 0 | 0 | 0
102 |  |  |  | 9795.2055 |  |  |  |  | 2783.1321 | 2824.7921 | 2866.4521 | 2908.1121 | 2949.7721 | 60068.9674 | 58446.1102 | 56823.253 | 55200.3958 | 53577.5387 |  | 0 |  |  |  |  | 1 | 1 | 1 | 1 | 1 | [5 empty] | 3.4954 | 9.1989 | 570.7763 | 26826.484 | 684.9315 | 0.11075 | 0.13666 | 0.1744 | 0.16175 | 0.13733 | 0.11075 | 0.13666 | 0.1744 | 0.16175 | 0.13733 | 0 | 0 | 0 | 0 | 0
103 |  |  |  | 9795.2055 |  |  |  |  | 4367.3406 | 4407.3506 | 4447.3606 | 4487.3706 | 4527.3806 | 71644.7522 | 69709.1571 | 67773.562 | 65837.9668 | 63902.3717 |  | 0 |  |  |  |  | 1 | 1 | 1 | 1 | 1 | [5 empty] | 3.3569 | 10.0154 | 570.7763 | 26826.484 | 684.9315 | 0.11566 | 0.141 | 0.18085 | 0.16453 | 0.14019 | 0.11566 | 0.141 | 0.18085 | 0.16453 | 0.14019 | 0 | 0 | 0 | 0 | 0
104 |  |  |  | 9795.2055 |  |  |  |  | 5711.7645 | 5753.6995 | 5795.6345 | 5837.5695 | 5879.5045 | 66413.1956 | 64618.9391 | 62824.6827 | 61030.4262 | 59236.1698 |  | 0 |  |  |  |  | 1 | 1 | 1 | 1 | 1 | [5 empty] | 3.2483 | 9.5371 | 570.7763 | 26826.484 | 684.9315 | 0.12103 | 0.15448 | 0.19042 | 0.18568 | 0.15103 | 0.12103 | 0.15448 | 0.19042 | 0.18568 | 0.15103 | 0 | 0 | 0 | 0 | 0
105 |  |  |  | 9795.2055 |  |  |  |  | 4836.434 | 4886.2615 | 4936.089 | 4985.9165 | 5035.744 | 65012.1144 | 63255.7103 | 61499.3063 | 59742.9022 | 57986.4982 |  | 0.28214 |  |  |  |  | 1 | 1 | 1 | 1 | 1 | [5 empty] | 2.6906 | 9.8393 | 570.7763 | 26826.484 | 684.9315 | 0.12031 | 0.15047 | 0.18953 | 0.19048 | 0.15557 | 0.12031 | 0.15047 | 0.18953 | 0.19048 | 0.15557 | 0 | 0 | 0 | 0 | 0
106 |  |  |  | 9795.2055 |  |  |  |  | 4289.3524 | 4364.3424 | 4439.3324 | 4514.3224 | 4589.3124 | 63295.0047 | 61584.991 | 59874.9774 | 58164.9638 | 56454.9501 |  | 0.38616 |  |  |  |  | 1 | 1 | 1 | 1 | 1 | [5 empty] | 3.3974 | 10.6601 | 570.7763 | 26826.484 | 684.9315 | 0.11559 | 0.13927 | 0.16953 | 0.15465 | 0.12946 | 0.11559 | 0.13927 | 0.16953 | 0.15465 | 0.12946 | 0 | 0 | 0 | 0 | 0
107 |  |  |  | 9795.2055 |  |  |  |  | 4366.1766 | 4475.2091 | 4584.2416 | 4693.2741 | 4802.3066 | 61604.5749 | 59940.2309 | 58275.8869 | 56611.5428 | 54947.1988 |  | 0.62417 |  |  |  |  | 1 | 1 | 1 | 1 | 1 | [5 empty] | 2.8213 | 11.6407 | 570.7763 | 26826.484 | 684.9315 | 0.11301 | 0.13982 | 0.17168 | 0.15081 | 0.12813 | 0.11301 | 0.13982 | 0.17168 | 0.15081 | 0.12813 | 0 | 0 | 0 | 0 | 0
108 |  |  |  | 9795.2055 |  |  |  |  | 5048.2826 | 5213.8251 | 5379.3676 | 5544.9101 | 5710.4526 | 59015.2887 | 57420.8983 | 55826.5079 | 54232.1175 | 52637.7271 |  | 0.46403 |  |  |  |  | 1 | 1 | 1 | 1 | 1 | [5 empty] | 1.5577 | 11.2878 | 570.7763 | 26826.484 | 684.9315 | 0.11191 | 0.13891 | 0.16969 | 0.15041 | 0.12849 | 0.11191 | 0.13891 | 0.16969 | 0.15041 | 0.12849 | 0 | 0 | 0 | 0 | 0
109 |  |  |  | 9795.2055 |  |  |  |  | 4870.1901 | 5072.9951 | 5275.8001 | 5478.6051 | 5681.4101 | 58117.1834 | 56547.0567 | 54976.93 | 53406.8033 | 51836.6766 |  | 0.34051 |  |  |  |  | 1 | 1 | 1 | 1 | 1 | [5 empty] | 0.7859 | 10.321 | 570.7763 | 26826.484 | 684.9315 | 0.11191 | 0.13897 | 0.16998 | 0.15025 | 0.12765 | 0.11191 | 0.13897 | 0.16998 | 0.15025 | 0.12765 | 0 | 0 | 0 | 0 | 0
110 |  |  |  | 9795.2055 |  |  |  |  | 4859.7141 | 5132.5041 | 5405.2941 | 5678.0841 | 5950.8741 | 57166.2815 | 55621.8449 | 54077.4083 | 52532.9717 | 50988.5351 |  | 0.2421 |  |  |  |  | 1 | 1 | 1 | 1 | 1 | [5 empty] | 0.74338 | 9.854 | 570.7763 | 26826.484 | 684.9315 | 0.11274 | 0.1394 | 0.17019 | 0.15001 | 0.12747 | 0.11274 | 0.1394 | 0.17019 | 0.15001 | 0.12747 | 0 | 0 | 0 | 0 | 0
111 |  |  |  | 9795.2055 |  |  |  |  | 4839.926 | 5164.881 | 5489.836 | 5814.791 | 6139.746 | 58064.9501 | 56496.2346 | 54927.5191 | 53358.8035 | 51790.088 |  | 0.16109 |  |  |  |  | 1 | 1 | 1 | 1 | 1 | [5 empty] | 0.86848 | 9.4018 | 570.7763 | 26826.484 | 684.9315 | 0.11813 | 0.15932 | 0.17741 | 0.15111 | 0.12999 | 0.11813 | 0.15932 | 0.17741 | 0.15111 | 0.12999 | 0 | 0 | 0 | 0 | 0
112 |  |  |  | 9795.2055 |  |  |  |  | 4551.2532 | 4981.6657 | 5412.0782 | 5842.4907 | 6272.9032 | 58619.7837 | 57036.0785 | 55452.3733 | 53868.6681 | 52284.9628 |  | 0.02102 |  |  |  |  | 1 | 1 | 1 | 1 | 1 | [5 empty] | 0.6878 | 9.5221 | 570.7763 | 26826.484 | 684.9315 | 0.12396 | 0.18953 | 0.18584 | 0.15948 | 0.13916 | 0.12396 | 0.18953 | 0.18584 | 0.15948 | 0.13916 | 0 | 0 | 0 | 0 | 0
113 |  |  |  | 9795.2055 |  |  |  |  | 4920.2422 | 5571.9672 | 6223.6922 | 6875.4172 | 7527.1422 | 61975.2776 | 60300.9185 | 58626.5593 | 56952.2002 | 55277.8411 |  | 0 |  |  |  |  | 1 | 1 | 1 | 1 | 1 | [5 empty] | 0.9109 | 9.7857 | 570.7763 | 26826.484 | 684.9315 | 0.12468 | 0.18799 | 0.18415 | 0.15756 | 0.13683 | 0.12468 | 0.18799 | 0.18415 | 0.15756 | 0.13683 | 0 | 0 | 0 | 0 | 0
114 |  |  |  | 9795.2055 |  |  |  |  | 6705.8234 | 7489.5426 | 8273.2617 | 9056.9809 | 9840.7001 | 63507.3176 | 61791.568 | 60075.8184 | 58360.0688 | 56644.3192 |  | 0 |  |  |  |  | 1 | 1 | 1 | 1 | 1 | [5 empty] | 1.2345 | 10.1186 | 570.7763 | 26826.484 | 684.9315 | 0.12501 | 0.18769 | 0.18319 | 0.15609 | 0.13576 | 0.12501 | 0.18769 | 0.18319 | 0.15609 | 0.13576 | 0 | 0 | 0 | 0 | 0
115 |  |  |  | 9795.2055 |  |  |  |  | 7850.0387 | 8683.2562 | 9516.4737 | 10349.6912 | 11182.9087 | 64061.9635 | 62331.2292 | 60600.495 | 58869.7608 | 57139.0266 |  | 0 |  |  |  |  | 1 | 1 | 1 | 1 | 1 | [5 empty] | 1.8452 | 10.2423 | 570.7763 | 26826.484 | 684.9315 | 0.12473 | 0.18697 | 0.18282 | 0.15542 | 0.13474 | 0.12473 | 0.18697 | 0.18282 | 0.15542 | 0.13474 | 0 | 0 | 0 | 0 | 0
116 |  |  |  | 9795.2055 |  |  |  |  | 8239.9798 | 9046.469 | 9852.9582 | 10659.4473 | 11465.9365 | 63612.723 | 61894.1257 | 60175.5284 | 58456.9311 | 56738.3339 |  | 0 |  |  |  |  | 1 | 1 | 1 | 1 | 1 | [5 empty] | 2.2693 | 10.3052 | 570.7763 | 26826.484 | 684.9315 | 0.12465 | 0.18655 | 0.18288 | 0.15544 | 0.13507 | 0.12465 | 0.18655 | 0.18288 | 0.15544 | 0.13507 | 0 | 0 | 0 | 0 | 0
117 |  |  |  | 9795.2055 |  |  |  |  | 7311.1052 | 7925.541 | 8539.9768 | 9154.4127 | 9768.8485 | 61604.9504 | 59940.5963 | 58276.2421 | 56611.8879 | 54947.5337 |  | 0 |  |  |  |  | 1 | 1 | 1 | 1 | 1 | [5 empty] | 2.3756 | 9.7486 | 570.7763 | 26826.484 | 684.9315 | 0.12069 | 0.18437 | 0.18005 | 0.15345 | 0.1331 | 0.12069 | 0.18437 | 0.18005 | 0.15345 | 0.1331 | 0 | 0 | 0 | 0 | 0
118 |  |  |  | 9795.2055 |  |  |  |  | 6209.958 | 6722.9505 | 7235.943 | 7748.9355 | 8261.928 | 55634.2415 | 54131.1954 | 52628.1492 | 51125.1031 | 49622.057 |  | 0 |  |  |  |  | 1 | 1 | 1 | 1 | 1 | [5 empty] | 2.0856 | 9.7215 | 570.7763 | 26826.484 | 684.9315 | 0.11706 | 0.17122 | 0.17303 | 0.14775 | 0.12851 | 0.11706 | 0.17122 | 0.17303 | 0.14775 | 0.12851 | 0 | 0 | 0 | 0 | 0
119 |  |  |  | 9795.2055 |  |  |  |  | 5963.1893 | 6412.3843 | 6861.5793 | 7310.7743 | 7759.9693 | 45832.1182 | 44593.8918 | 43355.6654 | 42117.439 | 40879.2125 |  | 0 |  |  |  |  | 1 | 1 | 1 | 1 | 1 | [5 empty] | 1.6437 | 9.0878 | 570.7763 | 26826.484 | 684.9315 | 0.11241 | 0.15873 | 0.17119 | 0.14512 | 0.12523 | 0.11241 | 0.15873 | 0.17119 | 0.14512 | 0.12523 | 0 | 0 | 0 | 0 | 0
120 |  |  |  | 9795.2055 |  |  |  |  | 4444.1649 | 4835.7774 | 5227.3899 | 5619.0024 | 6010.6149 | 36957.7845 | 35959.3121 | 34960.8397 | 33962.3673 | 32963.8949 |  | 0 |  |  |  |  | 1 | 1 | 1 | 1 | 1 | [5 empty] | 1.5692 | 8.4154 | 570.7763 | 26826.484 | 684.9315 | 0.1114 | 0.15888 | 0.17079 | 0.14534 | 0.12529 | 0.1114 | 0.15888 | 0.17079 | 0.14534 | 0.12529 | 0 | 0 | 0 | 0 | 0
121 |  |  |  | 9795.2055 |  |  |  |  | 3995.7037 | 4375.1887 | 4754.6737 | 5134.1587 | 5513.6437 | 34232.6373 | 33307.7891 | 32382.9408 | 31458.0925 | 30533.2442 |  | 0 |  |  |  |  | 1 | 1 | 1 | 1 | 1 | [5 empty] | 1.7049 | 8.3268 | 570.7763 | 26826.484 | 684.9315 | 0.11133 | 0.15885 | 0.17065 | 0.14562 | 0.12496 | 0.11134 | 0.15885 | 0.17065 | 0.14562 | 0.12496 | 0 | 0 | 0 | 0 | 0
122 |  |  |  | 9795.2055 |  |  |  |  | 3068.1504 | 3385.8179 | 3703.4854 | 4021.1529 | 4338.8204 | 34883.1031 | 33940.6815 | 32998.2599 | 32055.8382 | 31113.4166 |  | 0 |  |  |  |  | 1 | 1 | 1 | 1 | 1 | [5 empty] | 2.6451 | 7.6726 | 570.7763 | 26826.484 | 684.9315 | 0.11133 | 0.15892 | 0.17056 | 0.1457 | 0.12489 | 0.11133 | 0.15892 | 0.17056 | 0.1457 | 0.12489 | 0 | 0 | 0 | 0 | 0
123 |  |  |  | 9795.2055 |  |  |  |  | 2262.9503 | 2463.8578 | 2664.7653 | 2865.6728 | 3066.5803 | 35585.0685 | 34623.6821 | 33662.2958 | 32700.9095 | 31739.5231 |  | 0 |  |  |  |  | 1 | 1 | 1 | 1 | 1 | [5 empty] | 3.8029 | 7.7201 | 570.7763 | 26826.484 | 684.9315 | 0.11116 | 0.15886 | 0.17037 | 0.14529 | 0.12458 | 0.11116 | 0.15886 | 0.17037 | 0.14529 | 0.12458 | 0 | 0 | 0 | 0 | 0
124 |  |  |  | 9795.2055 |  |  |  |  | 2011.2524 | 2110.5774 | 2209.9024 | 2309.2274 | 2408.5524 | 37769.4359 | 36749.0355 | 35728.635 | 34708.2346 | 33687.8342 |  | 0 |  |  |  |  | 1 | 1 | 1 | 1 | 1 | [5 empty] | 4.6594 | 7.8319 | 570.7763 | 26826.484 | 684.9315 | 0.10713 | 0.15459 | 0.16541 | 0.13166 | 0.1217 | 0.10713 | 0.15459 | 0.16541 | 0.13166 | 0.1217 | 0 | 0 | 0 | 0 | 0
125 |  |  |  | 9795.2055 |  |  |  |  | 2128.9445 | 2187.2695 | 2245.5945 | 2303.9195 | 2362.2445 | 43047.9674 | 41884.9592 | 40721.9509 | 39558.9427 | 38395.9345 |  | 0 |  |  |  |  | 1 | 1 | 1 | 1 | 1 | [5 empty] | 5.6064 | 7.206 | 570.7763 | 26826.484 | 684.9315 | 0.10734 | 0.15513 | 0.1659 | 0.1308 | 0.1219 | 0.10734 | 0.15513 | 0.1659 | 0.1308 | 0.1219 | 0 | 0 | 0 | 0 | 0
126 |  |  |  | 9795.2055 |  |  |  |  | 2484.3512 | 2523.6737 | 2562.9962 | 2602.3187 | 2641.6412 | 59122.0313 | 57524.7571 | 55927.4829 | 54330.2087 | 52732.9344 |  | 0 |  |  |  |  | 1 | 1 | 1 | 1 | 1 | [5 empty] | 5.9714 | 6.9252 | 570.7763 | 26826.484 | 684.9315 | 0.10794 | 0.15579 | 0.16837 | 0.13427 | 0.12442 | 0.10794 | 0.15579 | 0.16837 | 0.13427 | 0.12442 | 0 | 0 | 0 | 0 | 0
127 |  |  |  | 9795.2055 |  |  |  |  | 2943.4668 | 2984.9893 | 3026.5118 | 3068.0343 | 3109.5568 | 70490.8662 | 68586.4451 | 66682.024 | 64777.6029 | 62873.1818 |  | 0 |  |  |  |  | 1 | 1 | 1 | 1 | 1 | [5 empty] | 6.2904 | 7.1758 | 570.7763 | 26826.484 | 684.9315 | 0.11155 | 0.16074 | 0.17228 | 0.13621 | 0.12559 | 0.11155 | 0.16074 | 0.17228 | 0.13621 | 0.12559 | 0 | 0 | 0 | 0 | 0
128 |  |  |  | 9795.2055 |  |  |  |  | 4382.5726 | 4425.0576 | 4467.5426 | 4510.0276 | 4552.5126 | 65347.194 | 63581.7372 | 61816.2805 | 60050.8237 | 58285.367 |  | 0 |  |  |  |  | 1 | 1 | 1 | 1 | 1 | [5 empty] | 6.4622 | 7.2906 | 570.7763 | 26826.484 | 684.9315 | 0.11859 | 0.17357 | 0.18083 | 0.14288 | 0.12901 | 0.11859 | 0.17357 | 0.18083 | 0.14288 | 0.12901 | 0 | 0 | 0 | 0 | 0
129 |  |  |  | 9795.2055 |  |  |  |  | 5430.1485 | 5471.2585 | 5512.3685 | 5553.4785 | 5594.5885 | 63972.6793 | 62244.3572 | 60516.0352 | 58787.7131 | 57059.391 |  | 0.03219 |  |  |  |  | 1 | 1 | 1 | 1 | 1 | [5 empty] | 6.3499 | 6.7947 | 570.7763 | 26826.484 | 684.9315 | 0.12104 | 0.18573 | 0.18191 | 0.14515 | 0.12766 | 0.12104 | 0.18573 | 0.18191 | 0.14515 | 0.12766 | 0 | 0 | 0 | 0 | 0
130 |  |  |  | 9795.2055 |  |  |  |  | 6414.7999 | 6470.6224 | 6526.4449 | 6582.2674 | 6638.0899 | 62283.057 | 60600.3827 | 58917.7084 | 57235.0341 | 55552.3598 |  | 0.04082 |  |  |  |  | 1 | 1 | 1 | 1 | 1 | [5 empty] | 5.4872 | 6.2473 | 570.7763 | 26826.484 | 684.9315 | 0.11703 | 0.17213 | 0.17733 | 0.14425 | 0.12693 | 0.11703 | 0.17213 | 0.17733 | 0.14425 | 0.12693 | 0 | 0 | 0 | 0 | 0
131 |  |  |  | 9795.2055 |  |  |  |  | 7199.0252 | 7272.0352 | 7345.0452 | 7418.0552 | 7491.0652 | 60618.5734 | 58980.8677 | 57343.162 | 55705.4564 | 54067.7507 |  | 0.0169 |  |  |  |  | 1 | 1 | 1 | 1 | 1 | [5 empty] | 4.6823 | 5.6942 | 570.7763 | 26826.484 | 684.9315 | 0.11733 | 0.17334 | 0.17876 | 0.15117 | 0.12818 | 0.11734 | 0.17335 | 0.17877 | 0.15117 | 0.12818 | 0 | 0 | 0 | 0 | 0
132 |  |  |  | 9795.2055 |  |  |  |  | 8317.6824 | 8432.0224 | 8546.3624 | 8660.7024 | 8775.0424 | 58072.487 | 56503.5679 | 54934.6487 | 53365.7296 | 51796.8104 |  | 0.14248 |  |  |  |  | 1 | 1 | 1 | 1 | 1 | [5 empty] | 4.4374 | 5.3148 | 570.7763 | 26826.484 | 684.9315 | 0.11754 | 0.17453 | 0.17979 | 0.15283 | 0.12939 | 0.11754 | 0.17453 | 0.17979 | 0.15283 | 0.12939 | 0 | 0 | 0 | 0 | 0
133 |  |  |  | 9795.2055 |  |  |  |  | 7824.7741 | 8003.7916 | 8182.8091 | 8361.8266 | 8540.8441 | 57188.4401 | 55643.4049 | 54098.3697 | 52553.3344 | 51008.2992 |  | 0.04608 |  |  |  |  | 1 | 1 | 1 | 1 | 1 | [5 empty] | 4.4471 | 5.1805 | 570.7763 | 26826.484 | 684.9315 | 0.11759 | 0.17289 | 0.17846 | 0.15144 | 0.12777 | 0.11759 | 0.17289 | 0.17846 | 0.15144 | 0.12777 | 0 | 0 | 0 | 0 | 0
134 |  |  |  | 9795.2055 |  |  |  |  | 6880.9071 | 7116.9579 | 7353.0087 | 7589.0596 | 7825.1104 | 56252.2827 | 54732.5392 | 53212.7957 | 51693.0523 | 50173.3088 |  | 0.09273 |  |  |  |  | 1 | 1 | 1 | 1 | 1 | [5 empty] | 4.2969 | 5.5568 | 570.7763 | 26826.484 | 684.9315 | 0.11781 | 0.17315 | 0.17859 | 0.1516 | 0.12783 | 0.11781 | 0.17315 | 0.17859 | 0.1516 | 0.12783 | 0 | 0 | 0 | 0 | 0
135 |  |  |  | 9795.2055 |  |  |  |  | 6313.4216 | 6662.9333 | 7012.4449 | 7361.9566 | 7711.4683 | 57134.4964 | 55590.9186 | 54047.3407 | 52503.7628 | 50960.185 |  | 0.0784 |  |  |  |  | 1 | 1 | 1 | 1 | 1 | [5 empty] | 4.4945 | 5.6691 | 570.7763 | 26826.484 | 684.9315 | 0.12133 | 0.19862 | 0.18657 | 0.16675 | 0.14345 | 0.12134 | 0.19862 | 0.18657 | 0.16675 | 0.14345 | 0 | 0 | 0 | 0 | 0
136 |  |  |  | 9795.2055 |  |  |  |  | 6094.3512 | 6413.9437 | 6733.5362 | 7053.1287 | 7372.7212 | 57680.13 | 56121.811 | 54563.492 | 53005.173 | 51446.854 |  | 0.0559 |  |  |  |  | 1 | 1 | 1 | 1 | 1 | [5 empty] | 5.202 | 5.0979 | 570.7763 | 26826.484 | 684.9315 | 0.13219 | 0.21301 | 0.20814 | 0.17553 | 0.15333 | 0.13219 | 0.21301 | 0.20814 | 0.17553 | 0.15333 | 0 | 0 | 0 | 0 | 0
137 |  |  |  | 9795.2055 |  |  |  |  | 6577.9374 | 6936.0824 | 7294.2274 | 7652.3724 | 8010.5174 | 60979.6812 | 59332.2197 | 57684.7581 | 56037.2966 | 54389.835 |  | 0 |  |  |  |  | 1 | 1 | 1 | 1 | 1 | [5 empty] | 5.6237 | 4.9652 | 570.7763 | 26826.484 | 684.9315 | 0.1326 | 0.21191 | 0.20687 | 0.1743 | 0.15242 | 0.1326 | 0.21192 | 0.20687 | 0.1743 | 0.15242 | 0 | 0 | 0 | 0 | 0
138 |  |  |  | 9795.2055 |  |  |  |  | 8307.195 | 8700.54 | 9093.885 | 9487.23 | 9880.575 | 62487.8331 | 60799.6264 | 59111.4198 | 57423.2132 | 55735.0065 |  | 0 |  |  |  |  | 1 | 1 | 1 | 1 | 1 | [5 empty] | 5.8919 | 5.5368 | 570.7763 | 26826.484 | 684.9315 | 0.13286 | 0.21134 | 0.2059 | 0.17357 | 0.15165 | 0.13286 | 0.21134 | 0.2059 | 0.17357 | 0.15165 | 0 | 0 | 0 | 0 | 0
139 |  |  |  | 9795.2055 |  |  |  |  | 8759.319 | 9257.599 | 9755.879 | 10254.159 | 10752.439 | 63034.0777 | 61331.1134 | 59628.1491 | 57925.1848 | 56222.2205 |  | 0 |  |  |  |  | 1 | 1 | 1 | 1 | 1 | [5 empty] | 6.6122 | 6.1311 | 570.7763 | 26826.484 | 684.9315 | 0.13274 | 0.21068 | 0.20544 | 0.1735 | 0.15148 | 0.13274 | 0.21068 | 0.20544 | 0.1735 | 0.15148 | 0 | 0 | 0 | 0 | 0
140 |  |  |  | 9795.2055 |  |  |  |  | 8301.3687 | 8834.6278 | 9367.887 | 9901.1462 | 10434.4053 | 62592.6653 | 60901.6264 | 59210.5876 | 57519.5488 | 55828.5099 |  | 0 |  |  |  |  | 1 | 1 | 1 | 1 | 1 | [5 empty] | 7.2139 | 6.1699 | 570.7763 | 26826.484 | 684.9315 | 0.13277 | 0.21052 | 0.20672 | 0.17432 | 0.151 | 0.13277 | 0.21052 | 0.20672 | 0.17432 | 0.151 | 0 | 0 | 0 | 0 | 0
141 |  |  |  | 9795.2055 |  |  |  |  | 7171.0588 | 7657.7896 | 8144.5204 | 8631.2513 | 9117.9821 | 60617.3513 | 58979.6786 | 57342.006 | 55704.3333 | 54066.6607 |  | 0 |  |  |  |  | 1 | 1 | 1 | 1 | 1 | [5 empty] | 6.9312 | 6.2704 | 570.7763 | 26826.484 | 684.9315 | 0.13151 | 0.19776 | 0.20302 | 0.16908 | 0.14841 | 0.13151 | 0.19776 | 0.20302 | 0.16908 | 0.14841 | 0 | 0 | 0 | 0 | 0
142 |  |  |  | 9795.2055 |  |  |  |  | 6074.5417 | 6477.4283 | 6880.315 | 7283.2017 | 7686.0883 | 54744.1308 | 53265.1324 | 51786.134 | 50307.1356 | 48828.1373 |  | 0 |  |  |  |  | 1 | 1 | 1 | 1 | 1 | [5 empty] | 6.1273 | 5.6212 | 570.7763 | 26826.484 | 684.9315 | 0.12922 | 0.19476 | 0.18507 | 0.15273 | 0.1411 | 0.12922 | 0.19476 | 0.18507 | 0.15273 | 0.1411 | 0 | 0 | 0 | 0 | 0
143 |  |  |  | 9795.2055 |  |  |  |  | 5954.5191 | 6282.3057 | 6610.0924 | 6937.8791 | 7265.6657 | 45104.8081 | 43886.2311 | 42667.6541 | 41449.0771 | 40230.5001 |  | 0 |  |  |  |  | 1 | 1 | 1 | 1 | 1 | [5 empty] | 6.6543 | 4.8536 | 570.7763 | 26826.484 | 684.9315 | 0.12587 | 0.17958 | 0.1809 | 0.15018 | 0.13486 | 0.12587 | 0.17958 | 0.1809 | 0.15018 | 0.13486 | 0 | 0 | 0 | 0 | 0
144 |  |  |  | 9795.2055 |  |  |  |  | 4592.3209 | 4853.6709 | 5115.0209 | 5376.3709 | 5637.7209 | 36364.8942 | 35382.4396 | 34399.9851 | 33417.5305 | 32435.076 |  | 0 |  |  |  |  | 1 | 1 | 1 | 1 | 1 | [5 empty] | 6.4398 | 4.0718 | 570.7763 | 26826.484 | 684.9315 | 0.11974 | 0.16513 | 0.1711 | 0.1501 | 0.1332 | 0.11974 | 0.16513 | 0.1711 | 0.1501 | 0.1332 | 0 | 0 | 0 | 0 | 0
145 |  |  |  | 9795.2055 |  |  |  |  | 3354.6014 | 3569.7806 | 3784.9598 | 4000.1389 | 4215.3181 | 33476.0734 | 32571.6648 | 31667.2563 | 30762.8478 | 29858.4392 |  | 0 |  |  |  |  | 1 | 1 | 1 | 1 | 1 | [5 empty] | 6.2802 | 7.6278 | 570.7763 | 26826.484 | 684.9315 | 0.11658 | 0.16468 | 0.17013 | 0.14866 | 0.13285 | 0.11658 | 0.16468 | 0.17013 | 0.14866 | 0.13285 | 0 | 0 | 0 | 0 | 0
146 |  |  |  | 9795.2055 |  |  |  |  | 2389.9786 | 2491.2836 | 2592.5886 | 2693.8936 | 2795.1986 | 34113.2627 | 33191.6395 | 32270.0163 | 31348.3931 | 30426.7699 |  | 0 |  |  |  |  | 1 | 1 | 1 | 1 | 1 | [5 empty] | 6.4238 | 7.3439 | 570.7763 | 26826.484 | 684.9315 | 0.1166 | 0.16465 | 0.16946 | 0.14846 | 0.13276 | 0.1166 | 0.16465 | 0.16946 | 0.14846 | 0.13276 | 0 | 0 | 0 | 0 | 0
147 |  |  |  | 9795.2055 |  |  |  |  | 1806.7725 | 1854.455 | 1902.1375 | 1949.82 | 1997.5025 | 34799.9829 | 33859.8068 | 32919.6308 | 31979.4548 | 31039.2788 |  | 0 |  |  |  |  | 1 | 1 | 1 | 1 | 1 | [5 empty] | 6.1758 | 6.5748 | 570.7763 | 26826.484 | 684.9315 | 0.11661 | 0.16453 | 0.16786 | 0.14784 | 0.13225 | 0.11661 | 0.16453 | 0.16786 | 0.14784 | 0.13225 | 0 | 0 | 0 | 0 | 0
148 |  |  |  | 9795.2055 |  |  |  |  | 1692.4641 | 1733.0241 | 1773.5841 | 1814.1441 | 1854.7041 | 36937.7221 | 35939.7917 | 34941.8613 | 33943.9309 | 32946.0005 |  | 0 |  |  |  |  | 1 | 1 | 1 | 1 | 1 | [5 empty] | 5.604 | 5.6289 | 570.7763 | 26826.484 | 684.9315 | 0.11239 | 0.15256 | 0.15707 | 0.13097 | 0.1228 | 0.11239 | 0.15256 | 0.15708 | 0.13097 | 0.1228 | 0 | 0 | 0 | 0 | 0
149 |  |  |  | 9795.2055 |  |  |  |  | 1910.5832 | 1951.1432 | 1991.7032 | 2032.2632 | 2072.8232 | 42102.9677 | 40965.4902 | 39828.0126 | 38690.535 | 37553.0574 |  | 0 |  |  |  |  | 1 | 1 | 1 | 1 | 1 | [5 empty] | 5.3467 | 5.1943 | 570.7763 | 26826.484 | 684.9315 | 0.11275 | 0.15484 | 0.15733 | 0.13267 | 0.12327 | 0.11275 | 0.15484 | 0.15733 | 0.13267 | 0.12327 | 0 | 0 | 0 | 0 | 0
150 |  |  |  | 9795.2055 |  |  |  |  | 2788.8915 | 2831.239 | 2873.5865 | 2915.934 | 2958.2815 | 57839.6481 | 56277.0195 | 54714.3909 | 53151.7622 | 51589.1336 |  | 0 |  |  |  |  | 1 | 1 | 1 | 1 | 1 | [5 empty] | 5.2618 | 5.5293 | 570.7763 | 26826.484 | 684.9315 | 0.11394 | 0.15621 | 0.15931 | 0.13405 | 0.12419 | 0.11394 | 0.15621 | 0.15931 | 0.13405 | 0.12419 | 0 | 0 | 0 | 0 | 0
151 |  |  |  | 9795.2055 |  |  |  |  | 4376.3785 | 4417.7635 | 4459.1485 | 4500.5335 | 4541.9185 | 68929.8041 | 67067.5576 | 65205.311 | 63343.0644 | 61480.8179 |  | 0 |  |  |  |  | 1 | 1 | 1 | 1 | 1 | [5 empty] | 4.5084 | 6.2747 | 570.7763 | 26826.484 | 684.9315 | 0.1156 | 0.16226 | 0.16473 | 0.1433 | 0.12612 | 0.1156 | 0.16226 | 0.16473 | 0.1433 | 0.12612 | 0 | 0 | 0 | 0 | 0
152 |  |  |  | 9795.2055 |  |  |  |  | 5723.5846 | 5764.5571 | 5805.5296 | 5846.5021 | 5887.4746 | 63904.799 | 62178.3108 | 60451.8226 | 58725.3344 | 56998.8462 |  | 0 |  |  |  |  | 1 | 1 | 1 | 1 | 1 | [5 empty] | 3.6963 | 6.6852 | 570.7763 | 26826.484 | 684.9315 | 0.12487 | 0.1777 | 0.18209 | 0.15224 | 0.13035 | 0.12487 | 0.1777 | 0.18209 | 0.15224 | 0.13035 | 0 | 0 | 0 | 0 | 0
153 |  |  |  | 9795.2055 |  |  |  |  | 4846.4426 | 4896.9301 | 4947.4176 | 4997.9051 | 5048.3926 | 62565.9723 | 60875.6546 | 59185.3369 | 57495.0193 | 55804.7016 |  | 0.06537 |  |  |  |  | 1 | 1 | 1 | 1 | 1 | [5 empty] | 2.8961 | 6.6803 | 570.7763 | 26826.484 | 684.9315 | 0.12999 | 0.1885 | 0.18354 | 0.15848 | 0.13122 | 0.12999 | 0.1885 | 0.18354 | 0.15848 | 0.13122 | 0 | 0 | 0 | 0 | 0
154 |  |  |  | 9795.2055 |  |  |  |  | 4298.2289 | 4371.9814 | 4445.7339 | 4519.4864 | 4593.2389 | 60913.5475 | 59267.8726 | 57622.1978 | 55976.523 | 54330.8481 |  | 0.16453 |  |  |  |  | 1 | 1 | 1 | 1 | 1 | [5 empty] | 2.5841 | 6.8111 | 570.7763 | 26826.484 | 684.9315 | 0.11717 | 0.15949 | 0.17157 | 0.1476 | 0.1262 | 0.11717 | 0.15949 | 0.17157 | 0.1476 | 0.1262 | 0 | 0 | 0 | 0 | 0
155 |  |  |  | 9795.2055 |  |  |  |  | 4375.2121 | 4481.7421 | 4588.2721 | 4694.8021 | 4801.3321 | 59284.2467 | 57682.5899 | 56080.9332 | 54479.2765 | 52877.6197 |  | 0.13347 |  |  |  |  | 1 | 1 | 1 | 1 | 1 | [5 empty] | 2.3212 | 6.727 | 570.7763 | 26826.484 | 684.9315 | 0.11482 | 0.15609 | 0.17068 | 0.14667 | 0.12585 | 0.11482 | 0.15609 | 0.17068 | 0.14667 | 0.12585 | 0 | 0 | 0 | 0 | 0
156 |  |  |  | 9795.2055 |  |  |  |  | 5058.7296 | 5224.823 | 5390.9163 | 5557.0096 | 5723.103 | 56796.5095 | 55262.0629 | 53727.6162 | 52193.1696 | 50658.723 |  | 0.61506 |  |  |  |  | 1 | 1 | 1 | 1 | 1 | [5 empty] | 2.042 | 6.0024 | 570.7763 | 26826.484 | 684.9315 | 0.11477 | 0.1554 | 0.17021 | 0.14519 | 0.12458 | 0.11477 | 0.1554 | 0.17021 | 0.14519 | 0.12458 | 0 | 0 | 0 | 0 | 0
157 |  |  |  | 9795.2055 |  |  |  |  | 4880.2686 | 5089.9486 | 5299.6286 | 5509.3086 | 5718.9886 | 55931.5076 | 54420.4304 | 52909.3532 | 51398.2759 | 49887.1987 |  | 0.42762 |  |  |  |  | 1 | 1 | 1 | 1 | 1 | [5 empty] | 1.7756 | 6.0995 | 570.7763 | 26826.484 | 684.9315 | 0.11473 | 0.15527 | 0.17055 | 0.14538 | 0.12433 | 0.11473 | 0.15527 | 0.17055 | 0.14538 | 0.12433 | 0 | 0 | 0 | 0 | 0
158 |  |  |  | 9795.2055 |  |  |  |  | 4869.7709 | 5143.44 | 5417.1092 | 5690.7784 | 5964.4475 | 55015.3337 | 53529.0083 | 52042.683 | 50556.3576 | 49070.0322 |  | 0.18068 |  |  |  |  | 1 | 1 | 1 | 1 | 1 | [5 empty] | 1.8559 | 5.8721 | 570.7763 | 26826.484 | 684.9315 | 0.11486 | 0.15561 | 0.17073 | 0.14567 | 0.12451 | 0.11486 | 0.15561 | 0.17073 | 0.14567 | 0.12451 | 0 | 0 | 0 | 0 | 0
159 |  |  |  | 9795.2055 |  |  |  |  | 4849.9419 | 5171.6794 | 5493.4169 | 5815.1544 | 6136.8919 | 55875.4114 | 54365.8497 | 52856.288 | 51346.7263 | 49837.1646 |  | 0.11018 |  |  |  |  | 1 | 1 | 1 | 1 | 1 | [5 empty] | 2.2919 | 5.4475 | 570.7763 | 26826.484 | 684.9315 | 0.12197 | 0.18574 | 0.20408 | 0.16671 | 0.17577 | 0.12197 | 0.18574 | 0.20408 | 0.16671 | 0.17577 | 0 | 0 | 0 | 0 | 0
160 |  |  |  | 9795.2055 |  |  |  |  | 4560.6716 | 4983.935 | 5407.1983 | 5830.4616 | 6253.725 | 56408.6152 | 54884.6482 | 53360.6811 | 51836.7141 | 50312.747 |  | 0.04973 |  |  |  |  | 1 | 1 | 1 | 1 | 1 | [5 empty] | 3.1778 | 5.4646 | 570.7763 | 26826.484 | 684.9315 | 0.13605 | 0.26913 | 0.26447 | 0.27151 | 0.18346 | 0.13605 | 0.26913 | 0.26447 | 0.27151 | 0.18346 | 0 | 0 | 0 | 0 | 0
161 |  |  |  | 9795.2055 |  |  |  |  | 4930.4243 | 5547.0876 | 6163.751 | 6780.4143 | 7397.0776 | 59632.6033 | 58021.5351 | 56410.467 | 54799.3989 | 53188.3307 |  | 0 |  |  |  |  | 1 | 1 | 1 | 1 | 1 | [5 empty] | 3.2195 | 5.9718 | 570.7763 | 26826.484 | 684.9315 | 0.13703 | 0.27301 | 0.26547 | 0.2691 | 0.18187 | 0.13703 | 0.27301 | 0.26547 | 0.2691 | 0.18187 | 0 | 0 | 0 | 0 | 0
162 |  |  |  | 9795.2055 |  |  |  |  | 6719.7006 | 7503.4198 | 8287.1389 | 9070.8581 | 9854.5773 | 61108.3877 | 59457.449 | 57806.5102 | 56155.5715 | 54504.6327 |  | 0 |  |  |  |  | 1 | 1 | 1 | 1 | 1 | [5 empty] | 3.5766 | 6.6051 | 570.7763 | 26826.484 | 684.9315 | 0.13723 | 0.27314 | 0.26391 | 0.26809 | 0.18088 | 0.13723 | 0.27314 | 0.26391 | 0.26809 | 0.18088 | 0 | 0 | 0 | 0 | 0
163 |  |  |  | 9795.2055 |  |  |  |  | 7866.2838 | 8669.2521 | 9472.2204 | 10275.1888 | 11078.1571 | 61643.2329 | 59977.8445 | 58312.456 | 56647.0676 | 54981.6791 |  | 0 |  |  |  |  | 1 | 1 | 1 | 1 | 1 | [5 empty] | 3.6587 | 6.3535 | 570.7763 | 26826.484 | 684.9315 | 0.13779 | 0.27178 | 0.2633 | 0.26623 | 0.18016 | 0.13779 | 0.27178 | 0.2633 | 0.26623 | 0.18016 | 0 | 0 | 0 | 0 | 0
164 |  |  |  | 9795.2055 |  |  |  |  | 8257.0318 | 9009.2368 | 9761.4418 | 10513.6468 | 11265.8518 | 61212.3733 | 59558.6252 | 57904.8772 | 56251.1291 | 54597.381 |  | 0 |  |  |  |  | 1 | 1 | 1 | 1 | 1 | [5 empty] | 3.1968 | 6.3071 | 570.7763 | 26826.484 | 684.9315 | 0.13641 | 0.2709 | 0.26308 | 0.26391 | 0.18014 | 0.13641 | 0.2709 | 0.26308 | 0.26391 | 0.18014 | 0 | 0 | 0 | 0 | 0
165 |  |  |  | 9795.2055 |  |  |  |  | 7326.2349 | 7949.0308 | 8571.8266 | 9194.6224 | 9817.4183 | 59280.9639 | 57679.3959 | 56077.8278 | 54476.2598 | 52874.6918 |  | 0 |  |  |  |  | 1 | 1 | 1 | 1 | 1 | [5 empty] | 3.2712 | 5.6076 | 570.7763 | 26826.484 | 684.9315 | 0.13597 | 0.26904 | 0.26182 | 0.26475 | 0.1795 | 0.13597 | 0.26904 | 0.26182 | 0.26475 | 0.1795 | 0 | 0 | 0 | 0 | 0
166 |  |  |  | 9795.2055 |  |  |  |  | 6222.809 | 6771.5498 | 7320.2907 | 7869.0315 | 8417.7723 | 53539.5492 | 52093.0945 | 50646.6397 | 49200.185 | 47753.7303 |  | 0 |  |  |  |  | 1 | 1 | 1 | 1 | 1 | [5 empty] | 4.0249 | 5.4501 | 570.7763 | 26826.484 | 684.9315 | 0.13556 | 0.26202 | 0.25799 | 0.21313 | 0.17896 | 0.13556 | 0.26202 | 0.25799 | 0.21313 | 0.17896 | 0 | 0 | 0 | 0 | 0
167 |  |  |  | 9795.2055 |  |  |  |  | 5975.5296 | 6423.2121 | 6870.8946 | 7318.5771 | 7766.2596 | 44120.1628 | 42928.1876 | 41736.2123 | 40544.237 | 39352.2618 |  | 0 |  |  |  |  | 1 | 1 | 1 | 1 | 1 | [5 empty] | 5.4598 | 5.2858 | 570.7763 | 26826.484 | 684.9315 | 0.13379 | 0.22533 | 0.25367 | 0.20796 | 0.17809 | 0.13379 | 0.22533 | 0.25367 | 0.20796 | 0.17809 | 0 | 0 | 0 | 0 | 0
168 |  |  |  | 9795.2055 |  |  |  |  | 4453.3617 | 4846.2667 | 5239.1717 | 5632.0767 | 6024.9817 | 35562.6405 | 34601.8601 | 33641.0797 | 32680.2993 | 31719.5188 |  | 0 |  |  |  |  | 1 | 1 | 1 | 1 | 1 | [5 empty] | 6.6602 | 5.1554 | 570.7763 | 26826.484 | 684.9315 | 0.12562 | 0.18375 | 0.23165 | 0.203 | 0.17822 | 0.12562 | 0.18375 | 0.23165 | 0.203 | 0.17822 | 0 | 0 | 0 | 0 | 0
169 |  |  |  | 9795.2055 |  |  |  |  | 3357.5514 | 3564.4814 | 3771.4114 | 3978.3414 | 4185.2714 | 33683.0063 | 32773.0071 | 31863.008 | 30953.0089 | 30043.0097 |  | 0 |  |  |  |  | 1 | 1 | 1 | 1 | 1 | [5 empty] | 7.5324 | 4.9737 | 570.7763 | 26826.484 | 684.9315 | 0.12126 | 0.18369 | 0.2316 | 0.20303 | 0.17833 | 0.12126 | 0.18369 | 0.2316 | 0.20303 | 0.17833 | 0 | 0 | 0 | 0 | 0
170 |  |  |  | 9795.2055 |  |  |  |  | 2392.0802 | 2487.1161 | 2582.1519 | 2677.1877 | 2772.2236 | 34323.833 | 33396.5209 | 32469.2088 | 31541.8968 | 30614.5847 |  | 0 |  |  |  |  | 1 | 1 | 1 | 1 | 1 | [5 empty] | 8.9167 | 5.3521 | 570.7763 | 26826.484 | 684.9315 | 0.12117 | 0.18366 | 0.23156 | 0.20308 | 0.17845 | 0.12117 | 0.18366 | 0.23156 | 0.20308 | 0.17845 | 0 | 0 | 0 | 0 | 0
171 |  |  |  | 9795.2055 |  |  |  |  | 1808.3613 | 1858.8488 | 1909.3363 | 1959.8238 | 2010.3113 | 35014.7244 | 34068.7468 | 33122.7692 | 32176.7916 | 31230.8141 |  | 0 |  |  |  |  | 1 | 1 | 1 | 1 | 1 | [5 empty] | 10.0248 | 5.7383 | 570.7763 | 26826.484 | 684.9315 | 0.1211 | 0.1836 | 0.2315 | 0.20307 | 0.17849 | 0.1211 | 0.1836 | 0.2315 | 0.20307 | 0.17849 | 0 | 0 | 0 | 0 | 0
172 |  |  |  | 9795.2055 |  |  |  |  | 1693.9524 | 1734.7874 | 1775.6224 | 1816.4574 | 1857.2924 | 37165.2263 | 36161.1495 | 35157.0727 | 34152.996 | 33148.9192 |  | 0 |  |  |  |  | 1 | 1 | 1 | 1 | 1 | [5 empty] | 11.7369 | 5.8262 | 570.7763 | 26826.484 | 684.9315 | 0.11208 | 0.14411 | 0.17306 | 0.15109 | 0.14396 | 0.11208 | 0.14411 | 0.17306 | 0.15109 | 0.14396 | 0 | 0 | 0 | 0 | 0
173 |  |  |  | 9795.2055 |  |  |  |  | 1912.2633 | 1953.5108 | 1994.7583 | 2036.0058 | 2077.2533 | 42361.476 | 41217.0144 | 40072.5528 | 38928.0913 | 37783.6297 |  | 0 |  |  |  |  | 1 | 1 | 1 | 1 | 1 | [5 empty] | 11.0667 | 6.8495 | 570.7763 | 26826.484 | 684.9315 | 0.11247 | 0.1434 | 0.17266 | 0.15081 | 0.14321 | 0.11247 | 0.1434 | 0.17266 | 0.15081 | 0.14321 | 0 | 0 | 0 | 0 | 0
174 |  |  |  | 9795.2055 |  |  |  |  | 2791.344 | 2831.4915 | 2871.639 | 2911.7865 | 2951.934 | 58190.5344 | 56618.426 | 55046.3176 | 53474.2093 | 51902.1009 |  | 0 |  |  |  |  | 1 | 1 | 1 | 1 | 1 | [5 empty] | 11.7019 | 7.6855 | 570.7763 | 26826.484 | 684.9315 | 0.11267 | 0.14398 | 0.17292 | 0.15062 | 0.14328 | 0.11267 | 0.14398 | 0.17292 | 0.15062 | 0.14328 | 0 | 0 | 0 | 0 | 0
175 |  |  |  | 9795.2055 |  |  |  |  | 4380.227 | 4422.8495 | 4465.472 | 4508.0945 | 4550.717 | 69356.7634 | 67482.9819 | 65609.2003 | 63735.4188 | 61861.6372 |  | 0 |  |  |  |  | 1 | 1 | 1 | 1 | 1 | [5 empty] | 13.7502 | 8.706 | 570.7763 | 26826.484 | 684.9315 | 0.11653 | 0.14746 | 0.17559 | 0.15324 | 0.14595 | 0.11653 | 0.14746 | 0.17559 | 0.15324 | 0.14595 | 0 | 0 | 0 | 0 | 0
176 |  |  |  | 9795.2055 |  |  |  |  | 5728.6177 | 5770.2777 | 5811.9377 | 5853.5977 | 5895.2577 | 64299.3282 | 62562.1812 | 60825.0342 | 59087.8872 | 57350.7401 |  | 0 |  |  |  |  | 1 | 1 | 1 | 1 | 1 | [5 empty] | 14.1629 | 9.071 | 570.7763 | 26826.484 | 684.9315 | 0.12133 | 0.15492 | 0.17995 | 0.1579 | 0.15231 | 0.12133 | 0.15492 | 0.17995 | 0.1579 | 0.15231 | 0 | 0 | 0 | 0 | 0
177 |  |  |  | 9795.2055 |  |  |  |  | 4850.7044 | 4898.0569 | 4945.4094 | 4992.7619 | 5040.1144 | 62950.7694 | 61250.0558 | 59549.3422 | 57848.6286 | 56147.915 |  | 0.00041 |  |  |  |  | 1 | 1 | 1 | 1 | 1 | [5 empty] | 15.2855 | 9.6654 | 570.7763 | 26826.484 | 684.9315 | 0.12142 | 0.15883 | 0.18204 | 0.16102 | 0.15369 | 0.12142 | 0.15883 | 0.18204 | 0.16102 | 0.1537 | 0 | 0 | 0 | 0 | 0
178 |  |  |  | 9795.2055 |  |  |  |  | 4302.0086 | 4374.0286 | 4446.0486 | 4518.0686 | 4590.0886 | 61288.1696 | 59632.3737 | 57976.5779 | 56320.7821 | 54664.9862 |  | 0.0281 |  |  |  |  | 1 | 1 | 1 | 1 | 1 | [5 empty] | 15.3304 | 10.1658 | 570.7763 | 26826.484 | 684.9315 | 0.11538 | 0.11689 | 0.16628 | 0.1473 | 0.1259 | 0.11538 | 0.11689 | 0.16628 | 0.1473 | 0.1259 | 0 | 0 | 0 | 0 | 0
179 |  |  |  | 9795.2055 |  |  |  |  | 4379.0595 | 4482.7295 | 4586.3995 | 4690.0695 | 4793.7395 | 59649.2369 | 58037.7194 | 56426.2019 | 54814.6844 | 53203.1668 |  | 0.08076 |  |  |  |  | 1 | 1 | 1 | 1 | 1 | [5 empty] | 15.1561 | 9.8478 | 570.7763 | 26826.484 | 684.9315 | 0.10887 | 0.098377 | 0.092796 | 0.12013 | 0.10238 | 0.10887 | 0.098377 | 0.092796 | 0.12013 | 0.10238 | 0 | 0 | 0 | 0 | 0
180 |  |  |  | 9795.2055 |  |  |  |  | 5063.1781 | 5233.1206 | 5403.0631 | 5573.0056 | 5742.9481 | 57145.5516 | 55601.6751 | 54057.7986 | 52513.922 | 50970.0455 |  | 0.06256 |  |  |  |  | 1 | 1 | 1 | 1 | 1 | [5 empty] | 14.1895 | 9.6537 | 570.7763 | 26826.484 | 684.9315 | 0.10772 | 0.096405 | 0.092046 | 0.10658 | 0.08347 | 0.10772 | 0.096405 | 0.092045 | 0.10658 | 0.08347 | 0 | 0 | 0 | 0 | 0
181 |  |  |  | 9795.2055 |  |  |  |  | 4884.5601 | 5095.6151 | 5306.6701 | 5517.7251 | 5728.7801 | 56275.338 | 54754.9716 | 53234.6053 | 51714.2389 | 50193.8726 |  | 0.02873 |  |  |  |  | 1 | 1 | 1 | 1 | 1 | [5 empty] | 11.9155 | 9.8669 | 570.7763 | 26826.484 | 684.9315 | 0.10733 | 0.095322 | 0.09101 | 0.10572 | 0.082808 | 0.10733 | 0.095322 | 0.09101 | 0.10572 | 0.082808 | 0 | 0 | 0 | 0 | 0
182 |  |  |  | 9795.2055 |  |  |  |  | 4874.0532 | 5144.2024 | 5414.3515 | 5684.5007 | 5954.6499 | 55353.6943 | 53858.2276 | 52362.7609 | 50867.2942 | 49371.8275 |  | 0.03183 |  |  |  |  | 1 | 1 | 1 | 1 | 1 | [5 empty] | 10.8363 | 10.5027 | 570.7763 | 26826.484 | 684.9315 | 0.1065 | 0.094194 | 0.090787 | 0.10452 | 0.082209 | 0.1065 | 0.094194 | 0.090788 | 0.10452 | 0.082209 | 0 | 0 | 0 | 0 | 0
183 |  |  |  | 9795.2055 |  |  |  |  | 4854.2067 | 5186.6692 | 5519.1317 | 5851.5942 | 6184.0567 | 56219.8121 | 54700.9459 | 53182.0797 | 51663.2134 | 50144.3472 |  | 0.0212 |  |  |  |  | 1 | 1 | 1 | 1 | 1 | [5 empty] | 10.7954 | 11.0569 | 570.7763 | 26826.484 | 684.9315 | 0.10642 | 0.093619 | 0.089769 | 0.10286 | 0.081542 | 0.10642 | 0.093619 | 0.089769 | 0.10286 | 0.081542 | 0 | 0 | 0 | 0 | 0
184 |  |  |  | 9795.2055 |  |  |  |  | 4564.6822 | 4987.9455 | 5411.2088 | 5834.4722 | 6257.7355 | 56756.4137 | 55223.0503 | 53689.6869 | 52156.3236 | 50622.9602 |  | 0.02099 |  |  |  |  | 1 | 1 | 1 | 1 | 1 | [5 empty] | 10.6168 | 12.4134 | 570.7763 | 26826.484 | 684.9315 | 0.10537 | 0.0905 | 0.088084 | 0.09788 | 0.079838 | 0.10537 | 0.0905 | 0.088084 | 0.09788 | 0.079838 | 0 | 0 | 0 | 0 | 0
185 |  |  |  | 9795.2055 |  |  |  |  | 4934.76 | 5561.735 | 6188.71 | 6815.685 | 7442.66 | 60001.055 | 58380.0326 | 56759.0102 | 55137.9877 | 53516.9653 |  | 0 |  |  |  |  | 1 | 1 | 1 | 1 | 1 | [5 empty] | 10.7179 | 13.5876 | 570.7763 | 26826.484 | 684.9315 | 0.10394 | 0.088509 | 0.084244 | 0.094577 | 0.074211 | 0.10394 | 0.088509 | 0.084244 | 0.094577 | 0.074211 | 0 | 0 | 0 | 0 | 0
186 |  |  |  | 9795.2055 |  |  |  |  | 6725.6097 | 7511.9414 | 8298.273 | 9084.6047 | 9870.9364 | 61485.6978 | 59824.5654 | 58163.4331 | 56502.3007 | 54841.1683 |  | 0 |  |  |  |  | 1 | 1 | 1 | 1 | 1 | [5 empty] | 12.1193 | 14.1041 | 570.7763 | 26826.484 | 684.9315 | 0.10388 | 0.086889 | 0.083179 | 0.092899 | 0.07068 | 0.10388 | 0.086889 | 0.083179 | 0.092899 | 0.07068 | 0 | 0 | 0 | 0 | 0
187 |  |  |  | 9795.2055 |  |  |  |  | 7873.2011 | 8692.6695 | 9512.1378 | 10331.6061 | 11151.0745 | 62023.6646 | 60347.9982 | 58672.3318 | 56996.6654 | 55320.999 |  | 0 |  |  |  |  | 1 | 1 | 1 | 1 | 1 | [5 empty] | 12.0041 | 14.4451 | 570.7763 | 26826.484 | 684.9315 | 0.10144 | 0.085264 | 0.082397 | 0.084996 | 0.066924 | 0.10144 | 0.085264 | 0.082397 | 0.084996 | 0.066924 | 0 | 0 | 0 | 0 | 0
188 |  |  |  | 9795.2055 |  |  |  |  | 8264.2928 | 9013.9128 | 9763.5328 | 10513.1528 | 11262.7728 | 61589.923 | 59925.9748 | 58262.0267 | 56598.0785 | 54934.1303 |  | 0 |  |  |  |  | 1 | 1 | 1 | 1 | 1 | [5 empty] | 11.8423 | 14.6766 | 570.7763 | 26826.484 | 684.9315 | 0.099776 | 0.08468 | 0.080042 | 0.080791 | 0.062547 | 0.099776 | 0.08468 | 0.080042 | 0.080791 | 0.062547 | 0 | 0 | 0 | 0 | 0
189 |  |  |  | 9795.2055 |  |  |  |  | 7332.6774 | 7976.3724 | 8620.0674 | 9263.7624 | 9907.4574 | 59646.5063 | 58035.0626 | 56423.6189 | 54812.1751 | 53200.7314 |  | 0 |  |  |  |  | 1 | 1 | 1 | 1 | 1 | [5 empty] | 11.2061 | 14.827 | 570.7763 | 26826.484 | 684.9315 | 0.096051 | 0.081758 | 0.072525 | 0.063936 | 0.054298 | 0.096051 | 0.081758 | 0.072525 | 0.063936 | 0.054298 | 0 | 0 | 0 | 0 | 0
190 |  |  |  | 9795.2055 |  |  |  |  | 6228.2811 | 6750.2111 | 7272.1411 | 7794.0711 | 8316.0011 | 53869.0515 | 52413.6948 | 50958.338 | 49502.9813 | 48047.6245 |  | 0 |  |  |  |  | 1 | 1 | 1 | 1 | 1 | [5 empty] | 10.103 | 14.6397 | 570.7763 | 26826.484 | 684.9315 | 0.09064 | 0.063535 | 0.062821 | 0.061181 | 0.052655 | 0.09064 | 0.063535 | 0.062821 | 0.061181 | 0.052655 | 0 | 0 | 0 | 0 | 0
191 |  |  |  | 9795.2055 |  |  |  |  | 5980.7843 | 6440.5668 | 6900.3493 | 7360.1318 | 7819.9143 | 44389.5467 | 43190.2936 | 41991.0405 | 40791.7874 | 39592.5343 |  | 0 |  |  |  |  | 1 | 1 | 1 | 1 | 1 | [5 empty] | 8.8823 | 14.3982 | 570.7763 | 26826.484 | 684.9315 | 0.087311 | 0.044712 | 0.053686 | 0.059244 | 0.052199 | 0.087311 | 0.044712 | 0.053686 | 0.059244 | 0.052199 | 0 | 0 | 0 | 0 | 0
192 |  |  |  | 9795.2055 |  |  |  |  | 4457.2779 | 4846.3054 | 5235.3329 | 5624.3604 | 6013.3879 | 35782.0782 | 34815.3693 | 33848.6605 | 32881.9516 | 31915.2427 |  | 0 |  |  |  |  | 1 | 1 | 1 | 1 | 1 | [5 empty] | 8.2779 | 14.5659 | 570.7763 | 26826.484 | 684.9315 | 0.077893 | 0.042438 | 0.050897 | 0.058059 | 0.052116 | 0.077893 | 0.042438 | 0.050897 | 0.058059 | 0.052116 | 0 | 0 | 0 | 0 | 0
193 |  |  |  | 9795.2055 |  |  |  |  | 3523.7338 | 3844.5363 | 4165.3388 | 4486.1413 | 4806.9438 | 34877.6267 | 33935.353 | 32993.0793 | 32050.8056 | 31108.532 |  | 0 |  |  |  |  | 1 | 1 | 1 | 1 | 1 | [5 empty] | 8.419 | 14.8657 | 570.7763 | 26826.484 | 684.9315 | 0.076684 | 0.041332 | 0.04998 | 0.057949 | 0.052007 | 0.076684 | 0.041332 | 0.04998 | 0.057949 | 0.052007 | 0 | 0 | 0 | 0 | 0
194 |  |  |  | 9795.2055 |  |  |  |  | 2583.2147 | 2762.8097 | 2942.4047 | 3121.9997 | 3301.5947 | 35539.3627 | 34579.2112 | 33619.0596 | 32658.9081 | 31698.7566 |  | 0 |  |  |  |  | 1 | 1 | 1 | 1 | 1 | [5 empty] | 8.7424 | 15.3111 | 570.7763 | 26826.484 | 684.9315 | 0.075983 | 0.040383 | 0.049583 | 0.057878 | 0.051891 | 0.075982 | 0.040383 | 0.049583 | 0.057878 | 0.051891 | 0 | 0 | 0 | 0 | 0
195 |  |  |  | 9795.2055 |  |  |  |  | 1897.3951 | 2006.7851 | 2116.1751 | 2225.5651 | 2334.9551 | 36254.3131 | 35274.8461 | 34295.3791 | 33315.9121 | 32336.445 |  | 0 |  |  |  |  | 1 | 1 | 1 | 1 | 1 | [5 empty] | 8.4939 | 15.6456 | 570.7763 | 26826.484 | 684.9315 | 0.075067 | 0.038814 | 0.048733 | 0.057782 | 0.051753 | 0.075067 | 0.038814 | 0.048733 | 0.057782 | 0.051753 | 0 | 0 | 0 | 0 | 0
196 |  |  |  | 9795.2055 |  |  |  |  | 1680.0826 | 1734.9426 | 1789.8026 | 1844.6626 | 1899.5226 | 38478.3598 | 37438.8067 | 36399.2536 | 35359.7005 | 34320.1473 |  | 0 |  |  |  |  | 1 | 1 | 1 | 1 | 1 | [5 empty] | 8.0564 | 15.7102 | 570.7763 | 26826.484 | 684.9315 | 0.058382 | 0.036803 | 0.034193 | 0.051152 | 0.04825 | 0.058382 | 0.036803 | 0.034193 | 0.051152 | 0.04825 | 0 | 0 | 0 | 0 | 0
197 |  |  |  | 9795.2055 |  |  |  |  | 1845.9879 | 1895.4854 | 1944.9829 | 1994.4804 | 2043.9779 | 43853.3221 | 42668.5559 | 41483.7898 | 40299.0236 | 39114.2575 |  | 0 |  |  |  |  | 1 | 1 | 1 | 1 | 1 | [5 empty] | 8.9357 | 15.9708 | 570.7763 | 26826.484 | 684.9315 | 0.05833 | 0.035753 | 0.033834 | 0.05091 | 0.04828 | 0.05833 | 0.035753 | 0.033835 | 0.05091 | 0.04828 | 0 | 0 | 0 | 0 | 0
198 |  |  |  | 9795.2055 |  |  |  |  | 2322.6734 | 2371.6759 | 2420.6784 | 2469.6809 | 2518.6834 | 60214.2288 | 58587.4472 | 56960.6655 | 55333.8839 | 53707.1022 |  | 0 |  |  |  |  | 1 | 1 | 1 | 1 | 1 | [5 empty] | 9.5053 | 16.1375 | 570.7763 | 26826.484 | 684.9315 | 0.057454 | 0.035441 | 0.032769 | 0.050778 | 0.048314 | 0.057454 | 0.035441 | 0.032769 | 0.050778 | 0.048314 | 0 | 0 | 0 | 0 | 0
199 |  |  |  | 9795.2055 |  |  |  |  | 3014.3347 | 3056.5447 | 3098.7547 | 3140.9647 | 3183.1747 | 71821.849 | 69881.4693 | 67941.0896 | 66000.7099 | 64060.3303 |  | 0 |  |  |  |  | 1 | 1 | 1 | 1 | 1 | [5 empty] | 9.6695 | 16.9779 | 570.7763 | 26826.484 | 684.9315 | 0.058847 | 0.03586 | 0.033482 | 0.051699 | 0.048807 | 0.058847 | 0.03586 | 0.033482 | 0.051699 | 0.048807 | 0 | 0 | 0 | 0 | 0
200 |  |  |  | 9795.2055 |  |  |  |  | 4320.5463 | 4362.0688 | 4403.5913 | 4445.1138 | 4486.6363 | 66576.7911 | 64778.1148 | 62979.4386 | 61180.7623 | 59382.0861 |  | 0 |  |  |  |  | 1 | 1 | 1 | 1 | 1 | [5 empty] | 9.2856 | 17.4507 | 570.7763 | 26826.484 | 684.9315 | 0.062156 | 0.036989 | 0.034507 | 0.052532 | 0.049395 | 0.062156 | 0.036989 | 0.034507 | 0.052532 | 0.049395 | 0 | 0 | 0 | 0 | 0
201 |  |  |  | 9795.2055 |  |  |  |  | 4640.6734 | 4716.4059 | 4792.1384 | 4867.8709 | 4943.6034 | 65171.6182 | 63410.9049 | 61650.1916 | 59889.4784 | 58128.7651 |  | 0.04442 |  |  |  |  | 1 | 1 | 1 | 1 | 1 | [5 empty] | 8.4886 | 17.6207 | 570.7763 | 26826.484 | 684.9315 | 0.065384 | 0.037995 | 0.03469 | 0.052478 | 0.048781 | 0.065384 | 0.037995 | 0.03469 | 0.052478 | 0.048781 | 0 | 0 | 0 | 0 | 0
202 |  |  |  | 9795.2055 |  |  |  |  | 5048.4264 | 5168.8714 | 5289.3164 | 5409.7614 | 5530.2064 | 63450.2904 | 61736.0815 | 60021.8726 | 58307.6636 | 56593.4547 |  | 0.03723 |  |  |  |  | 1 | 1 | 1 | 1 | 1 | [5 empty] | 4.7248 | 17.7695 | 570.7763 | 26826.484 | 684.9315 | 0.064946 | 0.039688 | 0.035127 | 0.049281 | 0.048382 | 0.064946 | 0.039688 | 0.035127 | 0.049281 | 0.048382 | 0 | 0 | 0 | 0 | 0
203 |  |  |  | 9795.2055 |  |  |  |  | 5412.9506 | 5661.0181 | 5909.0856 | 6157.1531 | 6405.2206 | 61755.883 | 60087.4512 | 58419.0193 | 56750.5875 | 55082.1556 |  | 0.11178 |  |  |  |  | 1 | 1 | 1 | 1 | 1 | [5 empty] | 2.9726 | 17.9932 | 570.7763 | 26826.484 | 684.9315 | 0.067168 | 0.042222 | 0.035356 | 0.04708 | 0.04705 | 0.067168 | 0.042222 | 0.035356 | 0.04708 | 0.04705 | 0 | 0 | 0 | 0 | 0
204 |  |  |  | 9795.2055 |  |  |  |  | 6177.0493 | 6492.3518 | 6807.6543 | 7122.9568 | 7438.2593 | 59159.9613 | 57561.6623 | 55963.3634 | 54365.0644 | 52766.7654 |  | 0.06083 |  |  |  |  | 1 | 1 | 1 | 1 | 1 | [5 empty] | 2.6549 | 17.8685 | 570.7763 | 26826.484 | 684.9315 | 0.066794 | 0.043115 | 0.03562 | 0.046808 | 0.04639 | 0.066794 | 0.043115 | 0.03562 | 0.046808 | 0.04639 | 0 | 0 | 0 | 0 | 0
205 |  |  |  | 9795.2055 |  |  |  |  | 5938.7066 | 6385.6741 | 6832.6416 | 7279.6091 | 7726.5766 | 58259.6997 | 56685.7227 | 55111.7457 | 53537.7687 | 51963.7918 |  | 0.13282 |  |  |  |  | 1 | 1 | 1 | 1 | 1 | [5 empty] | 2.3224 | 17.6172 | 570.7763 | 26826.484 | 684.9315 | 0.067408 | 0.041545 | 0.03447 | 0.046253 | 0.046285 | 0.067408 | 0.041545 | 0.03447 | 0.046253 | 0.046285 | 0 | 0 | 0 | 0 | 0
206 |  |  |  | 9795.2055 |  |  |  |  | 5727.2358 | 6231.8958 | 6736.5558 | 7241.2158 | 7745.8758 | 57306.5368 | 55758.311 | 54210.0852 | 52661.8594 | 51113.6336 |  | 0.0677 |  |  |  |  | 1 | 1 | 1 | 1 | 1 | [5 empty] | 2.8952 | 17.7447 | 570.7763 | 26826.484 | 684.9315 | 0.067318 | 0.040506 | 0.03374 | 0.046297 | 0.046401 | 0.067318 | 0.040506 | 0.03374 | 0.046297 | 0.046401 | 0 | 0 | 0 | 0 | 0
207 |  |  |  | 9795.2055 |  |  |  |  | 6054.3729 | 6555.9254 | 7057.4779 | 7559.0304 | 8060.5829 | 58207.738 | 56635.1648 | 55062.5917 | 53490.0185 | 51917.4453 |  | 0.03459 |  |  |  |  | 1 | 1 | 1 | 1 | 1 | [5 empty] | 4.1761 | 17.9556 | 570.7763 | 26826.484 | 684.9315 | 0.066484 | 0.041118 | 0.034868 | 0.049088 | 0.04807 | 0.066484 | 0.041118 | 0.034868 | 0.049088 | 0.04807 | 0 | 0 | 0 | 0 | 0
208 |  |  |  | 9795.2055 |  |  |  |  | 6393.1935 | 6886.0293 | 7378.8652 | 7871.701 | 8364.5368 | 58763.9846 | 57176.3835 | 55588.7825 | 54001.1815 | 52413.5804 |  | 0.05098 |  |  |  |  | 1 | 1 | 1 | 1 | 1 | [5 empty] | 4.9913 | 18.359 | 570.7763 | 26826.484 | 684.9315 | 0.067436 | 0.045192 | 0.036673 | 0.051846 | 0.04963 | 0.067436 | 0.045192 | 0.036673 | 0.051846 | 0.04963 | 0 | 0 | 0 | 0 | 0
209 |  |  |  | 9795.2055 |  |  |  |  | 7047.4677 | 7525.9494 | 8004.431 | 8482.9127 | 8961.3944 | 62128.0712 | 60449.5841 | 58771.097 | 57092.6099 | 55414.1228 |  | 0 |  |  |  |  | 1 | 1 | 1 | 1 | 1 | [5 empty] | 6.5589 | 18.8224 | 570.7763 | 26826.484 | 684.9315 | 0.067939 | 0.052586 | 0.036058 | 0.052282 | 0.049702 | 0.067939 | 0.052586 | 0.036058 | 0.052282 | 0.049702 | 0 | 0 | 0 | 0 | 0
210 |  |  |  | 9795.2055 |  |  |  |  | 8802.3245 | 9290.7054 | 9779.0862 | 10267.467 | 10755.8479 | 63663.7747 | 61943.7982 | 60223.8217 | 58503.8451 | 56783.8686 |  | 0 |  |  |  |  | 1 | 1 | 1 | 1 | 1 | [5 empty] | 7.5694 | 19.2978 | 570.7763 | 26826.484 | 684.9315 | 0.071954 | 0.052959 | 0.036702 | 0.052558 | 0.049706 | 0.071954 | 0.052959 | 0.036702 | 0.052558 | 0.049706 | 0 | 0 | 0 | 0 | 0
211 |  |  |  | 9795.2055 |  |  |  |  | 9180.8689 | 9670.1839 | 10159.4989 | 10648.8139 | 11138.1289 | 64219.7081 | 62484.7122 | 60749.7162 | 59014.7203 | 57279.7243 |  | 0 |  |  |  |  | 1 | 1 | 1 | 1 | 1 | [5 empty] | 8.3791 | 19.0385 | 570.7763 | 26826.484 | 684.9315 | 0.072208 | 0.053523 | 0.037997 | 0.052196 | 0.049589 | 0.072208 | 0.053523 | 0.037997 | 0.052196 | 0.049589 | 0 | 0 | 0 | 0 | 0
212 |  |  |  | 9795.2055 |  |  |  |  | 8519.5846 | 9012.8054 | 9506.0263 | 9999.2471 | 10492.4679 | 63769.2641 | 62046.4376 | 60323.6111 | 58600.7846 | 56877.9581 |  | 0 |  |  |  |  | 1 | 1 | 1 | 1 | 1 | [5 empty] | 8.0732 | 19.0002 | 570.7763 | 26826.484 | 684.9315 | 0.071654 | 0.053389 | 0.038568 | 0.051829 | 0.049425 | 0.071654 | 0.053389 | 0.038568 | 0.051829 | 0.049425 | 0 | 0 | 0 | 0 | 0
213 |  |  |  | 9795.2055 |  |  |  |  | 7182.9959 | 7614.9484 | 8046.9009 | 8478.8534 | 8910.8059 | 61756.5094 | 60088.0606 | 58419.6119 | 56751.1631 | 55082.7143 |  | 0 |  |  |  |  | 1 | 1 | 1 | 1 | 1 | [5 empty] | 7.199 | 18.7024 | 570.7763 | 26826.484 | 684.9315 | 0.070381 | 0.053602 | 0.036993 | 0.049407 | 0.04887 | 0.070381 | 0.053602 | 0.036993 | 0.049407 | 0.04887 | 0 | 0 | 0 | 0 | 0
214 |  |  |  | 9795.2055 |  |  |  |  | 6097.6018 | 6482.7518 | 6867.9018 | 7253.0518 | 7638.2018 | 55770.8333 | 54264.097 | 52757.3606 | 51250.6242 | 49743.8879 |  | 0 |  |  |  |  | 1 | 1 | 1 | 1 | 1 | [5 empty] | 5.7019 | 18.6024 | 570.7763 | 26826.484 | 684.9315 | 0.069145 | 0.053097 | 0.036116 | 0.048523 | 0.04833 | 0.069145 | 0.053097 | 0.036116 | 0.048523 | 0.04833 | 0 | 0 | 0 | 0 | 0
215 |  |  |  | 9795.2055 |  |  |  |  | 6268.1804 | 6623.9071 | 6979.6337 | 7335.3604 | 7691.0871 | 45943.7062 | 44702.465 | 43461.2239 | 42219.9827 | 40978.7416 |  | 0 |  |  |  |  | 1 | 1 | 1 | 1 | 1 | [5 empty] | 4.1668 | 18.5986 | 570.7763 | 26826.484 | 684.9315 | 0.06719 | 0.052638 | 0.035559 | 0.047989 | 0.047941 | 0.06719 | 0.052638 | 0.035559 | 0.047989 | 0.047941 | 0 | 0 | 0 | 0 | 0
216 |  |  |  | 9795.2055 |  |  |  |  | 4993.5141 | 5338.8457 | 5684.1774 | 6029.5091 | 6374.8407 | 37048.7721 | 36047.8415 | 35046.911 | 34045.9804 | 33045.0498 |  | 0 |  |  |  |  | 1 | 1 | 1 | 1 | 1 | [5 empty] | 3.267 | 18.7993 | 570.7763 | 26826.484 | 684.9315 | 0.066216 | 0.052209 | 0.034709 | 0.047602 | 0.04794 | 0.066216 | 0.052209 | 0.034709 | 0.047602 | 0.04794 | 0 | 0 | 0 | 0 | 0
217 |  |  |  | 9795.2055 |  |  |  |  | 4008.9829 | 4388.4679 | 4767.9529 | 5147.4379 | 5526.9229 | 39585.8466 | 38516.373 | 37446.8994 | 36377.4258 | 35307.9522 |  | 0 |  |  |  |  | 1 | 1 | 1 | 1 | 1 | [5 empty] | 2.3969 | 18.8969 | 570.7763 | 26826.484 | 684.9315 | 0.065942 | 0.052291 | 0.034401 | 0.047571 | 0.047569 | 0.065942 | 0.052291 | 0.034401 | 0.047571 | 0.047569 | 0 | 0 | 0 | 0 | 0
218 |  |  |  | 9795.2055 |  |  |  |  | 3078.347 | 3396.0145 | 3713.682 | 4031.3495 | 4349.017 | 38799.0765 | 37750.8587 | 36702.6409 | 35654.4231 | 34606.2053 |  | 0 |  |  |  |  | 1 | 1 | 1 | 1 | 1 | [5 empty] | 1.5912 | 19.1799 | 570.7763 | 26826.484 | 684.9315 | 0.066106 | 0.052421 | 0.034432 | 0.047221 | 0.047501 | 0.066106 | 0.052421 | 0.034432 | 0.047221 | 0.047501 | 0 | 0 | 0 | 0 | 0
219 |  |  |  | 9795.2055 |  |  |  |  | 2270.4709 | 2471.3784 | 2672.2859 | 2873.1934 | 3074.1009 | 38964.3102 | 37911.6283 | 36858.9465 | 35806.2647 | 34753.5828 |  | 0 |  |  |  |  | 1 | 1 | 1 | 1 | 1 | [5 empty] | 0.63766 | 19.5634 | 570.7763 | 26826.484 | 684.9315 | 0.065884 | 0.051723 | 0.033895 | 0.046934 | 0.047419 | 0.065884 | 0.051723 | 0.033895 | 0.046935 | 0.047419 | 0 | 0 | 0 | 0 | 0
220 |  |  |  | 9795.2055 |  |  |  |  | 2017.9365 | 2117.2615 | 2216.5865 | 2315.9115 | 2415.2365 | 40348.1116 | 39258.0442 | 38167.9768 | 37077.9094 | 35987.842 |  | 0 |  |  |  |  | 1 | 1 | 1 | 1 | 1 | [5 empty] | 0.44118 | 19.7639 | 570.7763 | 26826.484 | 684.9315 | 0.06426 | 0.055839 | 0.034416 | 0.046272 | 0.047051 | 0.06426 | 0.055838 | 0.034416 | 0.046272 | 0.047051 | 0 | 0 | 0 | 0 | 0
221 |  |  |  | 9795.2055 |  |  |  |  | 2136.0197 | 2194.3447 | 2252.6697 | 2310.9947 | 2369.3197 | 43868.0507 | 42682.8866 | 41497.7226 | 40312.5585 | 39127.3945 |  | 0 |  |  |  |  | 1 | 1 | 1 | 1 | 1 | [5 empty] | 0.56617 | 19.969 | 570.7763 | 26826.484 | 684.9315 | 0.062951 | 0.054162 | 0.03333 | 0.046042 | 0.046991 | 0.062951 | 0.054162 | 0.03333 | 0.046042 | 0.046991 | 0 | 0 | 0 | 0 | 0
222 |  |  |  | 9795.2055 |  |  |  |  | 2492.6076 | 2531.9301 | 2571.2526 | 2610.5751 | 2649.8976 | 59791.2209 | 58175.8675 | 56560.5141 | 54945.1606 | 53329.8072 |  | 0 |  |  |  |  | 1 | 1 | 1 | 1 | 1 | [5 empty] | 1.6009 | 19.8388 | 570.7763 | 26826.484 | 684.9315 | 0.064694 | 0.053203 | 0.033845 | 0.046207 | 0.046839 | 0.064694 | 0.053203 | 0.033845 | 0.046207 | 0.046839 | 0 | 0 | 0 | 0 | 0
223 |  |  |  | 9795.2055 |  |  |  |  | 2953.249 | 2994.7715 | 3036.294 | 3077.8165 | 3119.339 | 78519.3491 | 76398.026 | 74276.7029 | 72155.3797 | 70034.0566 |  | 0 |  |  |  |  | 1 | 1 | 1 | 1 | 1 | [5 empty] | 2.1296 | 19.8824 | 570.7763 | 26826.484 | 684.9315 | 0.066656 | 0.053393 | 0.036759 | 0.045792 | 0.04861 | 0.066656 | 0.053393 | 0.036759 | 0.045792 | 0.04861 | 0 | 0 | 0 | 0 | 0
224 |  |  |  | 9795.2055 |  |  |  |  | 4397.1375 | 4439.6225 | 4482.1075 | 4524.5925 | 4567.0775 | 69830.4437 | 67943.865 | 66057.2862 | 64170.7075 | 62284.1287 |  | 0 |  |  |  |  | 1 | 1 | 1 | 1 | 1 | [5 empty] | 3.0292 | 19.7618 | 570.7763 | 26826.484 | 684.9315 | 0.070361 | 0.058237 | 0.042791 | 0.049066 | 0.050269 | 0.070361 | 0.058237 | 0.042791 | 0.049066 | 0.050269 | 0 | 0 | 0 | 0 | 0
225 |  |  |  | 9795.2055 |  |  |  |  | 5448.1948 | 5489.3048 | 5530.4148 | 5571.5248 | 5612.6348 | 65992.9589 | 64210.0558 | 62427.1527 | 60644.2496 | 58861.3465 |  | 0.04552 |  |  |  |  | 1 | 1 | 1 | 1 | 1 | [5 empty] | 3.3277 | 19.4448 | 570.7763 | 26826.484 | 684.9315 | 0.073125 | 0.058563 | 0.046658 | 0.050752 | 0.05003 | 0.073125 | 0.058563 | 0.046658 | 0.050752 | 0.05003 | 0 | 0 | 0 | 0 | 0
226 |  |  |  | 9795.2055 |  |  |  |  | 6436.1186 | 6491.9411 | 6547.7636 | 6603.5861 | 6659.4086 | 63303.836 | 61593.5837 | 59883.3315 | 58173.0793 | 56462.827 |  | 0.06006 |  |  |  |  | 1 | 1 | 1 | 1 | 1 | [5 empty] | 4.2922 | 19.5053 | 570.7763 | 26826.484 | 684.9315 | 0.074648 | 0.059117 | 0.048675 | 0.05075 | 0.050603 | 0.074648 | 0.059117 | 0.048675 | 0.05075 | 0.050603 | 0 | 0 | 0 | 0 | 0
227 |  |  |  | 9795.2055 |  |  |  |  | 7222.9502 | 7295.9602 | 7368.9702 | 7441.9802 | 7514.9902 | 61110.414 | 59459.4205 | 57808.427 | 56157.4335 | 54506.44 |  | 0.06285 |  |  |  |  | 1 | 1 | 1 | 1 | 1 | [5 empty] | 4.5531 | 19.2273 | 570.7763 | 26826.484 | 684.9315 | 0.076627 | 0.063282 | 0.050706 | 0.05161 | 0.050873 | 0.076627 | 0.063282 | 0.050706 | 0.05161 | 0.050873 | 0 | 0 | 0 | 0 | 0
228 |  |  |  | 9795.2055 |  |  |  |  | 8345.3251 | 8459.6651 | 8574.0051 | 8688.3451 | 8802.6851 | 59113.0334 | 57516.0023 | 55918.9711 | 54321.94 | 52724.9089 |  | 0.07428 |  |  |  |  | 1 | 1 | 1 | 1 | 1 | [5 empty] | 5.3356 | 19.0036 | 570.7763 | 26826.484 | 684.9315 | 0.078081 | 0.063519 | 0.050378 | 0.051681 | 0.050887 | 0.078081 | 0.063519 | 0.050378 | 0.051682 | 0.050887 | 0 | 0 | 0 | 0 | 0
229 |  |  |  | 9795.2055 |  |  |  |  | 7850.7786 | 8029.7961 | 8208.8136 | 8387.8311 | 8566.8486 | 57210.6806 | 55665.0445 | 54119.4084 | 52573.7723 | 51028.1362 |  | 0.06795 |  |  |  |  | 1 | 1 | 1 | 1 | 1 | [5 empty] | 5.9083 | 18.9054 | 570.7763 | 26826.484 | 684.9315 | 0.077662 | 0.061281 | 0.04946 | 0.053065 | 0.050734 | 0.077662 | 0.061281 | 0.04946 | 0.053065 | 0.050734 | 0 | 0 | 0 | 0 | 0
230 |  |  |  | 9795.2055 |  |  |  |  | 6903.7748 | 7139.8256 | 7375.8765 | 7611.9273 | 7847.9781 | 56912.9923 | 55375.3987 | 53837.8052 | 52300.2116 | 50762.618 |  | 0.07767 |  |  |  |  | 1 | 1 | 1 | 1 | 1 | [5 empty] | 6.0337 | 18.5926 | 570.7763 | 26826.484 | 684.9315 | 0.077883 | 0.060889 | 0.048652 | 0.053725 | 0.051128 | 0.077883 | 0.060889 | 0.048652 | 0.053725 | 0.051128 | 0 | 0 | 0 | 0 | 0
231 |  |  |  | 9795.2055 |  |  |  |  | 6334.4034 | 6683.915 | 7033.4267 | 7382.9384 | 7732.45 | 56258.6768 | 54738.7605 | 53218.8443 | 51698.9281 | 50179.0119 |  | 0.05367 |  |  |  |  | 1 | 1 | 1 | 1 | 1 | [5 empty] | 5.8783 | 18.5771 | 570.7763 | 26826.484 | 684.9315 | 0.079872 | 0.067804 | 0.059382 | 0.06846 | 0.055265 | 0.079872 | 0.067804 | 0.059382 | 0.06846 | 0.055265 | 0 | 0 | 0 | 0 | 0
232 |  |  |  | 9795.2055 |  |  |  |  | 6114.6049 | 6434.1974 | 6753.7899 | 7073.3824 | 7392.9749 | 58432.5579 | 56853.9109 | 55275.2639 | 53696.6168 | 52117.9698 |  | 0.017 |  |  |  |  | 1 | 1 | 1 | 1 | 1 | [5 empty] | 6.1486 | 18.7381 | 570.7763 | 26826.484 | 684.9315 | 0.083687 | 0.085504 | 0.082664 | 0.10342 | 0.086422 | 0.083687 | 0.085504 | 0.082664 | 0.10342 | 0.086422 | 0 | 0 | 0 | 0 | 0
233 |  |  |  | 9795.2055 |  |  |  |  | 6599.7983 | 6957.9433 | 7316.0883 | 7674.2333 | 8032.3783 | 63061.7772 | 61358.0646 | 59654.3519 | 57950.6393 | 56246.9267 |  | 0 |  |  |  |  | 1 | 1 | 1 | 1 | 1 | [5 empty] | 6.36 | 18.6234 | 570.7763 | 26826.484 | 684.9315 | 0.087566 | 0.085889 | 0.11028 | 0.11939 | 0.11526 | 0.087566 | 0.085889 | 0.11028 | 0.11939 | 0.11526 | 0 | 0 | 0 | 0 | 0
234 |  |  |  | 9795.2055 |  |  |  |  | 8334.8028 | 8728.1478 | 9121.4928 | 9514.8378 | 9908.1828 | 64959.1657 | 63204.1921 | 61449.2186 | 59694.245 | 57939.2715 |  | 0 |  |  |  |  | 1 | 1 | 1 | 1 | 1 | [5 empty] | 6.2362 | 18.0607 | 570.7763 | 26826.484 | 684.9315 | 0.089386 | 0.086829 | 0.1095 | 0.11807 | 0.1108 | 0.089386 | 0.086829 | 0.1095 | 0.11807 | 0.1108 | 0 | 0 | 0 | 0 | 0
235 |  |  |  | 9795.2055 |  |  |  |  | 8788.4293 | 9286.7093 | 9784.9893 | 10283.2693 | 10781.5493 | 63897.5577 | 62171.2651 | 60444.9726 | 58718.68 | 56992.3875 |  | 0 |  |  |  |  | 1 | 1 | 1 | 1 | 1 | [5 empty] | 5.7566 | 17.6378 | 570.7763 | 26826.484 | 684.9315 | 0.090539 | 0.087766 | 0.11147 | 0.1182 | 0.11165 | 0.090539 | 0.087767 | 0.11147 | 0.1182 | 0.11165 | 0 | 0 | 0 | 0 | 0
236 |  |  |  | 9795.2055 |  |  |  |  | 8328.9571 | 8862.2163 | 9395.4754 | 9928.7346 | 10461.9938 | 64218.0963 | 62483.1439 | 60748.1915 | 59013.2391 | 57278.2867 |  | 0 |  |  |  |  | 1 | 1 | 1 | 1 | 1 | [5 empty] | 5.3936 | 17.0668 | 570.7763 | 26826.484 | 684.9315 | 0.089596 | 0.087601 | 0.10897 | 0.11822 | 0.11254 | 0.089596 | 0.087601 | 0.10897 | 0.11822 | 0.11254 | 0 | 0 | 0 | 0 | 0
237 |  |  |  | 9795.2055 |  |  |  |  | 7194.8908 | 7681.6216 | 8168.3524 | 8655.0833 | 9141.8141 | 62996.219 | 61294.2775 | 59592.336 | 57890.3946 | 56188.4531 |  | 0 |  |  |  |  | 1 | 1 | 1 | 1 | 1 | [5 empty] | 4.8495 | 16.6011 | 570.7763 | 26826.484 | 684.9315 | 0.088825 | 0.089094 | 0.11905 | 0.12023 | 0.11523 | 0.088825 | 0.089094 | 0.11905 | 0.12023 | 0.11523 | 0 | 0 | 0 | 0 | 0
238 |  |  |  | 9795.2055 |  |  |  |  | 6094.7295 | 6497.6162 | 6900.5029 | 7303.3895 | 7706.2762 | 58429.2483 | 56850.6907 | 55272.1331 | 53693.5755 | 52115.0179 |  | 0 |  |  |  |  | 1 | 1 | 1 | 1 | 1 | [5 empty] | 4.4998 | 15.958 | 570.7763 | 26826.484 | 684.9315 | 0.086916 | 0.087683 | 0.11494 | 0.11964 | 0.11614 | 0.086916 | 0.087683 | 0.11494 | 0.11964 | 0.11614 | 0 | 0 | 0 | 0 | 0
239 |  |  |  | 9795.2055 |  |  |  |  | 5974.3081 | 6302.0947 | 6629.8814 | 6957.6681 | 7285.4547 | 50857.2638 | 49483.2752 | 48109.2866 | 46735.298 | 45361.3094 |  | 0 |  |  |  |  | 1 | 1 | 1 | 1 | 1 | [5 empty] | 3.1779 | 15.5449 | 570.7763 | 26826.484 | 684.9315 | 0.085531 | 0.086983 | 0.1173 | 0.11986 | 0.11429 | 0.085531 | 0.086983 | 0.1173 | 0.11986 | 0.11429 | 0 | 0 | 0 | 0 | 0
240 |  |  |  | 9795.2055 |  |  |  |  | 4607.5828 | 4868.9328 | 5130.2828 | 5391.6328 | 5652.9828 | 41370.3214 | 40252.6374 | 39134.9534 | 38017.2694 | 36899.5854 |  | 0 |  |  |  |  | 1 | 1 | 1 | 1 | 1 | [5 empty] | 1.3466 | 15.5503 | 570.7763 | 26826.484 | 684.9315 | 0.082085 | 0.089289 | 0.11987 | 0.12089 | 0.11484 | 0.082085 | 0.089289 | 0.11987 | 0.12089 | 0.11484 | 0 | 0 | 0 | 0 | 0
241 |  |  |  | 9795.2055 |  |  |  |  | 3364.4048 | 3576.834 | 3789.2632 | 4001.6923 | 4214.1215 | 39970.8588 | 38890.9835 | 37811.1082 | 36731.2329 | 35651.3576 |  | 0 |  |  |  |  | 1 | 1 | 1 | 1 | 1 | [5 empty] | 0.4844 | 15.3434 | 570.7763 | 26826.484 | 684.9315 | 0.081366 | 0.090128 | 0.11996 | 0.12095 | 0.11512 | 0.081366 | 0.090128 | 0.11996 | 0.12095 | 0.11512 | 0 | 0 | 0 | 0 | 0
242 |  |  |  | 9795.2055 |  |  |  |  | 2396.963 | 2496.618 | 2596.273 | 2695.928 | 2795.583 | 39176.6318 | 38118.2138 | 37059.7958 | 36001.3777 | 34942.9597 |  | 0 |  |  |  |  | 1 | 1 | 1 | 1 | 1 | [5 empty] | 1.9471 | 15.2457 | 570.7763 | 26826.484 | 684.9315 | 0.081278 | 0.09009 | 0.11957 | 0.12065 | 0.11449 | 0.081278 | 0.09009 | 0.11957 | 0.12065 | 0.11449 | 0 | 0 | 0 | 0 | 0
243 |  |  |  | 9795.2055 |  |  |  |  | 1812.0525 | 1860.395 | 1908.7375 | 1957.08 | 2005.4225 | 39344.2272 | 38281.2813 | 37218.3354 | 36155.3895 | 35092.4436 |  | 0 |  |  |  |  | 1 | 1 | 1 | 1 | 1 | [5 empty] | 1.8217 | 15.3734 | 570.7763 | 26826.484 | 684.9315 | 0.082511 | 0.090898 | 0.12291 | 0.12332 | 0.1184 | 0.082511 | 0.090898 | 0.12291 | 0.12332 | 0.1184 | 0 | 0 | 0 | 0 | 0
244 |  |  |  | 9795.2055 |  |  |  |  | 1697.4101 | 1738.9326 | 1780.4551 | 1821.9776 | 1863.5001 | 40741.1995 | 39640.5122 | 38539.825 | 37439.1377 | 36338.4504 |  | 0 |  |  |  |  | 1 | 1 | 1 | 1 | 1 | [5 empty] | 0.95984 | 15.1791 | 570.7763 | 26826.484 | 684.9315 | 0.081284 | 0.098804 | 0.12558 | 0.12725 | 0.12501 | 0.081284 | 0.098804 | 0.12558 | 0.12725 | 0.12501 | 0 | 0 | 0 | 0 | 0
245 |  |  |  | 9795.2055 |  |  |  |  | 1916.1666 | 1956.8641 | 1997.5616 | 2038.2591 | 2078.9566 | 44292.2427 | 43095.6184 | 41898.9942 | 40702.3699 | 39505.7456 |  | 0 |  |  |  |  | 1 | 1 | 1 | 1 | 1 | [5 empty] | 1.1449 | 14.5957 | 570.7763 | 26826.484 | 684.9315 | 0.082644 | 0.097925 | 0.12182 | 0.12755 | 0.11932 | 0.082644 | 0.097925 | 0.12182 | 0.12755 | 0.11932 | 0 | 0 | 0 | 0 | 0
246 |  |  |  | 9795.2055 |  |  |  |  | 2797.0417 | 2838.1517 | 2879.2617 | 2920.3717 | 2961.4817 | 60356.8381 | 58726.2037 | 57095.5692 | 55464.9347 | 53834.3003 |  | 0 |  |  |  |  | 1 | 1 | 1 | 1 | 1 | [5 empty] | 1.5107 | 14.4253 | 570.7763 | 26826.484 | 684.9315 | 0.090646 | 0.097662 | 0.14793 | 0.12958 | 0.12508 | 0.090646 | 0.097662 | 0.14793 | 0.12958 | 0.12508 | 0 | 0 | 0 | 0 | 0
247 |  |  |  | 9795.2055 |  |  |  |  | 4389.1679 | 4430.1404 | 4471.1129 | 4512.0854 | 4553.0579 | 79291.5908 | 77149.4043 | 75007.2179 | 72865.0314 | 70722.845 |  | 0 |  |  |  |  | 1 | 1 | 1 | 1 | 1 | [5 empty] | 1.5169 | 14.4163 | 570.7763 | 26826.484 | 684.9315 | 0.11579 | 0.14425 | 0.19532 | 0.25398 | 0.14596 | 0.11579 | 0.14425 | 0.19532 | 0.25398 | 0.14596 | 0 | 0 | 0 | 0 | 0
248 |  |  |  | 9795.2055 |  |  |  |  | 5740.311 | 5782.246 | 5824.181 | 5866.116 | 5908.051 | 70517.9652 | 68612.812 | 66707.6588 | 64802.5055 | 62897.3523 |  | 0 |  |  |  |  | 1 | 1 | 1 | 1 | 1 | [5 empty] | 1.7878 | 13.9141 | 570.7763 | 26826.484 | 684.9315 | 0.12598 | 0.17369 | 0.22239 | 0.29656 | 0.19812 | 0.12599 | 0.17369 | 0.22239 | 0.29656 | 0.19812 | 0 | 0 | 0 | 0 | 0
249 |  |  |  | 9795.2055 |  |  |  |  | 4860.6057 | 4910.1032 | 4959.6007 | 5009.0982 | 5058.5957 | 66640.1685 | 64839.78 | 63039.3915 | 61239.003 | 59438.6146 |  | 0.07186 |  |  |  |  | 1 | 1 | 1 | 1 | 1 | [5 empty] | 2.0962 | 13.7749 | 570.7763 | 26826.484 | 684.9315 | 0.13099 | 0.18563 | 0.24418 | 0.32505 | 0.21013 | 0.13099 | 0.18563 | 0.24418 | 0.32505 | 0.21014 | 0 | 0 | 0 | 0 | 0
250 |  |  |  | 9795.2055 |  |  |  |  | 4310.7899 | 4385.5324 | 4460.2749 | 4535.0174 | 4609.7599 | 63924.5038 | 62197.4833 | 60470.4627 | 58743.4422 | 57016.4216 |  | 0.10063 |  |  |  |  | 1 | 1 | 1 | 1 | 1 | [5 empty] | 0.98535 | 13.4085 | 570.7763 | 26826.484 | 684.9315 | 0.13137 | 0.18835 | 0.25153 | 0.32593 | 0.21387 | 0.13137 | 0.18835 | 0.25153 | 0.32593 | 0.21387 | 0 | 0 | 0 | 0 | 0
251 |  |  |  | 9795.2055 |  |  |  |  | 4387.9981 | 4492.7406 | 4597.4831 | 4702.2256 | 4806.9681 | 61711.6252 | 60044.389 | 58377.1529 | 56709.9167 | 55042.6805 |  | 0.09095 |  |  |  |  | 1 | 1 | 1 | 1 | 1 | [5 empty] | 0.4647 | 13.0916 | 570.7763 | 26826.484 | 684.9315 | 0.13255 | 0.18946 | 0.25173 | 0.32389 | 0.2048 | 0.13255 | 0.18946 | 0.25173 | 0.32389 | 0.2048 | 0 | 0 | 0 | 0 | 0
252 |  |  |  | 9795.2055 |  |  |  |  | 5073.5131 | 5241.2564 | 5408.9998 | 5576.7431 | 5744.4864 | 59689.8371 | 58077.2227 | 56464.6083 | 54851.9939 | 53239.3795 |  | 0.08385 |  |  |  |  | 1 | 1 | 1 | 1 | 1 | [5 empty] | 1.3923 | 13.0405 | 570.7763 | 26826.484 | 684.9315 | 0.13232 | 0.19157 | 0.25483 | 0.32792 | 0.20819 | 0.13232 | 0.19157 | 0.25483 | 0.32792 | 0.20819 | 0 | 0 | 0 | 0 | 0
253 |  |  |  | 9795.2055 |  |  |  |  | 4894.5305 | 5099.398 | 5304.2655 | 5509.133 | 5714.0005 | 57768.3995 | 56207.6957 | 54646.992 | 53086.2882 | 51525.5845 |  | 0.04228 |  |  |  |  | 1 | 1 | 1 | 1 | 1 | [5 empty] | 1.9971 | 12.6955 | 570.7763 | 26826.484 | 684.9315 | 0.13242 | 0.19373 | 0.25878 | 0.33062 | 0.21397 | 0.13242 | 0.19373 | 0.25878 | 0.33062 | 0.21397 | 0 | 0 | 0 | 0 | 0
254 |  |  |  | 9795.2055 |  |  |  |  | 4884.0021 | 5145.3521 | 5406.7021 | 5668.0521 | 5929.4021 | 57468.1303 | 55915.5388 | 54362.9473 | 52810.3558 | 51257.7643 |  | 0.03424 |  |  |  |  | 1 | 1 | 1 | 1 | 1 | [5 empty] | 2.3952 | 12.2738 | 570.7763 | 26826.484 | 684.9315 | 0.13256 | 0.19621 | 0.26188 | 0.34478 | 0.2204 | 0.13256 | 0.19621 | 0.26188 | 0.34478 | 0.22041 | 0 | 0 | 0 | 0 | 0
255 |  |  |  | 9795.2055 |  |  |  |  | 4864.1152 | 5179.4177 | 5494.7202 | 5810.0227 | 6125.3252 | 56806.5771 | 55271.8585 | 53737.1399 | 52202.4213 | 50667.7027 |  | 0.04932 |  |  |  |  | 1 | 1 | 1 | 1 | 1 | [5 empty] | 2.4157 | 12.3754 | 570.7763 | 26826.484 | 684.9315 | 0.13375 | 0.23701 | 0.27398 | 0.3767 | 0.40987 | 0.13375 | 0.23701 | 0.27398 | 0.3767 | 0.40987 | 0 | 0 | 0 | 0 | 0
256 |  |  |  | 9795.2055 |  |  |  |  | 4573.9996 | 5007.2721 | 5440.5446 | 5873.8171 | 6307.0896 | 59002.1906 | 57408.154 | 55814.1175 | 54220.0809 | 52626.0444 |  | 0.01607 |  |  |  |  | 1 | 1 | 1 | 1 | 1 | [5 empty] | 2.9183 | 12.9785 | 570.7763 | 26826.484 | 684.9315 | 0.1351 | 0.23762 | 0.29125 | 0.39439 | 0.43323 | 0.1351 | 0.23762 | 0.29125 | 0.39439 | 0.43323 | 0 | 0 | 0 | 0 | 0
257 |  |  |  | 9795.2055 |  |  |  |  | 4944.8328 | 5571.8078 | 6198.7828 | 6825.7578 | 7452.7328 | 63680.8355 | 61960.398 | 60239.9605 | 58519.5231 | 56799.0856 |  | 0 |  |  |  |  | 1 | 1 | 1 | 1 | 1 | [5 empty] | 3.7252 | 13.605 | 570.7763 | 26826.484 | 684.9315 | 0.1355 | 0.24062 | 0.29015 | 0.39327 | 0.43197 | 0.1355 | 0.24062 | 0.29015 | 0.39327 | 0.43197 | 0 | 0 | 0 | 0 | 0
258 |  |  |  | 9795.2055 |  |  |  |  | 6739.338 | 7517.8322 | 8296.3264 | 9074.8205 | 9853.3147 | 65595.652 | 63823.4827 | 62051.3135 | 60279.1443 | 58506.9751 |  | 0 |  |  |  |  | 1 | 1 | 1 | 1 | 1 | [5 empty] | 4.0417 | 13.5856 | 570.7763 | 26826.484 | 684.9315 | 0.13579 | 0.24214 | 0.29686 | 0.39762 | 0.4375 | 0.13579 | 0.24214 | 0.29686 | 0.39762 | 0.4375 | 0 | 0 | 0 | 0 | 0
259 |  |  |  | 9795.2055 |  |  |  |  | 7889.2719 | 8763.7378 | 9638.2036 | 10512.6694 | 11387.1353 | 64522.8351 | 62779.6497 | 61036.4643 | 59293.2789 | 57550.0935 |  | 0 |  |  |  |  | 1 | 1 | 1 | 1 | 1 | [5 empty] | 3.9169 | 13.0617 | 570.7763 | 26826.484 | 684.9315 | 0.13603 | 0.24211 | 0.29706 | 0.40376 | 0.44136 | 0.13603 | 0.24211 | 0.29706 | 0.40376 | 0.44136 | 0 | 0 | 0 | 0 | 0
260 |  |  |  | 9795.2055 |  |  |  |  | 8281.1619 | 9030.7819 | 9780.4019 | 10530.0219 | 11279.6419 | 64844.7835 | 63092.9002 | 61341.0169 | 59589.1335 | 57837.2502 |  | 0 |  |  |  |  | 1 | 1 | 1 | 1 | 1 | [5 empty] | 4.1268 | 12.4781 | 570.7763 | 26826.484 | 684.9315 | 0.13606 | 0.2428 | 0.29604 | 0.4055 | 0.44477 | 0.13606 | 0.2428 | 0.29604 | 0.4055 | 0.44477 | 0 | 0 | 0 | 0 | 0
261 |  |  |  | 9795.2055 |  |  |  |  | 7347.6449 | 7987.1599 | 8626.6749 | 9266.1899 | 9905.7049 | 63610.9924 | 61892.4419 | 60173.8914 | 58455.3408 | 56736.7903 |  | 0 |  |  |  |  | 1 | 1 | 1 | 1 | 1 | [5 empty] | 3.7039 | 11.3801 | 570.7763 | 26826.484 | 684.9315 | 0.13579 | 0.24109 | 0.29821 | 0.415 | 0.44347 | 0.13579 | 0.24109 | 0.29821 | 0.415 | 0.44347 | 0 | 0 | 0 | 0 | 0
262 |  |  |  | 9795.2055 |  |  |  |  | 6240.9943 | 6771.861 | 7302.7277 | 7833.5943 | 8364.461 | 58997.7765 | 57403.8592 | 55809.9419 | 54216.0246 | 52622.1073 |  | 0 |  |  |  |  | 1 | 1 | 1 | 1 | 1 | [5 empty] | 2.8685 | 10.0565 | 570.7763 | 26826.484 | 684.9315 | 0.13503 | 0.23921 | 0.28728 | 0.40157 | 0.44214 | 0.13503 | 0.23921 | 0.28728 | 0.40157 | 0.44214 | 0 | 0 | 0 | 0 | 0
263 |  |  |  | 9795.2055 |  |  |  |  | 5992.9923 | 6452.7748 | 6912.5573 | 7372.3398 | 7832.1223 | 51344.3493 | 49957.2014 | 48570.0534 | 47182.9054 | 45795.7575 |  | 0 |  |  |  |  | 1 | 1 | 1 | 1 | 1 | [5 empty] | 2.6639 | 9.5946 | 570.7763 | 26826.484 | 684.9315 | 0.13286 | 0.22752 | 0.27377 | 0.35554 | 0.43318 | 0.13286 | 0.22752 | 0.27377 | 0.35554 | 0.43318 | 0 | 0 | 0 | 0 | 0
264 |  |  |  | 9795.2055 |  |  |  |  | 4466.3761 | 4869.6211 | 5272.8661 | 5676.1111 | 6079.3561 | 41770.2667 | 40641.7776 | 39513.2885 | 38384.7993 | 37256.3102 |  | 0 |  |  |  |  | 1 | 1 | 1 | 1 | 1 | [5 empty] | 2.7247 | 8.3406 | 570.7763 | 26826.484 | 684.9315 | 0.12964 | 0.21613 | 0.26847 | 0.35039 | 0.39914 | 0.12964 | 0.21613 | 0.26847 | 0.35039 | 0.39914 | 0 | 0 | 0 | 0 | 0
265 |  |  |  | 9795.2055 |  |  |  |  | 3366.0402 | 3565.4077 | 3764.7752 | 3964.1427 | 4163.5102 | 39981.9878 | 38901.8118 | 37821.6358 | 36741.4598 | 35661.2838 |  | 0 |  |  |  |  | 1 | 1 | 1 | 1 | 1 | [5 empty] | 3.0289 | 7.5821 | 570.7763 | 26826.484 | 684.9315 | 0.12926 | 0.21273 | 0.2634 | 0.34109 | 0.38878 | 0.12926 | 0.21273 | 0.2634 | 0.34109 | 0.38878 | 0 | 0 | 0 | 0 | 0
266 |  |  |  | 9795.2055 |  |  |  |  | 2398.1281 | 2498.7731 | 2599.4181 | 2700.0631 | 2800.7081 | 39187.5453 | 38128.8324 | 37070.1195 | 36011.4067 | 34952.6938 |  | 0 |  |  |  |  | 1 | 1 | 1 | 1 | 1 | [5 empty] | 3.4352 | 6.5418 | 570.7763 | 26826.484 | 684.9315 | 0.12996 | 0.21593 | 0.26661 | 0.3464 | 0.38961 | 0.12996 | 0.21593 | 0.26661 | 0.3464 | 0.38961 | 0 | 0 | 0 | 0 | 0
267 |  |  |  | 9795.2055 |  |  |  |  | 1812.9333 | 1864.0808 | 1915.2283 | 1966.3758 | 2017.5233 | 39355.2092 | 38291.9666 | 37228.724 | 36165.4814 | 35102.2388 |  | 0 |  |  |  |  | 1 | 1 | 1 | 1 | 1 | [5 empty] | 3.1941 | 7.1163 | 570.7763 | 26826.484 | 684.9315 | 0.13055 | 0.22053 | 0.27422 | 0.35366 | 0.40006 | 0.13055 | 0.22053 | 0.27422 | 0.35366 | 0.40006 | 0 | 0 | 0 | 0 | 0
268 |  |  |  | 9795.2055 |  |  |  |  | 1698.2352 | 1740.0327 | 1781.8302 | 1823.6277 | 1865.4252 | 40752.5621 | 39651.5679 | 38550.5736 | 37449.5794 | 36348.5851 |  | 0 |  |  |  |  | 1 | 1 | 1 | 1 | 1 | [5 empty] | 2.025 | 7.1643 | 570.7763 | 26826.484 | 684.9315 | 0.12219 | 0.20459 | 0.24305 | 0.2936 | 0.3751 | 0.12219 | 0.20459 | 0.24305 | 0.2936 | 0.3751 | 0 | 0 | 0 | 0 | 0
269 |  |  |  | 9795.2055 |  |  |  |  | 1917.098 | 1959.033 | 2000.968 | 2042.903 | 2084.838 | 44304.5032 | 43107.5477 | 41910.5922 | 40713.6367 | 39516.6812 |  | 0 |  |  |  |  | 1 | 1 | 1 | 1 | 1 | [5 empty] | 0.37533 | 6.9944 | 570.7763 | 26826.484 | 684.9315 | 0.12273 | 0.20501 | 0.24528 | 0.29268 | 0.38287 | 0.12273 | 0.20501 | 0.24528 | 0.29268 | 0.38287 | 0 | 0 | 0 | 0 | 0
270 |  |  |  | 9795.2055 |  |  |  |  | 2798.4013 | 2840.0613 | 2881.7213 | 2923.3813 | 2965.0413 | 60373.1817 | 58742.1057 | 57111.0297 | 55479.9537 | 53848.8777 |  | 0 |  |  |  |  | 1 | 1 | 1 | 1 | 1 | [5 empty] | 2.7042 | 6.599 | 570.7763 | 26826.484 | 684.9315 | 0.12492 | 0.20834 | 0.24666 | 0.28656 | 0.37457 | 0.12492 | 0.20834 | 0.24666 | 0.28656 | 0.37457 | 0 | 0 | 0 | 0 | 0
271 |  |  |  | 9795.2055 |  |  |  |  | 4391.3014 | 4431.3114 | 4471.3214 | 4511.3314 | 4551.3414 | 79313.9159 | 77171.1263 | 75028.3367 | 72885.5471 | 70742.7575 |  | 0 |  |  |  |  | 1 | 1 | 1 | 1 | 1 | [5 empty] | 3.4066 | 7.0085 | 570.7763 | 26826.484 | 684.9315 | 0.13509 | 0.22142 | 0.25252 | 0.2944 | 0.37222 | 0.13509 | 0.22142 | 0.25252 | 0.2944 | 0.37222 | 0 | 0 | 0 | 0 | 0
272 |  |  |  | 9795.2055 |  |  |  |  | 5743.1013 | 5785.0363 | 5826.9713 | 5868.9063 | 5910.8413 | 70537.8413 | 68632.1511 | 66726.4609 | 64820.7707 | 62915.0805 |  | 0 |  |  |  |  | 1 | 1 | 1 | 1 | 1 | [5 empty] | 3.2806 | 6.8239 | 570.7763 | 26826.484 | 684.9315 | 0.1379 | 0.25454 | 0.27385 | 0.3155 | 0.40304 | 0.1379 | 0.25454 | 0.27385 | 0.3155 | 0.40304 | 0 | 0 | 0 | 0 | 0
273 |  |  |  | 9795.2055 |  |  |  |  | 4862.9684 | 4912.7959 | 4962.6234 | 5012.4509 | 5062.2784 | 66658.8783 | 64857.9843 | 63057.0904 | 61256.1964 | 59455.3025 |  | 0.07092 |  |  |  |  | 1 | 1 | 1 | 1 | 1 | [5 empty] | 3.9349 | 6.4305 | 570.7763 | 26826.484 | 684.9315 | 0.1386 | 0.25547 | 0.2841 | 0.33142 | 0.36127 | 0.1386 | 0.25547 | 0.2841 | 0.33142 | 0.36127 | 0 | 0 | 0 | 0 | 0
274 |  |  |  | 9795.2055 |  |  |  |  | 4312.8853 | 4387.8753 | 4462.8653 | 4537.8553 | 4612.8453 | 63942.4463 | 62214.941 | 60487.4357 | 58759.9304 | 57032.4251 |  | 0.16371 |  |  |  |  | 1 | 1 | 1 | 1 | 1 | [5 empty] | 4.1421 | 6.485 | 570.7763 | 26826.484 | 684.9315 | 0.12846 | 0.16862 | 0.16553 | 0.13835 | 0.11763 | 0.12846 | 0.16862 | 0.16553 | 0.13835 | 0.11763 | 0 | 0 | 0 | 0 | 0
275 |  |  |  | 9795.2055 |  |  |  |  | 4390.131 | 4499.1635 | 4608.196 | 4717.2285 | 4826.261 | 61729.0059 | 60061.3002 | 58393.5945 | 56725.8887 | 55058.183 |  | 0.2191 |  |  |  |  | 1 | 1 | 1 | 1 | 1 | [5 empty] | 4.2087 | 6.6932 | 570.7763 | 26826.484 | 684.9315 | 0.11883 | 0.13743 | 0.16274 | 0.13741 | 0.11855 | 0.11883 | 0.13743 | 0.16274 | 0.13741 | 0.11855 | 0 | 0 | 0 | 0 | 0
276 |  |  |  | 9795.2055 |  |  |  |  | 5075.9793 | 5241.5218 | 5407.0643 | 5572.6068 | 5738.1493 | 59706.5105 | 58093.4457 | 56480.3808 | 54867.316 | 53254.2511 |  | 0.10646 |  |  |  |  | 1 | 1 | 1 | 1 | 1 | [5 empty] | 4.2671 | 7.1571 | 570.7763 | 26826.484 | 684.9315 | 0.11823 | 0.13728 | 0.16029 | 0.13548 | 0.1175 | 0.11823 | 0.13728 | 0.16029 | 0.13548 | 0.1175 | 0 | 0 | 0 | 0 | 0
277 |  |  |  | 9795.2055 |  |  |  |  | 4896.9097 | 5099.7147 | 5302.5197 | 5505.3247 | 5708.1297 | 57784.521 | 56223.3817 | 54662.2424 | 53101.1032 | 51539.9639 |  | 0.16376 |  |  |  |  | 1 | 1 | 1 | 1 | 1 | [5 empty] | 3.9244 | 7.6857 | 570.7763 | 26826.484 | 684.9315 | 0.1182 | 0.13518 | 0.15773 | 0.1329 | 0.1156 | 0.1182 | 0.13518 | 0.15773 | 0.1329 | 0.1156 | 0 | 0 | 0 | 0 | 0
278 |  |  |  | 9795.2055 |  |  |  |  | 4886.3762 | 5159.1662 | 5431.9562 | 5704.7462 | 5977.5362 | 57484.1774 | 55931.1523 | 54378.1273 | 52825.1023 | 51272.0772 |  | 0.14847 |  |  |  |  | 1 | 1 | 1 | 1 | 1 | [5 empty] | 4.741 | 7.9401 | 570.7763 | 26826.484 | 684.9315 | 0.11801 | 0.1335 | 0.1554 | 0.13265 | 0.11414 | 0.11801 | 0.1335 | 0.1554 | 0.13265 | 0.11414 | 0 | 0 | 0 | 0 | 0
279 |  |  |  | 9795.2055 |  |  |  |  | 4866.4796 | 5191.4346 | 5516.3896 | 5841.3446 | 6166.2996 | 56822.4147 | 55287.2682 | 53752.1217 | 52216.9752 | 50681.8287 |  | 0.05704 |  |  |  |  | 1 | 1 | 1 | 1 | 1 | [5 empty] | 5.7516 | 7.8618 | 570.7763 | 26826.484 | 684.9315 | 0.11811 | 0.1319 | 0.154 | 0.13292 | 0.11521 | 0.11811 | 0.1319 | 0.154 | 0.13292 | 0.11521 | 0 | 0 | 0 | 0 | 0
280 |  |  |  | 9795.2055 |  |  |  |  | 4576.223 | 5006.6355 | 5437.048 | 5867.4605 | 6297.873 | 59018.6565 | 57424.1751 | 55829.6937 | 54235.2123 | 52640.7309 |  | 0.02331 |  |  |  |  | 1 | 1 | 1 | 1 | 1 | [5 empty] | 6.9461 | 7.7862 | 570.7763 | 26826.484 | 684.9315 | 0.1207 | 0.12702 | 0.15048 | 0.1332 | 0.11834 | 0.1207 | 0.12702 | 0.15048 | 0.1332 | 0.11834 | 0 | 0 | 0 | 0 | 0
281 |  |  |  | 9795.2055 |  |  |  |  | 4947.2364 | 5598.9614 | 6250.6864 | 6902.4114 | 7554.1364 | 63698.7317 | 61977.8107 | 60256.8898 | 58535.9688 | 56815.0478 |  | 0 |  |  |  |  | 1 | 1 | 1 | 1 | 1 | [5 empty] | 7.6657 | 8.199 | 570.7763 | 26826.484 | 684.9315 | 0.11802 | 0.12201 | 0.14678 | 0.12844 | 0.11518 | 0.11802 | 0.12201 | 0.14678 | 0.12844 | 0.11518 | 0 | 0 | 0 | 0 | 0
282 |  |  |  | 9795.2055 |  |  |  |  | 6742.6139 | 7526.3331 | 8310.0523 | 9093.7714 | 9877.4906 | 65614.0516 | 63841.3853 | 62068.7189 | 60296.0526 | 58523.3863 |  | 0 |  |  |  |  | 1 | 1 | 1 | 1 | 1 | [5 empty] | 8.0365 | 9.2632 | 570.7763 | 26826.484 | 684.9315 | 0.11416 | 0.11603 | 0.14682 | 0.12676 | 0.11286 | 0.11416 | 0.11603 | 0.14682 | 0.12677 | 0.11286 | 0 | 0 | 0 | 0 | 0
283 |  |  |  | 9795.2055 |  |  |  |  | 7893.1068 | 8726.3243 | 9559.5418 | 10392.7593 | 11225.9768 | 64540.9104 | 62797.2366 | 61053.5629 | 59309.8892 | 57566.2155 |  | 0 |  |  |  |  | 1 | 1 | 1 | 1 | 1 | [5 empty] | 7.1391 | 9.5031 | 570.7763 | 26826.484 | 684.9315 | 0.11372 | 0.11383 | 0.1391 | 0.12615 | 0.10986 | 0.11372 | 0.11383 | 0.1391 | 0.12615 | 0.10986 | 0 | 0 | 0 | 0 | 0
284 |  |  |  | 9795.2055 |  |  |  |  | 8285.1873 | 9091.6765 | 9898.1656 | 10704.6548 | 11511.144 | 64862.899 | 63110.5262 | 61358.1534 | 59605.7807 | 57853.4079 |  | 0 |  |  |  |  | 1 | 1 | 1 | 1 | 1 | [5 empty] | 6.2792 | 9.6115 | 570.7763 | 26826.484 | 684.9315 | 0.11275 | 0.10082 | 0.13178 | 0.12328 | 0.10647 | 0.11275 | 0.10082 | 0.13178 | 0.12328 | 0.10647 | 0 | 0 | 0 | 0 | 0
285 |  |  |  | 9795.2055 |  |  |  |  | 7351.2165 | 7965.6523 | 8580.0881 | 9194.524 | 9808.9598 | 63628.7635 | 61909.7328 | 60190.7022 | 58471.6715 | 56752.6409 |  | 0 |  |  |  |  | 1 | 1 | 1 | 1 | 1 | [5 empty] | 6.1943 | 10.5216 | 570.7763 | 26826.484 | 684.9315 | 0.10532 | 0.089319 | 0.12359 | 0.12123 | 0.10214 | 0.10532 | 0.089319 | 0.12359 | 0.12123 | 0.10214 | 0 | 0 | 0 | 0 | 0
286 |  |  |  | 9795.2055 |  |  |  |  | 6244.028 | 6757.0205 | 7270.013 | 7783.0055 | 8295.998 | 59014.2101 | 57419.8489 | 55825.4876 | 54231.1263 | 52636.765 |  | 0 |  |  |  |  | 1 | 1 | 1 | 1 | 1 | [5 empty] | 5.9983 | 10.4423 | 570.7763 | 26826.484 | 684.9315 | 0.10273 | 0.08495 | 0.079874 | 0.10518 | 0.094772 | 0.10274 | 0.08495 | 0.079874 | 0.10518 | 0.094772 | 0 | 0 | 0 | 0 | 0
287 |  |  |  | 9795.2055 |  |  |  |  | 5995.9054 | 6445.1004 | 6894.2954 | 7343.4904 | 7792.6854 | 51358.426 | 49970.8977 | 48583.3695 | 47195.8412 | 45808.3129 |  | 0 |  |  |  |  | 1 | 1 | 1 | 1 | 1 | [5 empty] | 5.6159 | 10.38 | 570.7763 | 26826.484 | 684.9315 | 0.10027 | 0.082119 | 0.076397 | 0.10158 | 0.089623 | 0.10027 | 0.082119 | 0.076397 | 0.10158 | 0.089623 | 0 | 0 | 0 | 0 | 0
288 |  |  |  | 9795.2055 |  |  |  |  | 4468.5471 | 4860.1596 | 5251.7721 | 5643.3846 | 6034.9971 | 41781.8265 | 40653.025 | 39524.2236 | 38395.4221 | 37266.6207 |  | 0 |  |  |  |  | 1 | 1 | 1 | 1 | 1 | [5 empty] | 4.5257 | 10.4119 | 570.7763 | 26826.484 | 684.9315 | 0.10003 | 0.080851 | 0.076117 | 0.10067 | 0.08814 | 0.10003 | 0.080851 | 0.076117 | 0.10067 | 0.08814 | 0 | 0 | 0 | 0 | 0
289 |  |  |  | 9795.2055 |  |  |  |  | 3367.3592 | 3575.6642 | 3783.9692 | 3992.2742 | 4200.5792 | 33943.5891 | 33026.5499 | 32109.5107 | 31192.4715 | 30275.4323 |  | 0 |  |  |  |  | 1 | 1 | 1 | 1 | 1 | [5 empty] | 2.6961 | 10.2877 | 570.7763 | 26826.484 | 684.9315 | 0.099866 | 0.081169 | 0.076045 | 0.10043 | 0.088023 | 0.099866 | 0.081169 | 0.076045 | 0.10043 | 0.088023 | 0 | 0 | 0 | 0 | 0
290 |  |  |  | 9795.2055 |  |  |  |  | 2399.0678 | 2496.4136 | 2593.7595 | 2691.1053 | 2788.4511 | 34588.9898 | 33654.5141 | 32720.0384 | 31785.5627 | 30851.0869 |  | 0 |  |  |  |  | 1 | 1 | 1 | 1 | 1 | [5 empty] | 0.84556 | 10.9791 | 570.7763 | 26826.484 | 684.9315 | 0.09978 | 0.081299 | 0.075923 | 0.10032 | 0.087575 | 0.09978 | 0.081299 | 0.075922 | 0.10032 | 0.087575 | 0 | 0 | 0 | 0 | 0
291 |  |  |  | 9795.2055 |  |  |  |  | 1813.6437 | 1860.9962 | 1908.3487 | 1955.7012 | 2003.0537 | 35285.1324 | 34331.8493 | 33378.5662 | 32425.2831 | 31472 |  | 0 |  |  |  |  | 1 | 1 | 1 | 1 | 1 | [5 empty] | 0.68168 | 11.7606 | 570.7763 | 26826.484 | 684.9315 | 0.099524 | 0.080901 | 0.0756 | 0.10005 | 0.087205 | 0.099524 | 0.080901 | 0.0756 | 0.10005 | 0.087205 | 0 | 0 | 0 | 0 | 0
292 |  |  |  | 9795.2055 |  |  |  |  | 1698.9006 | 1740.1481 | 1781.3956 | 1822.6431 | 1863.8906 | 37451.6961 | 36439.8799 | 35428.0637 | 34416.2475 | 33404.4313 |  | 0 |  |  |  |  | 1 | 1 | 1 | 1 | 1 | [5 empty] | 1.1307 | 12.0891 | 570.7763 | 26826.484 | 684.9315 | 0.095519 | 0.073212 | 0.069499 | 0.090535 | 0.08131 | 0.095519 | 0.073212 | 0.069499 | 0.090535 | 0.08131 | 0 | 0 | 0 | 0 | 0
293 |  |  |  | 9795.2055 |  |  |  |  | 1917.8492 | 1958.8217 | 1999.7942 | 2040.7667 | 2081.7392 | 42686.9683 | 41533.713 | 40380.4577 | 39227.2025 | 38073.9472 |  | 0 |  |  |  |  | 1 | 1 | 1 | 1 | 1 | [5 empty] | 1.5181 | 12.7054 | 570.7763 | 26826.484 | 684.9315 | 0.095997 | 0.07345 | 0.069352 | 0.090552 | 0.081586 | 0.095997 | 0.07345 | 0.069352 | 0.090552 | 0.081586 | 0 | 0 | 0 | 0 | 0
294 |  |  |  | 9795.2055 |  |  |  |  | 2799.4978 | 2841.2953 | 2883.0928 | 2924.8903 | 2966.6878 | 58632.2501 | 57048.2081 | 55464.166 | 53880.124 | 52296.082 |  | 0 |  |  |  |  | 1 | 1 | 1 | 1 | 1 | [5 empty] | 2.1018 | 13.0864 | 570.7763 | 26826.484 | 684.9315 | 0.097418 | 0.074558 | 0.071318 | 0.091862 | 0.082079 | 0.097419 | 0.074558 | 0.071318 | 0.091862 | 0.082079 | 0 | 0 | 0 | 0 | 0
295 |  |  |  | 9795.2055 |  |  |  |  | 4393.0221 | 4434.5446 | 4476.0671 | 4517.5896 | 4559.1121 | 69894.4356 | 68006.128 | 66117.8204 | 64229.5129 | 62341.2053 |  | 0 |  |  |  |  | 1 | 1 | 1 | 1 | 1 | [5 empty] | 3.6407 | 13.3488 | 570.7763 | 26826.484 | 684.9315 | 0.098019 | 0.075876 | 0.072356 | 0.095218 | 0.085228 | 0.098019 | 0.075876 | 0.072356 | 0.095218 | 0.085228 | 0 | 0 | 0 | 0 | 0
296 |  |  |  | 9795.2055 |  |  |  |  | 5745.3517 | 5786.7367 | 5828.1217 | 5869.5067 | 5910.8917 | 64796.1332 | 63045.5642 | 61294.9953 | 59544.4263 | 57793.8573 |  | 0 |  |  |  |  | 1 | 1 | 1 | 1 | 1 | [5 empty] | 4.3267 | 13.4965 | 570.7763 | 26826.484 | 684.9315 | 0.099692 | 0.080261 | 0.0762 | 0.10241 | 0.091492 | 0.099693 | 0.080261 | 0.0762 | 0.10241 | 0.091492 | 0 | 0 | 0 | 0 | 0
297 |  |  |  | 9795.2055 |  |  |  |  | 4864.8739 | 4912.5564 | 4960.2389 | 5007.9214 | 5055.6039 | 63435.2879 | 61721.4843 | 60007.6807 | 58293.8771 | 56580.0735 |  | 0.02921 |  |  |  |  | 1 | 1 | 1 | 1 | 1 | [5 empty] | 3.5291 | 13.8331 | 570.7763 | 26826.484 | 684.9315 | 0.10167 | 0.081976 | 0.079358 | 0.10314 | 0.091733 | 0.10167 | 0.081976 | 0.079358 | 0.10314 | 0.091733 | 0 | 0 | 0 | 0 | 0
298 |  |  |  | 9795.2055 |  |  |  |  | 4314.5753 | 4390.5553 | 4466.5353 | 4542.5153 | 4618.4953 | 61759.8761 | 60091.3364 | 58422.7966 | 56754.2569 | 55085.7172 |  | 0.05478 |  |  |  |  | 1 | 1 | 1 | 1 | 1 | [5 empty] | 3.5051 | 13.759 | 570.7763 | 26826.484 | 684.9315 | 0.099419 | 0.079934 | 0.077279 | 0.1012 | 0.089869 | 0.099419 | 0.079934 | 0.077279 | 0.1012 | 0.089869 | 0 | 0 | 0 | 0 | 0
299 |  |  |  | 9795.2055 |  |  |  |  | 4391.8513 | 4499.0963 | 4606.3413 | 4713.5863 | 4820.8313 | 60108.8238 | 58484.8898 | 56860.9558 | 55237.0218 | 53613.0879 |  | 0.05302 |  |  |  |  | 1 | 1 | 1 | 1 | 1 | [5 empty] | 3.5568 | 14.5308 | 570.7763 | 26826.484 | 684.9315 | 0.099506 | 0.08026 | 0.077687 | 0.10183 | 0.088645 | 0.099506 | 0.08026 | 0.077687 | 0.10183 | 0.088645 | 0 | 0 | 0 | 0 | 0
300 |  |  |  | 9795.2055 |  |  |  |  | 5077.9683 | 5243.5108 | 5409.0533 | 5574.5958 | 5740.1383 | 57585.0435 | 56029.2934 | 54473.5433 | 52917.7932 | 51362.0431 |  | 0.1364 |  |  |  |  | 1 | 1 | 1 | 1 | 1 | [5 empty] | 6.335 | 14.4426 | 570.7763 | 26826.484 | 684.9315 | 0.099694 | 0.080872 | 0.078078 | 0.10224 | 0.089319 | 0.099694 | 0.080872 | 0.078078 | 0.10224 | 0.089319 | 0 | 0 | 0 | 0 | 0
301 |  |  |  | 9795.2055 |  |  |  |  | 4898.8285 | 5109.8835 | 5320.9385 | 5531.9935 | 5743.0485 | 56708.2696 | 55176.207 | 53644.1443 | 52112.0816 | 50580.0189 |  | 0.14047 |  |  |  |  | 1 | 1 | 1 | 1 | 1 | [5 empty] | 7.0495 | 14.1588 | 570.7763 | 26826.484 | 684.9315 | 0.099842 | 0.080657 | 0.077542 | 0.10156 | 0.089495 | 0.099842 | 0.080657 | 0.077542 | 0.10156 | 0.089495 | 0 | 0 | 0 | 0 | 0
302 |  |  |  | 9795.2055 |  |  |  |  | 4888.2909 | 5146.1209 | 5403.9509 | 5661.7809 | 5919.6109 | 55779.7423 | 54272.7653 | 52765.7882 | 51258.8112 | 49751.8341 |  | 0.05249 |  |  |  |  | 1 | 1 | 1 | 1 | 1 | [5 empty] | 6.4244 | 13.8402 | 570.7763 | 26826.484 | 684.9315 | 0.10063 | 0.081233 | 0.076531 | 0.10125 | 0.089435 | 0.10063 | 0.081233 | 0.076531 | 0.10125 | 0.089435 | 0 | 0 | 0 | 0 | 0
303 |  |  |  | 9795.2055 |  |  |  |  | 4868.3865 | 5183.689 | 5498.9915 | 5814.294 | 6129.5965 | 56653.4817 | 55122.8992 | 53592.3167 | 52061.7342 | 50531.1517 |  | 0.12101 |  |  |  |  | 1 | 1 | 1 | 1 | 1 | [5 empty] | 6.2627 | 13.6856 | 570.7763 | 26826.484 | 684.9315 | 0.10154 | 0.083442 | 0.078695 | 0.10266 | 0.091359 | 0.10154 | 0.083442 | 0.078694 | 0.10266 | 0.091359 | 0 | 0 | 0 | 0 | 0
304 |  |  |  | 9795.2055 |  |  |  |  | 4578.0161 | 5011.2886 | 5444.5611 | 5877.8336 | 6311.1061 | 57194.364 | 55649.1688 | 54103.9735 | 52558.7782 | 51013.5829 |  | 0.0467 |  |  |  |  | 1 | 1 | 1 | 1 | 1 | [5 empty] | 6.6315 | 13.5556 | 570.7763 | 26826.484 | 684.9315 | 0.1035 | 0.088182 | 0.081676 | 0.10649 | 0.093669 | 0.1035 | 0.088182 | 0.081676 | 0.10649 | 0.093669 | 0 | 0 | 0 | 0 | 0
305 |  |  |  | 9795.2055 |  |  |  |  | 4949.175 | 5572.0258 | 6194.8766 | 6817.7275 | 7440.5783 | 60465.0288 | 58831.4714 | 57197.914 | 55564.3566 | 53930.7992 |  | 0 |  |  |  |  | 1 | 1 | 1 | 1 | 1 | [5 empty] | 7.322 | 14.2377 | 570.7763 | 26826.484 | 684.9315 | 0.10397 | 0.087553 | 0.080002 | 0.10646 | 0.09354 | 0.10397 | 0.087553 | 0.080002 | 0.10646 | 0.09354 | 0 | 0 | 0 | 0 | 0
306 |  |  |  | 9795.2055 |  |  |  |  | 6745.256 | 7523.751 | 8302.246 | 9080.741 | 9859.236 | 61960.8209 | 60286.8523 | 58612.8837 | 56938.9152 | 55264.9466 |  | 0 |  |  |  |  | 1 | 1 | 1 | 1 | 1 | [5 empty] | 9.2364 | 14.5933 | 570.7763 | 26826.484 | 684.9315 | 0.10558 | 0.08762 | 0.08014 | 0.10621 | 0.093671 | 0.10558 | 0.08762 | 0.08014 | 0.10621 | 0.093671 | 0 | 0 | 0 | 0 | 0
307 |  |  |  | 9795.2055 |  |  |  |  | 7896.1997 | 8707.418 | 9518.6363 | 10329.8547 | 11141.073 | 62502.7147 | 60814.106 | 59125.4973 | 57436.8886 | 55748.2799 |  | 0 |  |  |  |  | 1 | 1 | 1 | 1 | 1 | [5 empty] | 10.6162 | 14.6775 | 570.7763 | 26826.484 | 684.9315 | 0.10545 | 0.087813 | 0.079933 | 0.10512 | 0.093431 | 0.10545 | 0.087813 | 0.079933 | 0.10512 | 0.093431 | 0 | 0 | 0 | 0 | 0
308 |  |  |  | 9795.2055 |  |  |  |  | 8288.4338 | 9063.9038 | 9839.3738 | 10614.8438 | 11390.3138 | 62065.3392 | 60388.5469 | 58711.7546 | 57034.9623 | 55358.17 |  | 0 |  |  |  |  | 1 | 1 | 1 | 1 | 1 | [5 empty] | 10.3263 | 14.8439 | 570.7763 | 26826.484 | 684.9315 | 0.10564 | 0.087695 | 0.079261 | 0.10601 | 0.093932 | 0.10564 | 0.087695 | 0.079261 | 0.10601 | 0.093932 | 0 | 0 | 0 | 0 | 0
309 |  |  |  | 9795.2055 |  |  |  |  | 7354.097 | 8010.3312 | 8666.5653 | 9322.7995 | 9979.0337 | 60106.8008 | 58482.9214 | 56859.0421 | 55235.1628 | 53611.2835 |  | 0 |  |  |  |  | 1 | 1 | 1 | 1 | 1 | [5 empty] | 9.5035 | 14.4073 | 570.7763 | 26826.484 | 684.9315 | 0.10421 | 0.084626 | 0.079702 | 0.1052 | 0.093332 | 0.10421 | 0.084626 | 0.079702 | 0.1052 | 0.093332 | 0 | 0 | 0 | 0 | 0
310 |  |  |  | 9795.2055 |  |  |  |  | 6246.4747 | 6795.2155 | 7343.9563 | 7892.6972 | 8441.438 | 54283.9503 | 52817.3844 | 51350.8185 | 49884.2526 | 48417.6867 |  | 0 |  |  |  |  | 1 | 1 | 1 | 1 | 1 | [5 empty] | 8.4564 | 13.8737 | 570.7763 | 26826.484 | 684.9315 | 0.10209 | 0.082935 | 0.077848 | 0.10261 | 0.091544 | 0.10209 | 0.082935 | 0.077848 | 0.10261 | 0.091544 | 0 | 0 | 0 | 0 | 0
311 |  |  |  | 9795.2055 |  |  |  |  | 5998.2549 | 6450.474 | 6902.6932 | 7354.9124 | 7807.1315 | 44728.7001 | 43520.2843 | 42311.8684 | 41103.4526 | 39895.0367 |  | 0 |  |  |  |  | 1 | 1 | 1 | 1 | 1 | [5 empty] | 7.727 | 13.7902 | 570.7763 | 26826.484 | 684.9315 | 0.10046 | 0.079524 | 0.076573 | 0.098772 | 0.089824 | 0.10046 | 0.079524 | 0.076573 | 0.098772 | 0.089824 | 0 | 0 | 0 | 0 | 0
312 |  |  |  | 9795.2055 |  |  |  |  | 4470.2981 | 4863.2031 | 5256.1081 | 5649.0131 | 6041.9181 | 36058.3994 | 35084.2253 | 34110.0512 | 33135.877 | 32161.7029 |  | 0 |  |  |  |  | 1 | 1 | 1 | 1 | 1 | [5 empty] | 6.8184 | 13.7787 | 570.7763 | 26826.484 | 684.9315 | 0.098909 | 0.07958 | 0.076408 | 0.098601 | 0.089903 | 0.098909 | 0.07958 | 0.076408 | 0.098601 | 0.089903 | 0 | 0 | 0 | 0 | 0
313 |  |  |  | 9795.2055 |  |  |  |  | 3368.3665 | 3583.5457 | 3798.7249 | 4013.904 | 4229.0832 | 33284.9363 | 32385.6916 | 31486.447 | 30587.2023 | 29687.9576 |  | 0 |  |  |  |  | 1 | 1 | 1 | 1 | 1 | [5 empty] | 3.3587 | 14.1282 | 570.7763 | 26826.484 | 684.9315 | 0.09918 | 0.079576 | 0.076637 | 0.098905 | 0.09039 | 0.09918 | 0.079576 | 0.076637 | 0.098905 | 0.09039 | 0 | 0 | 0 | 0 | 0
314 |  |  |  | 9795.2055 |  |  |  |  | 2399.7855 | 2501.0905 | 2602.3955 | 2703.7005 | 2805.0055 | 33918.7619 | 33002.3935 | 32086.025 | 31169.6566 | 30253.2881 |  | 0 |  |  |  |  | 1 | 1 | 1 | 1 | 1 | [5 empty] | 2.5401 | 13.4801 | 570.7763 | 26826.484 | 684.9315 | 0.099589 | 0.07948 | 0.076729 | 0.098824 | 0.091146 | 0.099589 | 0.07948 | 0.076729 | 0.098824 | 0.091146 | 0 | 0 | 0 | 0 | 0
315 |  |  |  | 9795.2055 |  |  |  |  | 1814.1863 | 1861.8688 | 1909.5513 | 1957.2338 | 2004.9163 | 34601.6282 | 33666.8111 | 32731.9939 | 31797.1767 | 30862.3596 |  | 0 |  |  |  |  | 1 | 1 | 1 | 1 | 1 | [5 empty] | 2.0632 | 13.3976 | 570.7763 | 26826.484 | 684.9315 | 0.099755 | 0.080032 | 0.076885 | 0.099112 | 0.092302 | 0.099755 | 0.080032 | 0.076885 | 0.099112 | 0.092302 | 0 | 0 | 0 | 0 | 0
316 |  |  |  | 9795.2055 |  |  |  |  | 1699.4088 | 1739.9688 | 1780.5288 | 1821.0888 | 1861.6488 | 36727.573 | 35735.3201 | 34743.0673 | 33750.8144 | 32758.5615 |  | 0 |  |  |  |  | 1 | 1 | 1 | 1 | 1 | [5 empty] | 3.5122 | 12.9643 | 570.7763 | 26826.484 | 684.9315 | 0.098197 | 0.079411 | 0.075962 | 0.099942 | 0.093103 | 0.098197 | 0.079411 | 0.075962 | 0.099942 | 0.093103 | 0 | 0 | 0 | 0 | 0
317 |  |  |  | 9795.2055 |  |  |  |  | 1918.4229 | 1958.9829 | 1999.5429 | 2040.1029 | 2080.6629 | 41864.169 | 40733.1429 | 39602.1168 | 38471.0908 | 37340.0647 |  | 0 |  |  |  |  | 1 | 1 | 1 | 1 | 1 | [5 empty] | 5.2357 | 12.5302 | 570.7763 | 26826.484 | 684.9315 | 0.097736 | 0.080418 | 0.075583 | 0.10039 | 0.093037 | 0.097736 | 0.080418 | 0.075583 | 0.10039 | 0.093037 | 0 | 0 | 0 | 0 | 0
318 |  |  |  | 9795.2055 |  |  |  |  | 2800.3353 | 2842.6828 | 2885.0303 | 2927.3778 | 2969.7253 | 57515.4578 | 55961.5877 | 54407.7175 | 52853.8474 | 51299.9773 |  | 0 |  |  |  |  | 1 | 1 | 1 | 1 | 1 | [5 empty] | 5.329 | 11.978 | 570.7763 | 26826.484 | 684.9315 | 0.098132 | 0.083183 | 0.081574 | 0.10127 | 0.093874 | 0.098132 | 0.083183 | 0.081574 | 0.10127 | 0.093874 | 0 | 0 | 0 | 0 | 0
319 |  |  |  | 9795.2055 |  |  |  |  | 4394.3363 | 4435.7213 | 4477.1063 | 4518.4913 | 4559.8763 | 68535.4476 | 66683.8552 | 64832.2628 | 62980.6703 | 61129.0779 |  | 0 |  |  |  |  | 1 | 1 | 1 | 1 | 1 | [5 empty] | 5.399 | 11.5843 | 570.7763 | 26826.484 | 684.9315 | 0.10086 | 0.088195 | 0.084251 | 0.10477 | 0.096394 | 0.10086 | 0.088195 | 0.084251 | 0.10477 | 0.096394 | 0 | 0 | 0 | 0 | 0
320 |  |  |  | 9795.2055 |  |  |  |  | 5747.0704 | 5788.0429 | 5829.0154 | 5869.9879 | 5910.9604 | 63540.3788 | 61823.736 | 60107.0932 | 58390.4504 | 56673.8076 |  | 0 |  |  |  |  | 1 | 1 | 1 | 1 | 1 | [5 empty] | 7.1986 | 11.4066 | 570.7763 | 26826.484 | 684.9315 | 0.10549 | 0.09744 | 0.090256 | 0.11436 | 0.10205 | 0.10549 | 0.09744 | 0.090256 | 0.11436 | 0.10205 | 0 | 0 | 0 | 0 | 0
321 |  |  |  | 9795.2055 |  |  |  |  | 4866.3293 | 4916.8168 | 4967.3043 | 5017.7918 | 5068.2793 | 62210.5221 | 60529.8074 | 58849.0928 | 57168.3782 | 55487.6635 |  | 0.04188 |  |  |  |  | 1 | 1 | 1 | 1 | 1 | [5 empty] | 8.6351 | 11.1488 | 570.7763 | 26826.484 | 684.9315 | 0.1059 | 0.097434 | 0.090458 | 0.11753 | 0.10267 | 0.1059 | 0.097434 | 0.090458 | 0.11753 | 0.10267 | 0 | 0 | 0 | 0 | 0
322 |  |  |  | 9795.2055 |  |  |  |  | 4315.866 | 4389.6185 | 4463.371 | 4537.1235 | 4610.876 | 60567.496 | 58931.1703 | 57294.8446 | 55658.5189 | 54022.1931 |  | 0.0607 |  |  |  |  | 1 | 1 | 1 | 1 | 1 | [5 empty] | 9.9407 | 10.4604 | 570.7763 | 26826.484 | 684.9315 | 0.10395 | 0.09324 | 0.087654 | 0.11203 | 0.097338 | 0.10395 | 0.09324 | 0.087654 | 0.11203 | 0.097338 | 0 | 0 | 0 | 0 | 0
323 |  |  |  | 9795.2055 |  |  |  |  | 4393.1651 | 4499.6951 | 4606.2251 | 4712.7551 | 4819.2851 | 58947.0977 | 57354.5496 | 55762.0015 | 54169.4533 | 52576.9052 |  | 0.05243 |  |  |  |  | 1 | 1 | 1 | 1 | 1 | [5 empty] | 10.0861 | 9.7677 | 570.7763 | 26826.484 | 684.9315 | 0.10398 | 0.091409 | 0.086818 | 0.1116 | 0.098582 | 0.10398 | 0.091409 | 0.086818 | 0.1116 | 0.098582 | 0 | 0 | 0 | 0 | 0
324 |  |  |  | 9795.2055 |  |  |  |  | 5079.4874 | 5245.5807 | 5411.674 | 5577.7674 | 5743.8607 | 56474.0836 | 54948.3479 | 53422.6121 | 51896.8763 | 50371.1405 |  | 0.16169 |  |  |  |  | 1 | 1 | 1 | 1 | 1 | [5 empty] | 9.9979 | 9.5889 | 570.7763 | 26826.484 | 684.9315 | 0.1049 | 0.092282 | 0.08799 | 0.11508 | 0.10134 | 0.1049 | 0.092282 | 0.08799 | 0.11508 | 0.10134 | 0 | 0 | 0 | 0 | 0
325 |  |  |  | 9795.2055 |  |  |  |  | 4900.294 | 5109.974 | 5319.654 | 5529.334 | 5739.014 | 55613.8976 | 54111.4011 | 52608.9046 | 51106.4081 | 49603.9116 |  | 0.0703 |  |  |  |  | 1 | 1 | 1 | 1 | 1 | [5 empty] | 10.3319 | 9.428 | 570.7763 | 26826.484 | 684.9315 | 0.10512 | 0.094343 | 0.088928 | 0.11646 | 0.10693 | 0.10512 | 0.094343 | 0.088929 | 0.11646 | 0.10693 | 0 | 0 | 0 | 0 | 0
326 |  |  |  | 9795.2055 |  |  |  |  | 4889.7532 | 5163.4224 | 5437.0916 | 5710.7607 | 5984.4299 | 54702.7784 | 53224.8972 | 51747.016 | 50269.1348 | 48791.2536 |  | 0.06031 |  |  |  |  | 1 | 1 | 1 | 1 | 1 | [5 empty] | 10.9178 | 9.128 | 570.7763 | 26826.484 | 684.9315 | 0.10602 | 0.094579 | 0.091075 | 0.12438 | 0.1091 | 0.10602 | 0.094579 | 0.091075 | 0.12438 | 0.1091 | 0 | 0 | 0 | 0 | 0
327 |  |  |  | 9795.2055 |  |  |  |  | 4869.8429 | 5191.5804 | 5513.3179 | 5835.0554 | 6156.7929 | 55557.2867 | 54056.3196 | 52555.3526 | 51054.3855 | 49553.4184 |  | 0.05668 |  |  |  |  | 1 | 1 | 1 | 1 | 1 | [5 empty] | 11.3827 | 8.9954 | 570.7763 | 26826.484 | 684.9315 | 0.10807 | 0.10114 | 0.097159 | 0.13214 | 0.11171 | 0.10807 | 0.10114 | 0.097159 | 0.13214 | 0.11171 | 0 | 0 | 0 | 0 | 0
328 |  |  |  | 9795.2055 |  |  |  |  | 4579.3857 | 5002.649 | 5425.9123 | 5849.1757 | 6272.439 | 56087.3535 | 54572.0658 | 53056.7782 | 51541.4905 | 50026.2028 |  | 0.05228 |  |  |  |  | 1 | 1 | 1 | 1 | 1 | [5 empty] | 11.3027 | 9.034 | 570.7763 | 26826.484 | 684.9315 | 0.11408 | 0.12426 | 0.15699 | 0.1485 | 0.12538 | 0.11408 | 0.12426 | 0.15699 | 0.1485 | 0.12538 | 0 | 0 | 0 | 0 | 0
329 |  |  |  | 9795.2055 |  |  |  |  | 4950.6555 | 5567.3189 | 6183.9822 | 6800.6455 | 7417.3089 | 59292.2744 | 57690.4008 | 56088.5272 | 54486.6535 | 52884.7799 |  | 0 |  |  |  |  | 1 | 1 | 1 | 1 | 1 | [5 empty] | 10.9496 | 9.3959 | 570.7763 | 26826.484 | 684.9315 | 0.119 | 0.1232 | 0.15455 | 0.14688 | 0.12508 | 0.119 | 0.1232 | 0.15455 | 0.14688 | 0.12508 | 0 | 0 | 0 | 0 | 0
330 |  |  |  | 9795.2055 |  |  |  |  | 6747.2739 | 7530.993 | 8314.7122 | 9098.4314 | 9882.1505 | 60759.8732 | 59118.3501 | 57476.827 | 55835.3039 | 54193.7809 |  | 0 |  |  |  |  | 1 | 1 | 1 | 1 | 1 | [5 empty] | 10.5601 | 9.7641 | 570.7763 | 26826.484 | 684.9315 | 0.12076 | 0.12903 | 0.15433 | 0.14711 | 0.12413 | 0.12076 | 0.12903 | 0.15433 | 0.14711 | 0.12413 | 0 | 0 | 0 | 0 | 0
331 |  |  |  | 9795.2055 |  |  |  |  | 7898.5619 | 8701.5302 | 9504.4985 | 10307.4669 | 11110.4352 | 61291.8326 | 59635.9378 | 57980.043 | 56324.1481 | 54668.2533 |  | 0 |  |  |  |  | 1 | 1 | 1 | 1 | 1 | [5 empty] | 10.2653 | 9.3753 | 570.7763 | 26826.484 | 684.9315 | 0.12085 | 0.12778 | 0.1563 | 0.14749 | 0.12473 | 0.12085 | 0.12778 | 0.1563 | 0.14749 | 0.12473 | 0 | 0 | 0 | 0 | 0
332 |  |  |  | 9795.2055 |  |  |  |  | 8290.9133 | 9043.1183 | 9795.3233 | 10547.5283 | 11299.7333 | 60863.6321 | 59219.3058 | 57574.9795 | 55930.6532 | 54286.3269 |  | 0 |  |  |  |  | 1 | 1 | 1 | 1 | 1 | [5 empty] | 9.3458 | 8.6783 | 570.7763 | 26826.484 | 684.9315 | 0.11935 | 0.12646 | 0.15611 | 0.14688 | 0.12464 | 0.11935 | 0.12646 | 0.15611 | 0.14688 | 0.12464 | 0 | 0 | 0 | 0 | 0
333 |  |  |  | 9795.2055 |  |  |  |  | 7356.297 | 7979.0928 | 8601.8887 | 9224.6845 | 9847.4803 | 58943.3125 | 57350.8667 | 55758.4208 | 54165.975 | 52573.5291 |  | 0 |  |  |  |  | 1 | 1 | 1 | 1 | 1 | [5 empty] | 7.9979 | 8.0801 | 570.7763 | 26826.484 | 684.9315 | 0.11622 | 0.12356 | 0.15499 | 0.14668 | 0.1243 | 0.11622 | 0.12356 | 0.15499 | 0.14668 | 0.1243 | 0 | 0 | 0 | 0 | 0
334 |  |  |  | 9795.2055 |  |  |  |  | 6248.3433 | 6797.0842 | 7345.825 | 7894.5658 | 8443.3067 | 53235.1795 | 51796.9478 | 50358.7161 | 48920.4844 | 47482.2527 |  | 0 |  |  |  |  | 1 | 1 | 1 | 1 | 1 | [5 empty] | 7.0685 | 7.8068 | 570.7763 | 26826.484 | 684.9315 | 0.11408 | 0.11998 | 0.15093 | 0.14584 | 0.12357 | 0.11408 | 0.11998 | 0.15093 | 0.14584 | 0.12357 | 0 | 0 | 0 | 0 | 0
335 |  |  |  | 9795.2055 |  |  |  |  | 6000.0493 | 6447.7318 | 6895.4143 | 7343.0968 | 7790.7793 | 43871.2975 | 42686.0457 | 41500.7939 | 40315.5421 | 39130.2904 |  | 0 |  |  |  |  | 1 | 1 | 1 | 1 | 1 | [5 empty] | 5.8067 | 7.471 | 570.7763 | 26826.484 | 684.9315 | 0.11258 | 0.11649 | 0.14926 | 0.14596 | 0.12284 | 0.11258 | 0.11649 | 0.14926 | 0.14596 | 0.12284 | 0 | 0 | 0 | 0 | 0
336 |  |  |  | 9795.2055 |  |  |  |  | 4471.6354 | 4864.5404 | 5257.4454 | 5650.3504 | 6043.2554 | 35359.9479 | 34404.6436 | 33449.3392 | 32494.0349 | 31538.7305 |  | 0 |  |  |  |  | 1 | 1 | 1 | 1 | 1 | [5 empty] | 3.3625 | 7.121 | 570.7763 | 26826.484 | 684.9315 | 0.11096 | 0.11657 | 0.15141 | 0.14584 | 0.12321 | 0.11096 | 0.11657 | 0.15141 | 0.14584 | 0.12321 | 0 | 0 | 0 | 0 | 0
337 |  |  |  | 9795.2055 |  |  |  |  | 3369.0671 | 3575.9971 | 3782.9271 | 3989.8571 | 4196.7871 | 33365.5853 | 32464.1618 | 31562.7383 | 30661.3148 | 29759.8913 |  | 0 |  |  |  |  | 1 | 1 | 1 | 1 | 1 | [5 empty] | 1.9075 | 6.8918 | 570.7763 | 26826.484 | 684.9315 | 0.1106 | 0.11668 | 0.15369 | 0.1461 | 0.1236 | 0.1106 | 0.11668 | 0.1537 | 0.1461 | 0.1236 | 100000 | 100000 | 0 | 0 | 0
338 |  |  |  | 9795.2055 |  |  |  |  | 2400.2846 | 2495.3204 | 2590.3563 | 2685.3921 | 2780.4279 | 34000.8308 | 33082.2451 | 32163.6594 | 31245.0738 | 30326.4881 |  | 0 |  |  |  |  | 1 | 1 | 1 | 1 | 1 | [5 empty] | 1.2967 | 6.9182 | 570.7763 | 26826.484 | 684.9315 | 0.11072 | 0.11675 | 0.16276 | 0.14666 | 0.12475 | 0.11072 | 0.11675 | 0.16276 | 0.14666 | 0.12475 | 100000 | 100000 | 0 | 0 | 0
339 |  |  |  | 9795.2055 |  |  |  |  | 1814.5636 | 1865.0511 | 1915.5386 | 1966.0261 | 2016.5136 | 34685.3233 | 33748.245 | 32811.1666 | 31874.0883 | 30937.01 |  | 0 |  |  |  |  | 1 | 1 | 1 | 1 | 1 | [5 empty] | 1.5149 | 7.0012 | 570.7763 | 26826.484 | 684.9315 | 0.11068 | 0.11671 | 0.1625 | 0.14663 | 0.1247 | 0.11068 | 0.11671 | 0.1625 | 0.14663 | 0.1247 | 100000 | 100000 | 0 | 0 | 0
340 |  |  |  | 9795.2055 |  |  |  |  | 1699.7623 | 1740.5973 | 1781.4323 | 1822.2673 | 1863.1023 | 36816.2453 | 35821.5968 | 34826.9483 | 33832.2998 | 32837.6513 |  | 0 |  |  |  |  | 1 | 1 | 1 | 1 | 1 | [5 empty] | 1.3519 | 7.0324 | 570.7763 | 26826.484 | 684.9315 | 0.10899 | 0.11516 | 0.16098 | 0.14441 | 0.12288 | 0.10899 | 0.11516 | 0.16098 | 0.14441 | 0.12288 | 100000 | 100000 | 0 | 0 | 0
341 |  |  |  | 9795.2055 |  |  |  |  | 1918.8219 | 1960.0694 | 2001.3169 | 2042.5644 | 2083.8119 | 41964.9313 | 40831.183 | 39697.4347 | 38563.6864 | 37429.9381 |  | 0 |  |  |  |  | 1 | 1 | 1 | 1 | 1 | [5 empty] | 1.8722 | 6.88 | 570.7763 | 26826.484 | 684.9315 | 0.10897 | 0.11577 | 0.1613 | 0.14563 | 0.12444 | 0.10897 | 0.11577 | 0.1613 | 0.14563 | 0.12444 | 100000 | 100000 | 0 | 0 | 0
342 |  |  |  | 9795.2055 |  |  |  |  | 2800.9177 | 2841.0652 | 2881.2127 | 2921.3602 | 2961.5077 | 57652.2582 | 56094.6922 | 54537.1262 | 52979.5602 | 51421.9942 |  | 0 |  |  |  |  | 1 | 1 | 1 | 1 | 1 | [5 empty] | 2.1901 | 6.8634 | 570.7763 | 26826.484 | 684.9315 | 0.1132 | 0.13833 | 0.16643 | 0.14752 | 0.12518 | 0.1132 | 0.13833 | 0.16643 | 0.14752 | 0.12518 | 100000 | 100000 | 0 | 0 | 0
343 |  |  |  | 9795.2055 |  |  |  |  | 4395.2503 | 4437.8728 | 4480.4953 | 4523.1178 | 4565.7403 | 68701.8424 | 66845.7546 | 64989.6668 | 63133.579 | 61277.4911 |  | 0 |  |  |  |  | 1 | 1 | 1 | 1 | 1 | [5 empty] | 1.7805 | 6.9813 | 570.7763 | 26826.484 | 684.9315 | 0.12672 | 0.15507 | 0.17657 | 0.1536 | 0.13431 | 0.12672 | 0.15507 | 0.17657 | 0.1536 | 0.13431 | 100000 | 100000 | 0 | 0 | 0
344 |  |  |  | 9795.2055 |  |  |  |  | 5748.2657 | 5789.9257 | 5831.5857 | 5873.2457 | 5914.9057 | 63694.1444 | 61973.3473 | 60252.5503 | 58531.7533 | 56810.9563 |  | 0 |  |  |  |  | 1 | 1 | 1 | 1 | 1 | [5 empty] | 0.74526 | 7.5878 | 570.7763 | 26826.484 | 684.9315 | 0.13432 | 0.17779 | 0.18868 | 0.16764 | 0.14426 | 0.13432 | 0.17779 | 0.18868 | 0.16764 | 0.14426 | 100000 | 100000 | 0 | 0 | 0
345 |  |  |  | 9795.2055 |  |  |  |  | 4867.3414 | 4914.6939 | 4962.0464 | 5009.3989 | 5056.7514 | 62360.5051 | 60675.7384 | 58990.9717 | 57306.2051 | 55621.4384 |  | 0.11534 |  |  |  |  | 1 | 1 | 1 | 1 | 1 | [5 empty] | 0.28224 | 8.1146 | 570.7763 | 26826.484 | 684.9315 | 0.13426 | 0.17958 | 0.18979 | 0.16686 | 0.14374 | 0.13426 | 0.17958 | 0.18979 | 0.16686 | 0.14374 | 100000 | 100000 | 0 | 0 | 0
346 |  |  |  | 9795.2055 |  |  |  |  | 4316.7637 | 4388.7837 | 4460.8037 | 4532.8237 | 4604.8437 | 60713.5132 | 59073.2426 | 57432.972 | 55792.7014 | 54152.4308 |  | 0.04651 |  |  |  |  | 1 | 1 | 1 | 1 | 1 | [5 empty] | 0.80565 | 7.7638 | 570.7763 | 26826.484 | 684.9315 | 0.13423 | 0.17958 | 0.18795 | 0.16498 | 0.14206 | 0.13423 | 0.17958 | 0.18795 | 0.16498 | 0.14206 | 100000 | 100000 | 0 | 0 | 0
347 |  |  |  | 9795.2055 |  |  |  |  | 4394.0788 | 4497.7488 | 4601.4188 | 4705.0888 | 4808.7588 | 59089.3578 | 57492.9663 | 55896.5748 | 54300.1833 | 52703.7918 |  | 0.25278 |  |  |  |  | 1 | 1 | 1 | 1 | 1 | [5 empty] | 1.5982 | 6.5236 | 570.7763 | 26826.484 | 684.9315 | 0.13427 | 0.18064 | 0.18907 | 0.16544 | 0.14219 | 0.13427 | 0.18064 | 0.18907 | 0.16544 | 0.14219 | 100000 | 100000 | 0 | 0 | 0
348 |  |  |  | 9795.2055 |  |  |  |  | 5080.5438 | 5250.4863 | 5420.4288 | 5590.3713 | 5760.3138 | 56610.1323 | 55080.721 | 53551.3096 | 52021.8983 | 50492.4869 |  | 0.14221 |  |  |  |  | 1 | 1 | 1 | 1 | 1 | [5 empty] | 2.0645 | 6.2164 | 570.7763 | 26826.484 | 684.9315 | 0.13483 | 0.1805 | 0.18924 | 0.16542 | 0.14274 | 0.13483 | 0.1805 | 0.18924 | 0.16542 | 0.14274 | 100000 | 100000 | 0 | 0 | 0
349 |  |  |  | 9795.2055 |  |  |  |  | 4901.3132 | 5112.3682 | 5323.4232 | 5534.4782 | 5745.5332 | 55747.9141 | 54241.7969 | 52735.6797 | 51229.5626 | 49723.4454 |  | 0.14245 |  |  |  |  | 1 | 1 | 1 | 1 | 1 | [5 empty] | 2.3595 | 5.9789 | 570.7763 | 26826.484 | 684.9315 | 0.13488 | 0.18103 | 0.18932 | 0.1652 | 0.14224 | 0.13488 | 0.18103 | 0.18932 | 0.1652 | 0.14224 | 100000 | 100000 | 0 | 0 | 0
350 |  |  |  | 9795.2055 |  |  |  |  | 4890.7702 | 5160.9194 | 5431.0686 | 5701.2177 | 5971.3669 | 54834.6617 | 53353.2175 | 51871.7733 | 50390.3291 | 48908.8848 |  | 0.11907 |  |  |  |  | 1 | 1 | 1 | 1 | 1 | [5 empty] | 2.3914 | 5.7704 | 570.7763 | 26826.484 | 684.9315 | 0.13489 | 0.18112 | 0.18993 | 0.16601 | 0.14309 | 0.13489 | 0.18112 | 0.18994 | 0.16601 | 0.14309 | 100000 | 100000 | 0 | 0 | 0
351 |  |  |  | 9795.2055 |  |  |  |  | 4870.8557 | 5203.3182 | 5535.7807 | 5868.2432 | 6200.7057 | 55691.5189 | 54186.9254 | 52682.3318 | 51177.7382 | 49673.1447 |  | 0.05061 |  |  |  |  | 1 | 1 | 1 | 1 | 1 | [5 empty] | 2.6359 | 6.0382 | 570.7763 | 26826.484 | 684.9315 | 0.13491 | 0.20646 | 0.19422 | 0.17555 | 0.1595 | 0.13491 | 0.20646 | 0.19422 | 0.17555 | 0.1595 | 100000 | 100000 | 0 | 0 | 0
352 |  |  |  | 9795.2055 |  |  |  |  | 4580.3381 | 5003.6014 | 5426.8648 | 5850.1281 | 6273.3914 | 56222.9092 | 54703.9593 | 53185.0094 | 51666.0595 | 50147.1096 |  | 0.01889 |  |  |  |  | 1 | 1 | 1 | 1 | 1 | [5 empty] | 3.2449 | 6.2635 | 570.7763 | 26826.484 | 684.9315 | 0.13506 | 0.21512 | 0.19703 | 0.18026 | 0.16149 | 0.13506 | 0.21512 | 0.19703 | 0.18026 | 0.16149 | 100000 | 100000 | 0 | 0 | 0
353 |  |  |  | 9795.2055 |  |  |  |  | 4951.6852 | 5578.6602 | 6205.6352 | 6832.6102 | 7459.5852 | 59435.8742 | 57830.121 | 56224.3679 | 54618.6147 | 53012.8615 |  | 0 |  |  |  |  | 1 | 1 | 1 | 1 | 1 | [5 empty] | 3.0507 | 7.0282 | 570.7763 | 26826.484 | 684.9315 | 0.13492 | 0.20935 | 0.19227 | 0.17373 | 0.15721 | 0.13492 | 0.20935 | 0.19227 | 0.17373 | 0.15721 | 100000 | 100000 | 0 | 0 | 0
354 |  |  |  | 9795.2055 |  |  |  |  | 6748.6772 | 7535.0089 | 8321.3405 | 9107.6722 | 9894.0039 | 60906.9274 | 59261.4314 | 57615.9354 | 55970.4394 | 54324.9434 |  | 0 |  |  |  |  | 1 | 1 | 1 | 1 | 1 | [5 empty] | 2.2663 | 7.1535 | 570.7763 | 26826.484 | 684.9315 | 0.1347 | 0.20794 | 0.1913 | 0.17172 | 0.15562 | 0.1347 | 0.20794 | 0.1913 | 0.17172 | 0.15562 | 100000 | 100000 | 0 | 0 | 0
355 |  |  |  | 9795.2055 |  |  |  |  | 7900.2046 | 8719.673 | 9539.1413 | 10358.6096 | 11178.078 | 61440.1046 | 59780.204 | 58120.3034 | 56460.4028 | 54800.5022 |  | 0 |  |  |  |  | 1 | 1 | 1 | 1 | 1 | [5 empty] | 1.0873 | 7.1512 | 570.7763 | 26826.484 | 684.9315 | 0.13449 | 0.20616 | 0.18878 | 0.16991 | 0.15468 | 0.13449 | 0.20616 | 0.18878 | 0.16991 | 0.15468 | 100000 | 100000 | 0 | 0 | 0
356 |  |  |  | 9795.2055 |  |  |  |  | 8292.6377 | 9042.2577 | 9791.8777 | 10541.4977 | 11291.1177 | 61010.7825 | 59362.4807 | 57714.1789 | 56065.8771 | 54417.5753 |  | 0 |  |  |  |  | 1 | 1 | 1 | 1 | 1 | [5 empty] | 3.5653 | 7.3265 | 570.7763 | 26826.484 | 684.9315 | 0.13436 | 0.20361 | 0.18737 | 0.16758 | 0.15135 | 0.13436 | 0.20361 | 0.18737 | 0.16758 | 0.15135 | 100000 | 100000 | 0 | 0 | 0
357 |  |  |  | 9795.2055 |  |  |  |  | 7357.827 | 8001.522 | 8645.217 | 9288.912 | 9932.607 | 59085.7838 | 57489.4888 | 55893.1939 | 54296.8989 | 52700.604 |  | 0 |  |  |  |  | 1 | 1 | 1 | 1 | 1 | [5 empty] | 4.1568 | 7.2206 | 570.7763 | 26826.484 | 684.9315 | 0.13146 | 0.17762 | 0.18265 | 0.15554 | 0.13059 | 0.13146 | 0.17762 | 0.18265 | 0.15554 | 0.13059 | 100000 | 100000 | 0 | 0 | 0
358 |  |  |  | 9795.2055 |  |  |  |  | 6249.6429 | 6771.5729 | 7293.5029 | 7815.4329 | 8337.3629 | 53363.6086 | 51921.9072 | 50480.2058 | 49038.5043 | 47596.8029 |  | 0 |  |  |  |  | 1 | 1 | 1 | 1 | 1 | [5 empty] | 2.627 | 6.7944 | 570.7763 | 26826.484 | 684.9315 | 0.12067 | 0.16254 | 0.16708 | 0.13693 | 0.12482 | 0.12067 | 0.16254 | 0.16708 | 0.13693 | 0.12482 | 100000 | 100000 | 0 | 0 | 0
359 |  |  |  | 9795.2055 |  |  |  |  | 6001.2972 | 6461.0797 | 6920.8622 | 7380.6447 | 7840.4272 | 43976.3098 | 42788.221 | 41600.1321 | 40412.0433 | 39223.9544 |  | 0 |  |  |  |  | 1 | 1 | 1 | 1 | 1 | [5 empty] | 2.7902 | 6.4847 | 570.7763 | 26826.484 | 684.9315 | 0.11634 | 0.13669 | 0.10068 | 0.1298 | 0.11548 | 0.11634 | 0.13669 | 0.10068 | 0.1298 | 0.11548 | 100000 | 100000 | 0 | 0 | 0
360 |  |  |  | 9795.2055 |  |  |  |  | 4472.5654 | 4861.5929 | 5250.6204 | 5639.6479 | 6028.6754 | 35445.4734 | 34487.8584 | 33530.2434 | 32572.6285 | 31615.0135 |  | 0 |  |  |  |  | 1 | 1 | 1 | 1 | 1 | [5 empty] | 1.1868 | 6.7591 | 570.7763 | 26826.484 | 684.9315 | 0.10913 | 0.11446 | 0.09871 | 0.1302 | 0.11496 | 0.10913 | 0.11446 | 0.09871 | 0.1302 | 0.11496 | 100000 | 100000 | 0 | 0 | 0
361 |  |  |  | 9795.2055 |  |  |  |  | 3533.4869 | 3854.2894 | 4175.0919 | 4495.8944 | 4816.6969 | 32933.7424 | 32043.9858 | 31154.2292 | 30264.4726 | 29374.716 |  | 0 |  |  |  |  | 1 | 1 | 1 | 1 | 1 | [5 empty] | 0.68315 | 7.3173 | 570.7763 | 26826.484 | 684.9315 | 0.10836 | 0.11339 | 0.098117 | 0.1282 | 0.11509 | 0.10836 | 0.11339 | 0.098117 | 0.1282 | 0.11509 | 100000 | 100000 | 0 | 0 | 0
362 |  |  |  | 9795.2055 |  |  |  |  | 2590.3646 | 2769.9596 | 2949.5546 | 3129.1496 | 3308.7446 | 33561.3776 | 32654.6645 | 31747.9513 | 30841.2382 | 29934.525 |  | 0 |  |  |  |  | 1 | 1 | 1 | 1 | 1 | [5 empty] | 2.1343 | 7.8383 | 570.7763 | 26826.484 | 684.9315 | 0.10831 | 0.11038 | 0.096696 | 0.12425 | 0.11304 | 0.10831 | 0.11038 | 0.096696 | 0.12425 | 0.11304 | 100000 | 100000 | 0 | 0 | 0
363 |  |  |  | 9795.2055 |  |  |  |  | 1902.6468 | 2012.0368 | 2121.4268 | 2230.8168 | 2340.2068 | 34237.1604 | 33312.1899 | 32387.2194 | 31462.2489 | 30537.2784 |  | 0 |  |  |  |  | 1 | 1 | 1 | 1 | 1 | [5 empty] | 4.8868 | 8.6197 | 570.7763 | 26826.484 | 684.9315 | 0.10805 | 0.11045 | 0.096661 | 0.12457 | 0.11291 | 0.10805 | 0.11045 | 0.096661 | 0.12457 | 0.11291 | 100000 | 100000 | 0 | 0 | 0
364 |  |  |  | 9795.2055 |  |  |  |  | 1684.7328 | 1739.5928 | 1794.4528 | 1849.3128 | 1904.1728 | 36341.4193 | 35359.5989 | 34377.7786 | 33395.9583 | 32414.1379 |  | 0 |  |  |  |  | 1 | 1 | 1 | 1 | 1 | [5 empty] | 5.7368 | 9.3843 | 570.7763 | 26826.484 | 684.9315 | 0.098569 | 0.082773 | 0.06655 | 0.080988 | 0.068046 | 0.098569 | 0.082773 | 0.06655 | 0.080988 | 0.068046 | 100000 | 100000 | 0 | 0 | 0
365 |  |  |  | 9795.2055 |  |  |  |  | 1851.0973 | 1900.5948 | 1950.0923 | 1999.5898 | 2049.0873 | 41425.3438 | 40306.1733 | 39187.0028 | 38067.8323 | 36948.6618 |  | 0 |  |  |  |  | 1 | 1 | 1 | 1 | 1 | [5 empty] | 6.3065 | 9.8635 | 570.7763 | 26826.484 | 684.9315 | 0.098238 | 0.078546 | 0.065715 | 0.077093 | 0.065909 | 0.098238 | 0.078546 | 0.065715 | 0.077093 | 0.065909 | 100000 | 100000 | 0 | 0 | 0
366 |  |  |  | 9795.2055 |  |  |  |  | 2329.1021 | 2378.1046 | 2427.1071 | 2476.1096 | 2525.1121 | 56919.5726 | 55381.8013 | 53844.0299 | 52306.2586 | 50768.4872 |  | 0 |  |  |  |  | 1 | 1 | 1 | 1 | 1 | [5 empty] | 8.0764 | 9.9418 | 570.7763 | 26826.484 | 684.9315 | 0.09732 | 0.076655 | 0.066786 | 0.078691 | 0.065671 | 0.097319 | 0.076655 | 0.066786 | 0.078691 | 0.065671 | 100000 | 100000 | 0 | 0 | 0
367 |  |  |  | 9795.2055 |  |  |  |  | 3022.6778 | 3064.8878 | 3107.0978 | 3149.3078 | 3191.5178 | 67810.8884 | 65978.8711 | 64146.8538 | 62314.8365 | 60482.8192 |  | 0 |  |  |  |  | 1 | 1 | 1 | 1 | 1 | [5 empty] | 8.8071 | 10.3541 | 570.7763 | 26826.484 | 684.9315 | 0.097828 | 0.075855 | 0.066177 | 0.078431 | 0.065781 | 0.097828 | 0.075855 | 0.066177 | 0.078431 | 0.065781 | 100000 | 100000 | 0 | 0 | 0
368 |  |  |  | 9795.2055 |  |  |  |  | 4332.5049 | 4374.0274 | 4415.5499 | 4457.0724 | 4498.5949 | 62870.7793 | 61172.2268 | 59473.6743 | 57775.1218 | 56076.5692 |  | 0 |  |  |  |  | 1 | 1 | 1 | 1 | 1 | [5 empty] | 8.4258 | 10.2483 | 570.7763 | 26826.484 | 684.9315 | 0.099442 | 0.076265 | 0.065834 | 0.077219 | 0.065729 | 0.099442 | 0.076265 | 0.065834 | 0.077219 | 0.065729 | 100000 | 100000 | 0 | 0 | 0
369 |  |  |  | 9795.2055 |  |  |  |  | 4653.5179 | 4729.2504 | 4804.9829 | 4880.7154 | 4956.4479 | 61557.3556 | 59894.2873 | 58231.219 | 56568.1506 | 54905.0823 |  | 0.08027 |  |  |  |  | 1 | 1 | 1 | 1 | 1 | [5 empty] | 8.2184 | 10.1745 | 570.7763 | 26826.484 | 684.9315 | 0.095475 | 0.071111 | 0.062149 | 0.057711 | 0.050507 | 0.095475 | 0.071111 | 0.062149 | 0.057711 | 0.050507 | 100000 | 100000 | 0 | 0 | 0
370 |  |  |  | 9795.2055 |  |  |  |  | 5062.3996 | 5182.8446 | 5303.2896 | 5423.7346 | 5544.1796 | 59931.6001 | 58312.4541 | 56693.3081 | 55074.1621 | 53455.0161 |  | 0.14656 |  |  |  |  | 1 | 1 | 1 | 1 | 1 | [5 empty] | 7.5322 | 10.6414 | 570.7763 | 26826.484 | 684.9315 | 0.088953 | 0.053842 | 0.026036 | 0.035053 | 0.039388 | 0.088953 | 0.053842 | 0.026036 | 0.035053 | 0.039388 | 100000 | 100000 | 0 | 0 | 0
371 |  |  |  | 9795.2055 |  |  |  |  | 5427.9327 | 5676.0002 | 5924.0677 | 6172.1352 | 6420.2027 | 58327.5737 | 56751.763 | 55175.9523 | 53600.1416 | 52024.3309 |  | 0.29885 |  |  |  |  | 1 | 1 | 1 | 1 | 1 | [5 empty] | 6.957 | 10.9647 | 570.7763 | 26826.484 | 684.9315 | 0.087972 | 0.044454 | 0.019928 | 0.027758 | 0.037575 | 0.087972 | 0.044454 | 0.019928 | 0.027758 | 0.037575 | 100000 | 100000 | 0 | 0 | 0
372 |  |  |  | 9795.2055 |  |  |  |  | 6194.1464 | 6509.4489 | 6824.7514 | 7140.0539 | 7455.3564 | 55881.5929 | 54371.8642 | 52862.1355 | 51352.4068 | 49842.6781 |  | 0.44506 |  |  |  |  | 1 | 1 | 1 | 1 | 1 | [5 empty] | 5.2245 | 11.6902 | 570.7763 | 26826.484 | 684.9315 | 0.08848 | 0.044571 | 0.019848 | 0.027988 | 0.037571 | 0.08848 | 0.044571 | 0.019848 | 0.027988 | 0.037571 | 100000 | 100000 | 0 | 0 | 0
373 |  |  |  | 9795.2055 |  |  |  |  | 5955.1439 | 6402.1114 | 6849.0789 | 7296.0464 | 7743.0139 | 55030.2599 | 53543.5313 | 52056.8027 | 50570.074 | 49083.3454 |  | 0.18438 |  |  |  |  | 1 | 1 | 1 | 1 | 1 | [5 empty] | 3.4185 | 12.5381 | 570.7763 | 26826.484 | 684.9315 | 0.088314 | 0.044175 | 0.019764 | 0.027811 | 0.037171 | 0.088314 | 0.044175 | 0.019764 | 0.027812 | 0.037171 | 100000 | 100000 | 0 | 0 | 0
374 |  |  |  | 9795.2055 |  |  |  |  | 5743.0879 | 6247.7479 | 6752.4079 | 7257.0679 | 7761.7279 | 54128.4347 | 52666.0703 | 51203.7059 | 49741.3415 | 48278.9771 |  | 0.15323 |  |  |  |  | 1 | 1 | 1 | 1 | 1 | [5 empty] | 2.8558 | 13.2233 | 570.7763 | 26826.484 | 684.9315 | 0.087267 | 0.043972 | 0.020714 | 0.028511 | 0.038289 | 0.087267 | 0.043972 | 0.020714 | 0.028511 | 0.038289 | 100000 | 100000 | 0 | 0 | 0
375 |  |  |  | 9795.2055 |  |  |  |  | 6071.1304 | 6572.6829 | 7074.2354 | 7575.7879 | 8077.3404 | 54972.7337 | 53487.5592 | 52002.3848 | 50517.2103 | 49032.0359 |  | 0.06541 |  |  |  |  | 1 | 1 | 1 | 1 | 1 | [5 empty] | 3.0839 | 13.6697 | 570.7763 | 26826.484 | 684.9315 | 0.08844 | 0.057316 | 0.04377 | 0.049885 | 0.048593 | 0.08844 | 0.057316 | 0.04377 | 0.049885 | 0.048593 | 100000 | 100000 | 0 | 0 | 0
376 |  |  |  | 9795.2055 |  |  |  |  | 6410.8888 | 6903.7246 | 7396.5604 | 7889.3963 | 8382.2321 | 55497.0399 | 53997.7005 | 52498.3611 | 50999.0217 | 49499.6823 |  | 0.02577 |  |  |  |  | 1 | 1 | 1 | 1 | 1 | [5 empty] | 4.8528 | 14.9977 | 570.7763 | 26826.484 | 684.9315 | 0.088035 | 0.060593 | 0.049958 | 0.056004 | 0.049804 | 0.088035 | 0.060593 | 0.049958 | 0.056004 | 0.049804 | 100000 | 100000 | 0 | 0 | 0
377 |  |  |  | 9795.2055 |  |  |  |  | 7066.9739 | 7545.4556 | 8023.9372 | 8502.4189 | 8980.9006 | 58666.9509 | 57081.9714 | 55496.9919 | 53912.0124 | 52327.0329 |  | 0 |  |  |  |  | 1 | 1 | 1 | 1 | 1 | [5 empty] | 7.6669 | 15.2293 | 570.7763 | 26826.484 | 684.9315 | 0.087809 | 0.058932 | 0.048768 | 0.055414 | 0.049534 | 0.087809 | 0.058932 | 0.048768 | 0.055414 | 0.049534 | 100000 | 100000 | 0 | 0 | 0
378 |  |  |  | 9795.2055 |  |  |  |  | 8826.6879 | 9315.0687 | 9803.4495 | 10291.8304 | 10780.2112 | 60119.5008 | 58495.2784 | 56871.056 | 55246.8335 | 53622.6111 |  | 0 |  |  |  |  | 1 | 1 | 1 | 1 | 1 | [5 empty] | 9.0284 | 15.8183 | 570.7763 | 26826.484 | 684.9315 | 0.087787 | 0.059428 | 0.048754 | 0.055462 | 0.049667 | 0.087787 | 0.059428 | 0.048754 | 0.055462 | 0.049667 | 100000 | 100000 | 0 | 0 | 0
379 |  |  |  | 9795.2055 |  |  |  |  | 9206.28 | 9695.595 | 10184.91 | 10674.225 | 11163.54 | 60646.1517 | 59007.701 | 57369.2503 | 55730.7995 | 54092.3488 |  | 0 |  |  |  |  | 1 | 1 | 1 | 1 | 1 | [5 empty] | 9.0489 | 16.2306 | 570.7763 | 26826.484 | 684.9315 | 0.087018 | 0.059901 | 0.04913 | 0.055373 | 0.049662 | 0.087018 | 0.059901 | 0.04913 | 0.055373 | 0.049662 | 100000 | 100000 | 0 | 0 | 0
380 |  |  |  | 9795.2055 |  |  |  |  | 8543.1654 | 9036.3862 | 9529.607 | 10022.8279 | 10516.0487 | 60222.8299 | 58595.8158 | 56968.8018 | 55341.7878 | 53714.7738 |  | 0 |  |  |  |  | 1 | 1 | 1 | 1 | 1 | [5 empty] | 8.8823 | 16.3649 | 570.7763 | 26826.484 | 684.9315 | 0.085629 | 0.052226 | 0.049706 | 0.055609 | 0.049839 | 0.085629 | 0.052226 | 0.049706 | 0.055609 | 0.049839 | 100000 | 100000 | 0 | 0 | 0
381 |  |  |  | 9795.2055 |  |  |  |  | 7202.8772 | 7634.8297 | 8066.7822 | 8498.7347 | 8930.6872 | 58322.8844 | 56747.2004 | 55171.5163 | 53595.8323 | 52020.1483 |  | 0 |  |  |  |  | 1 | 1 | 1 | 1 | 1 | [5 empty] | 12.0475 | 15.6756 | 570.7763 | 26826.484 | 684.9315 | 0.082928 | 0.053237 | 0.049523 | 0.055999 | 0.050269 | 0.082928 | 0.053237 | 0.049523 | 0.055999 | 0.050269 | 100000 | 100000 | 0 | 0 | 0
382 |  |  |  | 9795.2055 |  |  |  |  | 6114.4789 | 6499.6289 | 6884.7789 | 7269.9289 | 7655.0789 | 52675.8848 | 51252.7633 | 49829.6418 | 48406.5203 | 46983.3988 |  | 0 |  |  |  |  | 1 | 1 | 1 | 1 | 1 | [5 empty] | 13.4749 | 15.6657 | 570.7763 | 26826.484 | 684.9315 | 0.069763 | 0.050355 | 0.048224 | 0.055451 | 0.049529 | 0.069763 | 0.050355 | 0.048224 | 0.055451 | 0.049529 | 100000 | 100000 | 0 | 0 | 0
383 |  |  |  | 9795.2055 |  |  |  |  | 6285.5297 | 6641.2563 | 6996.983 | 7352.7097 | 7708.4363 | 43413.9232 | 42241.0281 | 41068.1331 | 39895.238 | 38722.3429 |  | 0 |  |  |  |  | 1 | 1 | 1 | 1 | 1 | [5 empty] | 12.6905 | 15.5031 | 570.7763 | 26826.484 | 684.9315 | 0.067622 | 0.048463 | 0.047354 | 0.054109 | 0.049408 | 0.067622 | 0.048463 | 0.047354 | 0.054109 | 0.049408 | 100000 | 100000 | 0 | 0 | 0
384 |  |  |  | 9795.2055 |  |  |  |  | 5007.3353 | 5352.6669 | 5697.9986 | 6043.3303 | 6388.6619 | 34987.5091 | 34042.2667 | 33097.0244 | 32151.7821 | 31206.5398 |  | 0 |  |  |  |  | 1 | 1 | 1 | 1 | 1 | [5 empty] | 11.5333 | 14.8505 | 570.7763 | 26826.484 | 684.9315 | 0.066778 | 0.048834 | 0.048174 | 0.054069 | 0.049897 | 0.066778 | 0.048834 | 0.048174 | 0.054069 | 0.049897 | 100000 | 100000 | 0 | 0 | 0
385 |  |  |  | 9795.2055 |  |  |  |  | 4017.4705 | 4396.9555 | 4776.4405 | 5155.9255 | 5535.4105 | 25926.9472 | 25226.4901 | 24526.0331 | 23825.576 | 23125.1189 |  | 0 |  |  |  |  | 1 | 1 | 1 | 1 | 1 | [5 empty] | 11.1673 | 13.6452 | 570.7763 | 26826.484 | 684.9315 | 0.06716 | 0.049615 | 0.048812 | 0.054633 | 0.051362 | 0.06716 | 0.049615 | 0.048812 | 0.054633 | 0.051362 | 100000 | 100000 | 0 | 0 | 0
386 |  |  |  | 9795.2055 |  |  |  |  | 3084.8643 | 3402.5318 | 3720.1993 | 4037.8668 | 4355.5343 | 27228.48 | 26492.86 | 25757.24 | 25021.62 | 24286 |  | 0 |  |  |  |  | 1 | 1 | 1 | 1 | 1 | [5 empty] | 11.5461 | 12.8306 | 570.7763 | 26826.484 | 684.9315 | 0.070185 | 0.061589 | 0.051473 | 0.057154 | 0.052153 | 0.070185 | 0.061589 | 0.051473 | 0.057154 | 0.052153 | 100000 | 100000 | 0 | 0 | 0
387 |  |  |  | 9795.2055 |  |  |  |  | 2275.2778 | 2476.1853 | 2677.0928 | 2878.0003 | 3078.9078 | 27653.6416 | 26906.5351 | 26159.4287 | 25412.3223 | 24665.2159 |  | 0 |  |  |  |  | 1 | 1 | 1 | 1 | 1 | [5 empty] | 10.354 | 12.633 | 570.7763 | 26826.484 | 684.9315 | 0.071155 | 0.062835 | 0.052776 | 0.059237 | 0.052306 | 0.071155 | 0.062835 | 0.052776 | 0.059237 | 0.052306 | 100000 | 100000 | 0 | 0 | 0
388 |  |  |  | 9795.2055 |  |  |  |  | 2022.2088 | 2121.5338 | 2220.8588 | 2320.1838 | 2419.5088 | 30041.297 | 29229.6843 | 28418.0717 | 27606.459 | 26794.8463 |  | 0 |  |  |  |  | 1 | 1 | 1 | 1 | 1 | [5 empty] | 11.4224 | 12.7437 | 570.7763 | 26826.484 | 684.9315 | 0.067654 | 0.058559 | 0.050921 | 0.057985 | 0.050723 | 0.067654 | 0.058559 | 0.050921 | 0.057985 | 0.050723 | 100000 | 100000 | 0 | 0 | 0
389 |  |  |  | 9795.2055 |  |  |  |  | 2140.542 | 2198.867 | 2257.192 | 2315.517 | 2373.842 | 35359.3279 | 34404.0403 | 33448.7527 | 32493.4652 | 31538.1776 |  | 0 |  |  |  |  | 1 | 1 | 1 | 1 | 1 | [5 empty] | 11 | 11.9499 | 570.7763 | 26826.484 | 684.9315 | 0.078162 | 0.060527 | 0.052035 | 0.060367 | 0.050855 | 0.078162 | 0.060527 | 0.052035 | 0.060367 | 0.050855 | 100000 | 100000 | 0 | 0 | 0
390 |  |  |  | 9795.2055 |  |  |  |  | 2497.8848 | 2537.2073 | 2576.5298 | 2615.8523 | 2655.1748 | 51876.5301 | 50475.0045 | 49073.4788 | 47671.9531 | 46270.4275 |  | 0 |  |  |  |  | 1 | 1 | 1 | 1 | 1 | [5 empty] | 12.5556 | 11.133 | 570.7763 | 26826.484 | 684.9315 | 0.087823 | 0.078627 | 0.064324 | 0.061141 | 0.051057 | 0.087823 | 0.078627 | 0.064324 | 0.061141 | 0.051057 | 100000 | 100000 | 0 | 0 | 0
391 |  |  |  | 9795.2055 |  |  |  |  | 2959.5014 | 3001.0239 | 3042.5464 | 3084.0689 | 3125.5914 | 61512.1219 | 59850.2756 | 58188.4293 | 56526.5831 | 54864.7368 |  | 0 |  |  |  |  | 1 | 1 | 1 | 1 | 1 | [5 empty] | 14.7054 | 10.4004 | 570.7763 | 26826.484 | 684.9315 | 0.089127 | 0.081886 | 0.071275 | 0.061579 | 0.052648 | 0.089127 | 0.081886 | 0.071275 | 0.061578 | 0.052648 | 100000 | 100000 | 0 | 0 | 0
392 |  |  |  | 9795.2055 |  |  |  |  | 4406.4469 | 4448.9319 | 4491.4169 | 4533.9019 | 4576.3869 | 57860.2997 | 56297.1132 | 54733.9266 | 53170.74 | 51607.5534 |  | 0 |  |  |  |  | 1 | 1 | 1 | 1 | 1 | [5 empty] | 16.0969 | 9.7028 | 570.7763 | 26826.484 | 684.9315 | 0.094159 | 0.084157 | 0.073247 | 0.062984 | 0.053333 | 0.094159 | 0.084157 | 0.073247 | 0.062984 | 0.053333 | 100000 | 100000 | 0 | 0 | 0
393 |  |  |  | 9795.2055 |  |  |  |  | 5459.7295 | 5500.8395 | 5541.9495 | 5583.0595 | 5624.1695 | 55301.6242 | 53807.5642 | 52313.5043 | 50819.4443 | 49325.3844 |  | 0.00769 |  |  |  |  | 1 | 1 | 1 | 1 | 1 | [5 empty] | 15.9933 | 9.1351 | 570.7763 | 26826.484 | 684.9315 | 0.094881 | 0.08485 | 0.073726 | 0.062794 | 0.053236 | 0.094881 | 0.08485 | 0.073726 | 0.062794 | 0.053236 | 100000 | 100000 | 0 | 0 | 0
394 |  |  |  | 9795.2055 |  |  |  |  | 6449.7448 | 6505.5673 | 6561.3898 | 6617.2123 | 6673.0348 | 53685.4644 | 52235.0675 | 50784.6707 | 49334.2738 | 47883.877 |  | 0.09852 |  |  |  |  | 1 | 1 | 1 | 1 | 1 | [5 empty] | 17.1246 | 8.0344 | 570.7763 | 26826.484 | 684.9315 | 0.095933 | 0.085638 | 0.074511 | 0.063219 | 0.053783 | 0.095933 | 0.085638 | 0.074511 | 0.063219 | 0.053783 | 100000 | 100000 | 0 | 0 | 0
395 |  |  |  | 9795.2055 |  |  |  |  | 7238.2423 | 7311.2523 | 7384.2623 | 7457.2723 | 7530.2823 | 51781.4085 | 50382.4527 | 48983.4969 | 47584.5411 | 46185.5852 |  | 0.02712 |  |  |  |  | 1 | 1 | 1 | 1 | 1 | [5 empty] | 17.1663 | 7.1283 | 570.7763 | 26826.484 | 684.9315 | 0.096103 | 0.086796 | 0.074545 | 0.063281 | 0.053867 | 0.096103 | 0.086796 | 0.074545 | 0.063281 | 0.053867 | 100000 | 100000 | 0 | 0 | 0
396 |  |  |  | 9795.2055 |  |  |  |  | 8362.9934 | 8477.3334 | 8591.6734 | 8706.0134 | 8820.3534 | 49602.8218 | 48262.7239 | 46922.6261 | 45582.5282 | 44242.4303 |  | 0.07611 |  |  |  |  | 1 | 1 | 1 | 1 | 1 | [5 empty] | 15.3179 | 5.5705 | 570.7763 | 26826.484 | 684.9315 | 0.09619 | 0.086489 | 0.07484 | 0.063178 | 0.053951 | 0.09619 | 0.086489 | 0.07484 | 0.063178 | 0.053951 | 100000 | 100000 | 0 | 0 | 0
397 |  |  |  | 9795.2055 |  |  |  |  | 7867.3999 | 8046.4174 | 8225.4349 | 8404.4524 | 8583.4699 | 48896.1056 | 47575.1008 | 46254.0959 | 44933.0911 | 43612.0863 |  | 0.13047 |  |  |  |  | 1 | 1 | 1 | 1 | 1 | [5 empty] | 14.5767 | 4.6337 | 570.7763 | 26826.484 | 684.9315 | 0.098332 | 0.087375 | 0.075399 | 0.063314 | 0.053996 | 0.098332 | 0.087375 | 0.075399 | 0.063314 | 0.053996 | 100000 | 100000 | 0 | 0 | 0
398 |  |  |  | 9795.2055 |  |  |  |  | 6918.3912 | 7154.442 | 7390.4928 | 7626.5437 | 7862.5945 | 48431.5304 | 47123.0768 | 45814.6232 | 44506.1696 | 43197.716 |  | 0.0631 |  |  |  |  | 1 | 1 | 1 | 1 | 1 | [5 empty] | 14.1395 | 3.8282 | 570.7763 | 26826.484 | 684.9315 | 0.09849 | 0.087471 | 0.07559 | 0.06332 | 0.053996 | 0.098489 | 0.087471 | 0.07559 | 0.06332 | 0.053996 | 100000 | 100000 | 0 | 0 | 0
399 |  |  |  | 9795.2055 |  |  |  |  | 6347.8143 | 6697.3259 | 7046.8376 | 7396.3493 | 7745.8609 | 48981.2744 | 47657.9686 | 46334.6628 | 45011.357 | 43688.0512 |  | 0.04397 |  |  |  |  | 1 | 1 | 1 | 1 | 1 | [5 empty] | 13.1533 | 3.0215 | 570.7763 | 26826.484 | 684.9315 | 0.09848 | 0.0875 | 0.076663 | 0.063785 | 0.055499 | 0.09848 | 0.0875 | 0.076663 | 0.063785 | 0.055499 | 100000 | 100000 | 0 | 0 | 0
400 |  |  |  | 9795.2055 |  |  |  |  | 6127.5505 | 6447.143 | 6766.7355 | 7086.328 | 7405.9205 | 49753.4526 | 48409.2852 | 47065.1178 | 45720.9504 | 44376.783 |  | 0.13357 |  |  |  |  | 1 | 1 | 1 | 1 | 1 | [5 empty] | 12.731 | 2.4042 | 570.7763 | 26826.484 | 684.9315 | 0.099163 | 0.092606 | 0.079133 | 0.075036 | 0.062636 | 0.099163 | 0.092606 | 0.079133 | 0.075036 | 0.062636 | 100000 | 100000 | 0 | 0 | 0
401 |  |  |  | 9795.2055 |  |  |  |  | 6613.7711 | 6971.9161 | 7330.0611 | 7688.2061 | 8046.3511 | 52586.6589 | 51165.948 | 49745.2371 | 48324.5262 | 46903.8153 |  | 0 |  |  |  |  | 1 | 1 | 1 | 1 | 1 | [5 empty] | 12.8341 | 1.4811 | 570.7763 | 26826.484 | 684.9315 | 0.10203 | 0.093578 | 0.091223 | 0.1246 | 0.10529 | 0.10203 | 0.093578 | 0.091223 | 0.1246 | 0.10529 | 100000 | 100000 | 0 | 0 | 0
402 |  |  |  | 9795.2055 |  |  |  |  | 8352.4489 | 8745.7939 | 9139.1389 | 9532.4839 | 9925.8289 | 54647.687 | 53171.2942 | 51694.9014 | 50218.5086 | 48742.1158 |  | 0 |  |  |  |  | 1 | 1 | 1 | 1 | 1 | [5 empty] | 11.5873 | 0.6164 | 570.7763 | 26826.484 | 684.9315 | 0.10389 | 0.094334 | 0.092244 | 0.1263 | 0.10568 | 0.10389 | 0.094334 | 0.092244 | 0.1263 | 0.10568 | 100000 | 100000 | 0 | 0 | 0
403 |  |  |  | 9795.2055 |  |  |  |  | 8807.0358 | 9305.3158 | 9803.5958 | 10301.8758 | 10800.1558 | 55524.0584 | 54023.989 | 52523.9196 | 51023.8503 | 49523.7809 |  | 0 |  |  |  |  | 1 | 1 | 1 | 1 | 1 | [5 empty] | 9.8851 | 0.47561 | 570.7763 | 26826.484 | 684.9315 | 0.1049 | 0.095092 | 0.092323 | 0.12672 | 0.10581 | 0.1049 | 0.095092 | 0.092323 | 0.12672 | 0.10581 | 100000 | 100000 | 0 | 0 | 0
404 |  |  |  | 9795.2055 |  |  |  |  | 8346.5908 | 8879.8499 | 9413.1091 | 9946.3683 | 10479.6274 | 55524.0584 | 54023.989 | 52523.9196 | 51023.8503 | 49523.7809 |  | 0 |  |  |  |  | 1 | 1 | 1 | 1 | 1 | [5 empty] | 9.182 | 1.6277 | 570.7763 | 26826.484 | 684.9315 | 0.1041 | 0.094751 | 0.092255 | 0.12613 | 0.10567 | 0.1041 | 0.094751 | 0.092255 | 0.12613 | 0.10567 | 100000 | 100000 | 0 | 0 | 0
405 |  |  |  | 9795.2055 |  |  |  |  | 7210.1235 | 7696.8543 | 8183.5851 | 8670.316 | 9157.0468 | 53973.3605 | 52515.1857 | 51057.0109 | 49598.8361 | 48140.6612 |  | 0 |  |  |  |  | 1 | 1 | 1 | 1 | 1 | [5 empty] | 8.553 | 2.7858 | 570.7763 | 26826.484 | 684.9315 | 0.10418 | 0.094678 | 0.091281 | 0.12461 | 0.10515 | 0.10418 | 0.094678 | 0.091281 | 0.12461 | 0.10515 | 100000 | 100000 | 0 | 0 | 0
406 |  |  |  | 9795.2055 |  |  |  |  | 6107.633 | 6510.5197 | 6913.4064 | 7316.293 | 7719.1797 | 48850.3505 | 47530.5818 | 46210.8131 | 44891.0444 | 43571.2757 |  | 0 |  |  |  |  | 1 | 1 | 1 | 1 | 1 | [5 empty] | 8.1047 | 4.0908 | 570.7763 | 26826.484 | 684.9315 | 0.10405 | 0.094635 | 0.091177 | 0.12443 | 0.10504 | 0.10405 | 0.094635 | 0.091177 | 0.12443 | 0.10504 | 100000 | 100000 | 0 | 0 | 0
407 |  |  |  | 9795.2055 |  |  |  |  | 5986.9566 | 6314.7433 | 6642.5299 | 6970.3166 | 7298.1033 | 38079.9521 | 37051.1626 | 36022.3731 | 34993.5836 | 33964.7941 |  | 0 |  |  |  |  | 1 | 1 | 1 | 1 | 1 | [5 empty] | 8.5707 | 5.4884 | 570.7763 | 26826.484 | 684.9315 | 0.10407 | 0.094648 | 0.091149 | 0.12469 | 0.10506 | 0.10407 | 0.094648 | 0.091149 | 0.12469 | 0.10506 | 100000 | 100000 | 0 | 0 | 0
408 |  |  |  | 9795.2055 |  |  |  |  | 4617.3378 | 4878.6878 | 5140.0378 | 5401.3878 | 5662.7378 | 29183.95 | 28395.4999 | 27607.0498 | 26818.5997 | 26030.1496 |  | 0 |  |  |  |  | 1 | 1 | 1 | 1 | 1 | [5 empty] | 7.635 | 6.4163 | 570.7763 | 26826.484 | 684.9315 | 0.1035 | 0.094029 | 0.09126 | 0.1247 | 0.10511 | 0.1035 | 0.094029 | 0.091261 | 0.1247 | 0.10511 | 100000 | 100000 | 0 | 0 | 0
409 |  |  |  | 9795.2055 |  |  |  |  | 3369.3758 | 3581.8049 | 3794.2341 | 4006.6633 | 4219.0924 | 25349.8079 | 24664.9432 | 23980.0784 | 23295.2137 | 22610.3489 |  | 0 |  |  |  |  | 1 | 1 | 1 | 1 | 1 | [5 empty] | 5.9359 | 6.4952 | 570.7763 | 26826.484 | 684.9315 | 0.10347 | 0.094034 | 0.091134 | 0.12465 | 0.105 | 0.10347 | 0.094034 | 0.091134 | 0.12465 | 0.105 | 100000 | 100000 | 0 | 0 | 0
410 |  |  |  | 9795.2055 |  |  |  |  | 2400.5045 | 2500.1595 | 2599.8145 | 2699.4695 | 2799.1245 | 26623.7175 | 25904.4361 | 25185.1547 | 24465.8733 | 23746.5919 |  | 0 |  |  |  |  | 1 | 1 | 1 | 1 | 1 | [5 empty] | 5.5823 | 6.3306 | 570.7763 | 26826.484 | 684.9315 | 0.10338 | 0.093996 | 0.091025 | 0.12454 | 0.10489 | 0.10338 | 0.093995 | 0.091025 | 0.12454 | 0.10489 | 100000 | 100000 | 0 | 0 | 0
411 |  |  |  | 9795.2055 |  |  |  |  | 1814.7298 | 1863.0723 | 1911.4148 | 1959.7573 | 2008.0998 | 27039.7199 | 26309.1996 | 25578.6792 | 24848.1588 | 24117.6385 |  | 0 |  |  |  |  | 1 | 1 | 1 | 1 | 1 | [5 empty] | 5.238 | 5.5785 | 570.7763 | 26826.484 | 684.9315 | 0.10338 | 0.093993 | 0.091032 | 0.12449 | 0.10483 | 0.10338 | 0.093993 | 0.091032 | 0.12449 | 0.10483 | 100000 | 100000 | 0 | 0 | 0
412 |  |  |  | 9795.2055 |  |  |  |  | 1699.918 | 1741.4405 | 1782.963 | 1824.4855 | 1866.008 | 29375.1843 | 28581.5677 | 27787.9511 | 26994.3345 | 26200.7179 |  | 0 |  |  |  |  | 1 | 1 | 1 | 1 | 1 | [5 empty] | 5.0208 | 6.2704 | 570.7763 | 26826.484 | 684.9315 | 0.10188 | 0.093841 | 0.090464 | 0.12361 | 0.10411 | 0.10188 | 0.093841 | 0.090464 | 0.12361 | 0.1041 | 100000 | 100000 | 0 | 0 | 0
413 |  |  |  | 9795.2055 |  |  |  |  | 1918.9977 | 1959.6952 | 2000.3927 | 2041.0902 | 2081.7877 | 34577.7831 | 33643.6101 | 32709.4372 | 31775.2643 | 30841.0913 |  | 0 |  |  |  |  | 1 | 1 | 1 | 1 | 1 | [5 empty] | 5.5036 | 5.0227 | 570.7763 | 26826.484 | 684.9315 | 0.10285 | 0.096159 | 0.092226 | 0.12759 | 0.10794 | 0.10285 | 0.096159 | 0.092226 | 0.12759 | 0.10794 | 100000 | 100000 | 0 | 0 | 0
414 |  |  |  | 9795.2055 |  |  |  |  | 2801.1743 | 2842.2843 | 2883.3943 | 2924.5043 | 2965.6143 | 50734.4445 | 49363.7741 | 47993.1036 | 46622.4332 | 45251.7628 |  | 0 |  |  |  |  | 1 | 1 | 1 | 1 | 1 | [5 empty] | 5.8516 | 5.4473 | 570.7763 | 26826.484 | 684.9315 | 0.10615 | 0.10697 | 0.12164 | 0.13938 | 0.11781 | 0.10615 | 0.10697 | 0.12164 | 0.13938 | 0.11781 | 100000 | 100000 | 0 | 0 | 0
415 |  |  |  | 9795.2055 |  |  |  |  | 4395.6529 | 4436.6254 | 4477.5979 | 4518.5704 | 4559.5429 | 60136.156 | 58511.4836 | 56886.8112 | 55262.1388 | 53637.4664 |  | 0 |  |  |  |  | 1 | 1 | 1 | 1 | 1 | [5 empty] | 5.4764 | 5.2485 | 570.7763 | 26826.484 | 684.9315 | 0.11217 | 0.13484 | 0.1464 | 0.14528 | 0.12262 | 0.11217 | 0.13484 | 0.1464 | 0.14528 | 0.12262 | 100000 | 100000 | 0 | 0 | 0
416 |  |  |  | 9795.2055 |  |  |  |  | 5748.7924 | 5790.7274 | 5832.6624 | 5874.5974 | 5916.5324 | 56570.0986 | 55041.7689 | 53513.4391 | 51985.1093 | 50456.7795 |  | 0 |  |  |  |  | 1 | 1 | 1 | 1 | 1 | [5 empty] | 5.2011 | 4.9034 | 570.7763 | 26826.484 | 684.9315 | 0.11931 | 0.1468 | 0.1704 | 0.14818 | 0.12709 | 0.11931 | 0.1468 | 0.1704 | 0.14818 | 0.12709 | 100000 | 100000 | 0 | 0 | 0
417 |  |  |  | 9795.2055 |  |  |  |  | 4867.7873 | 4917.2848 | 4966.7823 | 5016.2798 | 5065.7773 | 54070.7327 | 52609.9272 | 51149.1217 | 49688.3162 | 48227.5107 |  | 0.05446 |  |  |  |  | 1 | 1 | 1 | 1 | 1 | [5 empty] | 4.6327 | 3.541 | 570.7763 | 26826.484 | 684.9315 | 0.12156 | 0.14945 | 0.14938 | 0.14639 | 0.124 | 0.12156 | 0.14945 | 0.14938 | 0.14639 | 0.124 | 100000 | 100000 | 0 | 0 | 0
418 |  |  |  | 9795.2055 |  |  |  |  | 4317.1591 | 4391.9016 | 4466.6441 | 4541.3866 | 4616.1291 | 52491.3516 | 51073.2156 | 49655.0796 | 48236.9435 | 46818.8075 |  | 0.17546 |  |  |  |  | 1 | 1 | 1 | 1 | 1 | [5 empty] | 4.3405 | 3.68 | 570.7763 | 26826.484 | 684.9315 | 0.11601 | 0.14288 | 0.14615 | 0.14306 | 0.12098 | 0.11601 | 0.14288 | 0.14615 | 0.14306 | 0.12098 | 100000 | 100000 | 0 | 0 | 0
419 |  |  |  | 9795.2055 |  |  |  |  | 4394.4814 | 4499.2239 | 4603.9664 | 4708.7089 | 4813.4514 | 50630.6162 | 49262.7508 | 47894.8854 | 46527.0201 | 45159.1547 |  | 0.24792 |  |  |  |  | 1 | 1 | 1 | 1 | 1 | [5 empty] | 3.9975 | 3.6688 | 570.7763 | 26826.484 | 684.9315 | 0.11568 | 0.1428 | 0.14609 | 0.14262 | 0.12127 | 0.11568 | 0.1428 | 0.14609 | 0.14262 | 0.12127 | 100000 | 100000 | 0 | 0 | 0
420 |  |  |  | 9795.2055 |  |  |  |  | 5081.0093 | 5248.7526 | 5416.4959 | 5584.2393 | 5751.9826 | 48500.5847 | 47190.2655 | 45879.9463 | 44569.627 | 43259.3078 |  | 0.64931 |  |  |  |  | 1 | 1 | 1 | 1 | 1 | [5 empty] | 3.0875 | 6.2097 | 570.7763 | 26826.484 | 684.9315 | 0.11564 | 0.14243 | 0.14604 | 0.14254 | 0.12124 | 0.11564 | 0.14243 | 0.14604 | 0.14254 | 0.12124 | 100000 | 100000 | 0 | 0 | 0
421 |  |  |  | 9795.2055 |  |  |  |  | 4901.7622 | 5106.6297 | 5311.4972 | 5516.3647 | 5721.2322 | 47810.1497 | 46518.4837 | 45226.8176 | 43935.1516 | 42643.4856 |  | 0.54236 |  |  |  |  | 1 | 1 | 1 | 1 | 1 | [5 empty] | 2.9403 | 9.4139 | 570.7763 | 26826.484 | 684.9315 | 0.11568 | 0.14243 | 0.14574 | 0.14244 | 0.12062 | 0.11568 | 0.14243 | 0.14574 | 0.14244 | 0.12062 | 100000 | 100000 | 0 | 0 | 0
422 |  |  |  | 9795.2055 |  |  |  |  | 4891.2183 | 5152.5683 | 5413.9183 | 5675.2683 | 5936.6183 | 47356.1865 | 46076.785 | 44797.3835 | 43517.982 | 42238.5805 |  | 0.32151 |  |  |  |  | 1 | 1 | 1 | 1 | 1 | [5 empty] | 2.4258 | 7.1277 | 570.7763 | 26826.484 | 684.9315 | 0.11593 | 0.14248 | 0.14608 | 0.1428 | 0.12094 | 0.11593 | 0.14248 | 0.14608 | 0.1428 | 0.12094 | 100000 | 100000 | 0 | 0 | 0
423 |  |  |  | 9795.2055 |  |  |  |  | 4871.3019 | 5186.6044 | 5501.9069 | 5817.2094 | 6132.5119 | 47892.9931 | 46599.0889 | 45305.1848 | 44011.2806 | 42717.3764 |  | 0.29815 |  |  |  |  | 1 | 1 | 1 | 1 | 1 | [5 empty] | 1.9896 | 6.042 | 570.7763 | 26826.484 | 684.9315 | 0.11775 | 0.14652 | 0.1476 | 0.14607 | 0.12333 | 0.11775 | 0.14652 | 0.1476 | 0.14607 | 0.12333 | 100000 | 100000 | 0 | 0 | 0
424 |  |  |  | 9795.2055 |  |  |  |  | 4580.7577 | 5014.0302 | 5447.3027 | 5880.5752 | 6313.8477 | 48647.2912 | 47333.0085 | 46018.7257 | 44704.443 | 43390.1603 |  | 0.12303 |  |  |  |  | 1 | 1 | 1 | 1 | 1 | [5 empty] | 1.9907 | 7.6047 | 570.7763 | 26826.484 | 684.9315 | 0.12382 | 0.15021 | 0.15839 | 0.14834 | 0.125 | 0.12382 | 0.15021 | 0.15839 | 0.14834 | 0.125 | 100000 | 100000 | 0 | 0 | 0
425 |  |  |  | 9795.2055 |  |  |  |  | 4952.1388 | 5579.1138 | 6206.0888 | 6833.0638 | 7460.0388 | 51415.9531 | 50026.8706 | 48637.7882 | 47248.7057 | 45859.6232 |  | 0 |  |  |  |  | 1 | 1 | 1 | 1 | 1 | [5 empty] | 1.0931 | 7.8289 | 570.7763 | 26826.484 | 684.9315 | 0.12624 | 0.15042 | 0.16357 | 0.14866 | 0.12623 | 0.12624 | 0.15042 | 0.16357 | 0.14866 | 0.12623 | 100000 | 100000 | 0 | 0 | 0
426 |  |  |  | 9795.2055 |  |  |  |  | 6749.2954 | 7527.7896 | 8306.2838 | 9084.7779 | 9863.2721 | 53430.3169 | 51986.8133 | 50543.3096 | 49099.806 | 47656.3023 |  | 0 |  |  |  |  | 1 | 1 | 1 | 1 | 1 | [5 empty] | 0.6279 | 9.4234 | 570.7763 | 26826.484 | 684.9315 | 0.12738 | 0.15346 | 0.16932 | 0.14886 | 0.12666 | 0.12738 | 0.15346 | 0.16932 | 0.14887 | 0.12666 | 100000 | 100000 | 0 | 0 | 0
427 |  |  |  | 9795.2055 |  |  |  |  | 7900.9284 | 8775.3942 | 9649.8601 | 10524.3259 | 11398.7917 | 54288.2241 | 52821.5427 | 51354.8614 | 49888.18 | 48421.4987 |  | 0 |  |  |  |  | 1 | 1 | 1 | 1 | 1 | [5 empty] | 0.76027 | 8.5368 | 570.7763 | 26826.484 | 684.9315 | 0.1288 | 0.15537 | 0.16931 | 0.14861 | 0.12662 | 0.1288 | 0.15537 | 0.16931 | 0.14861 | 0.12662 | 100000 | 100000 | 0 | 0 | 0
428 |  |  |  | 9795.2055 |  |  |  |  | 8293.3974 | 9043.0174 | 9792.6374 | 10542.2574 | 11291.8774 | 54288.2241 | 52821.5427 | 51354.8614 | 49888.18 | 48421.4987 |  | 0 |  |  |  |  | 1 | 1 | 1 | 1 | 1 | [5 empty] | 0.93259 | 9.9133 | 570.7763 | 26826.484 | 684.9315 | 0.1271 | 0.15743 | 0.16969 | 0.14839 | 0.12644 | 0.1271 | 0.15743 | 0.16969 | 0.14839 | 0.12644 | 100000 | 100000 | 0 | 0 | 0
429 |  |  |  | 9795.2055 |  |  |  |  | 7358.5011 | 7998.0161 | 8637.5311 | 9277.0461 | 9916.5611 | 52772.7061 | 51346.9688 | 49921.2316 | 48495.4943 | 47069.757 |  | 0 |  |  |  |  | 1 | 1 | 1 | 1 | 1 | [5 empty] | 1.6425 | 8.1446 | 570.7763 | 26826.484 | 684.9315 | 0.12304 | 0.14787 | 0.15228 | 0.14615 | 0.12509 | 0.12304 | 0.14787 | 0.15228 | 0.14615 | 0.12509 | 100000 | 100000 | 0 | 0 | 0
430 |  |  |  | 9795.2055 |  |  |  |  | 6250.2154 | 6781.0821 | 7311.9488 | 7842.8154 | 8373.6821 | 47765.267 | 46474.8136 | 45184.3601 | 43893.9067 | 42603.4532 |  | 0 |  |  |  |  | 1 | 1 | 1 | 1 | 1 | [5 empty] | 1.4648 | 8.0544 | 570.7763 | 26826.484 | 684.9315 | 0.11938 | 0.14083 | 0.14568 | 0.14331 | 0.12368 | 0.11938 | 0.14083 | 0.14568 | 0.14331 | 0.12368 | 100000 | 100000 | 0 | 0 | 0
431 |  |  |  | 9795.2055 |  |  |  |  | 6001.847 | 6461.6295 | 6921.412 | 7381.1945 | 7840.977 | 37241.2698 | 36235.1386 | 35229.0074 | 34222.8762 | 33216.745 |  | 0 |  |  |  |  | 1 | 1 | 1 | 1 | 1 | [5 empty] | 1.9932 | 7.4479 | 570.7763 | 26826.484 | 684.9315 | 0.1151 | 0.13371 | 0.13813 | 0.14293 | 0.12216 | 0.1151 | 0.13371 | 0.13814 | 0.14293 | 0.12216 | 100000 | 100000 | 0 | 0 | 0
432 |  |  |  | 9795.2055 |  |  |  |  | 4472.9752 | 4876.2202 | 5279.4652 | 5682.7102 | 6085.9552 | 28538.0428 | 27767.0429 | 26996.043 | 26225.0431 | 25454.0432 |  | 0 |  |  |  |  | 1 | 1 | 1 | 1 | 1 | [5 empty] | 1.9525 | 6.3592 | 570.7763 | 26826.484 | 684.9315 | 0.11135 | 0.13285 | 0.14 | 0.14321 | 0.12177 | 0.11135 | 0.13285 | 0.14 | 0.14321 | 0.12177 | 100000 | 100000 | 0 | 0 | 0
433 |  |  |  | 9795.2055 |  |  |  |  | 3368.8967 | 3568.2642 | 3767.6317 | 3966.9992 | 4166.3667 | 30032.7837 | 29221.401 | 28410.0184 | 27598.6357 | 26787.253 |  | 0 |  |  |  |  | 1 | 1 | 1 | 1 | 1 | [5 empty] | 1.4892 | 6.3701 | 570.7763 | 26826.484 | 684.9315 | 0.11136 | 0.13294 | 0.14071 | 0.14339 | 0.12164 | 0.11136 | 0.13294 | 0.14071 | 0.14339 | 0.12164 | 100000 | 100000 | 0 | 0 | 0
434 |  |  |  | 9795.2055 |  |  |  |  | 2400.1632 | 2500.8082 | 2601.4532 | 2702.0982 | 2802.7432 | 30608.8004 | 29781.8557 | 28954.9111 | 28127.9664 | 27301.0217 |  | 0 |  |  |  |  | 1 | 1 | 1 | 1 | 1 | [5 empty] | 0.6192 | 6.3113 | 570.7763 | 26826.484 | 684.9315 | 0.11144 | 0.13299 | 0.14266 | 0.14406 | 0.12176 | 0.11144 | 0.13299 | 0.14266 | 0.14406 | 0.12176 | 100000 | 100000 | 0 | 0 | 0
435 |  |  |  | 9795.2055 |  |  |  |  | 1814.4718 | 1865.6193 | 1916.7668 | 1967.9143 | 2019.0618 | 31225.9531 | 30382.3351 | 29538.7171 | 28695.0991 | 27851.4811 |  | 0 |  |  |  |  | 1 | 1 | 1 | 1 | 1 | [5 empty] | 0.3036 | 5.862 | 570.7763 | 26826.484 | 684.9315 | 0.11146 | 0.13283 | 0.14033 | 0.1435 | 0.12168 | 0.11146 | 0.13283 | 0.14033 | 0.1435 | 0.12168 | 100000 | 100000 | 0 | 0 | 0
436 |  |  |  | 9795.2055 |  |  |  |  | 1699.6763 | 1741.4738 | 1783.2713 | 1825.0688 | 1866.8663 | 33150.3548 | 32254.7461 | 31359.1373 | 30463.5286 | 29567.9199 |  | 0 |  |  |  |  | 1 | 1 | 1 | 1 | 1 | [5 empty] | 0.68144 | 4.0157 | 570.7763 | 26826.484 | 684.9315 | 0.10932 | 0.12744 | 0.13648 | 0.14052 | 0.12036 | 0.10932 | 0.12744 | 0.13648 | 0.14052 | 0.12036 | 100000 | 100000 | 0 | 0 | 0
437 |  |  |  | 9795.2055 |  |  |  |  | 1918.7249 | 1960.6599 | 2002.5949 | 2044.5299 | 2086.4649 | 37797.714 | 36776.5496 | 35755.3852 | 34734.2207 | 33713.0563 |  | 0 |  |  |  |  | 1 | 1 | 1 | 1 | 1 | [5 empty] | 1.1739 | 4.1239 | 570.7763 | 26826.484 | 684.9315 | 0.10978 | 0.12672 | 0.13608 | 0.13996 | 0.12029 | 0.10978 | 0.12672 | 0.13608 | 0.13996 | 0.12029 | 100000 | 100000 | 0 | 0 | 0
438 |  |  |  | 9795.2055 |  |  |  |  | 2800.7761 | 2842.4361 | 2884.0961 | 2925.7561 | 2967.4161 | 51986.7195 | 50582.2169 | 49177.7143 | 47773.2117 | 46368.7091 |  | 0 |  |  |  |  | 1 | 1 | 1 | 1 | 1 | [5 empty] | 1.528 | 6.6955 | 570.7763 | 26826.484 | 684.9315 | 0.1119 | 0.12888 | 0.13689 | 0.14167 | 0.12104 | 0.1119 | 0.12888 | 0.13689 | 0.14167 | 0.12104 | 100000 | 100000 | 0 | 0 | 0
439 |  |  |  | 9795.2055 |  |  |  |  | 4395.028 | 4435.038 | 4475.048 | 4515.058 | 4555.068 | 61827.2236 | 60156.8644 | 58486.5052 | 56816.1459 | 55145.7867 |  | 0 |  |  |  |  | 1 | 1 | 1 | 1 | 1 | [5 empty] | 0.94 | 7.2532 | 570.7763 | 26826.484 | 684.9315 | 0.12297 | 0.1492 | 0.1615 | 0.14661 | 0.12341 | 0.12297 | 0.1492 | 0.1615 | 0.14661 | 0.12341 | 100000 | 100000 | 0 | 0 | 0
440 |  |  |  | 9795.2055 |  |  |  |  | 5747.975 | 5789.91 | 5831.845 | 5873.78 | 5915.715 | 57338.9006 | 55789.8004 | 54240.7002 | 52691.6001 | 51142.4999 |  | 0 |  |  |  |  | 1 | 1 | 1 | 1 | 1 | [5 empty] | 0.69601 | 9.3419 | 570.7763 | 26826.484 | 684.9315 | 0.13207 | 0.16512 | 0.17334 | 0.15095 | 0.12781 | 0.13207 | 0.16512 | 0.17334 | 0.15095 | 0.12781 | 100000 | 100000 | 0 | 0 | 0
441 |  |  |  | 9795.2055 |  |  |  |  | 4867.0952 | 4916.9227 | 4966.7502 | 5016.5777 | 5066.4052 | 56158.8806 | 54641.6605 | 53124.4404 | 51607.2204 | 50090.0003 |  | 0.2043 |  |  |  |  | 1 | 1 | 1 | 1 | 1 | [5 empty] | 0.14589 | 9.2843 | 570.7763 | 26826.484 | 684.9315 | 0.13247 | 0.16709 | 0.17481 | 0.15162 | 0.12856 | 0.13247 | 0.16709 | 0.17481 | 0.15162 | 0.12856 | 100000 | 100000 | 0 | 0 | 0
442 |  |  |  | 9795.2055 |  |  |  |  | 4316.5453 | 4391.5353 | 4466.5253 | 4541.5153 | 4616.5053 | 54675.8482 | 53198.6945 | 51721.5409 | 50244.3873 | 48767.2337 |  | 0.29372 |  |  |  |  | 1 | 1 | 1 | 1 | 1 | [5 empty] | 0.51568 | 8.2259 | 570.7763 | 26826.484 | 684.9315 | 0.13003 | 0.17073 | 0.17622 | 0.15026 | 0.12753 | 0.13003 | 0.17073 | 0.17622 | 0.15026 | 0.12753 | 100000 | 100000 | 0 | 0 | 0
443 |  |  |  | 9795.2055 |  |  |  |  | 4393.8566 | 4502.8891 | 4611.9216 | 4720.9541 | 4829.9866 | 53207.7642 | 51770.2732 | 50332.7821 | 48895.2911 | 47457.8 |  | 0.32686 |  |  |  |  | 1 | 1 | 1 | 1 | 1 | [5 empty] | 0.44038 | 9.0815 | 570.7763 | 26826.484 | 684.9315 | 0.12854 | 0.17103 | 0.17725 | 0.15047 | 0.12795 | 0.12854 | 0.17103 | 0.17725 | 0.15047 | 0.12795 | 100000 | 100000 | 0 | 0 | 0
444 |  |  |  | 9795.2055 |  |  |  |  | 5080.2869 | 5245.8294 | 5411.3719 | 5576.9144 | 5742.4569 | 50984.1707 | 49606.7535 | 48229.3363 | 46851.9192 | 45474.502 |  | 0.6555 |  |  |  |  | 1 | 1 | 1 | 1 | 1 | [5 empty] | 0.059114 | 8.3758 | 570.7763 | 26826.484 | 684.9315 | 0.12803 | 0.17039 | 0.17695 | 0.15018 | 0.12808 | 0.12803 | 0.17039 | 0.17695 | 0.15018 | 0.12808 | 100000 | 100000 | 0 | 0 | 0
445 |  |  |  | 9795.2055 |  |  |  |  | 4901.0653 | 5103.8703 | 5306.6753 | 5509.4803 | 5712.2853 | 50206.1828 | 48849.7842 | 47493.3856 | 46136.987 | 44780.5883 |  | 0.63866 |  |  |  |  | 1 | 1 | 1 | 1 | 1 | [5 empty] | 0.14567 | 7.5102 | 570.7763 | 26826.484 | 684.9315 | 0.12796 | 0.16997 | 0.17616 | 0.14941 | 0.12639 | 0.12796 | 0.16997 | 0.17616 | 0.14941 | 0.12639 | 100000 | 100000 | 0 | 0 | 0
446 |  |  |  | 9795.2055 |  |  |  |  | 4890.5229 | 5163.3129 | 5436.1029 | 5708.8929 | 5981.6829 | 49381.4393 | 48047.3224 | 46713.2055 | 45379.0886 | 44044.9717 |  | 0.57164 |  |  |  |  | 1 | 1 | 1 | 1 | 1 | [5 empty] | 0.092413 | 7.5276 | 570.7763 | 26826.484 | 684.9315 | 0.12835 | 0.17012 | 0.17621 | 0.14953 | 0.12637 | 0.12835 | 0.17012 | 0.17621 | 0.14953 | 0.12637 | 100000 | 100000 | 0 | 0 | 0
447 |  |  |  | 9795.2055 |  |  |  |  | 4870.6094 | 5195.5644 | 5520.5194 | 5845.4744 | 6170.4294 | 50142.5684 | 48787.8884 | 47433.2084 | 46078.5284 | 44723.8485 |  | 0.46616 |  |  |  |  | 1 | 1 | 1 | 1 | 1 | [5 empty] | 0.30281 | 8.0944 | 570.7763 | 26826.484 | 684.9315 | 0.13057 | 0.17159 | 0.17629 | 0.14959 | 0.12631 | 0.13057 | 0.17159 | 0.17629 | 0.14959 | 0.12631 | 100000 | 100000 | 0 | 0 | 0
448 |  |  |  | 9795.2055 |  |  |  |  | 4580.1065 | 5010.519 | 5440.9315 | 5871.344 | 6301.7565 | 50619.4541 | 49251.8903 | 47884.3265 | 46516.7627 | 45149.1989 |  | 0.13443 |  |  |  |  | 1 | 1 | 1 | 1 | 1 | [5 empty] | 0.6981 | 7.4542 | 570.7763 | 26826.484 | 684.9315 | 0.13196 | 0.17716 | 0.17717 | 0.1516 | 0.12826 | 0.13196 | 0.17716 | 0.17717 | 0.1516 | 0.12826 | 100000 | 100000 | 0 | 0 | 0
449 |  |  |  | 9795.2055 |  |  |  |  | 4951.4348 | 5603.1598 | 6254.8848 | 6906.6098 | 7558.3348 | 53501.3365 | 52055.9141 | 50610.4917 | 49165.0694 | 47719.647 |  | 0 |  |  |  |  | 1 | 1 | 1 | 1 | 1 | [5 empty] | 0.77566 | 7.564 | 570.7763 | 26826.484 | 684.9315 | 0.132 | 0.17921 | 0.17806 | 0.15192 | 0.12833 | 0.132 | 0.17921 | 0.17806 | 0.15192 | 0.12833 | 100000 | 100000 | 0 | 0 | 0
450 |  |  |  | 9795.2055 |  |  |  |  | 6748.3359 | 7532.055 | 8315.7742 | 9099.4934 | 9883.2125 | 54829.1534 | 53347.858 | 51866.5626 | 50385.2671 | 48903.9717 |  | 0 |  |  |  |  | 1 | 1 | 1 | 1 | 1 | [5 empty] | 0.52285 | 7.5838 | 570.7763 | 26826.484 | 684.9315 | 0.13201 | 0.18194 | 0.17731 | 0.15142 | 0.12813 | 0.13201 | 0.18194 | 0.17731 | 0.15142 | 0.12813 | 100000 | 100000 | 0 | 0 | 0
451 |  |  |  | 9795.2055 |  |  |  |  | 7899.8051 | 8733.0226 | 9566.2401 | 10399.4576 | 11232.6751 | 55311.6587 | 53817.3276 | 52322.9966 | 50828.6655 | 49334.3345 |  | 0 |  |  |  |  | 1 | 1 | 1 | 1 | 1 | [5 empty] | 1.0965 | 6.5255 | 570.7763 | 26826.484 | 684.9315 | 0.13201 | 0.18193 | 0.1774 | 0.15147 | 0.12801 | 0.13201 | 0.18193 | 0.1774 | 0.15147 | 0.12801 | 100000 | 100000 | 0 | 0 | 0
452 |  |  |  | 9795.2055 |  |  |  |  | 8292.2183 | 9098.7075 | 9905.1966 | 10711.6858 | 11518.175 | 54928.2843 | 53444.3107 | 51960.3372 | 50476.3636 | 48992.39 |  | 0 |  |  |  |  | 1 | 1 | 1 | 1 | 1 | [5 empty] | 1.4366 | 7.8207 | 570.7763 | 26826.484 | 684.9315 | 0.13204 | 0.17855 | 0.17676 | 0.15106 | 0.12726 | 0.13204 | 0.17855 | 0.17676 | 0.15106 | 0.12726 | 100000 | 100000 | 0 | 0 | 0
453 |  |  |  | 9795.2055 |  |  |  |  | 7357.4549 | 7971.8907 | 8586.3266 | 9200.7624 | 9815.1982 | 53196.525 | 51759.3376 | 50322.1502 | 48884.9628 | 47447.7754 |  | 0 |  |  |  |  | 1 | 1 | 1 | 1 | 1 | [5 empty] | 1.7854 | 7.4332 | 570.7763 | 26826.484 | 684.9315 | 0.1318 | 0.17578 | 0.17537 | 0.14872 | 0.12661 | 0.1318 | 0.17578 | 0.17537 | 0.14872 | 0.12661 | 100000 | 100000 | 0 | 0 | 0
454 |  |  |  | 9795.2055 |  |  |  |  | 6249.3268 | 6762.3193 | 7275.3118 | 7788.3043 | 8301.2968 | 48053.6224 | 46755.3785 | 45457.1347 | 44158.8909 | 42860.647 |  | 0 |  |  |  |  | 1 | 1 | 1 | 1 | 1 | [5 empty] | 2.1111 | 6.9952 | 570.7763 | 26826.484 | 684.9315 | 0.13099 | 0.16983 | 0.17418 | 0.14645 | 0.1249 | 0.13099 | 0.16983 | 0.17418 | 0.14645 | 0.1249 | 100000 | 100000 | 0 | 0 | 0
455 |  |  |  | 9795.2055 |  |  |  |  | 6000.9937 | 6450.1887 | 6899.3837 | 7348.5787 | 7797.7737 | 39630.5146 | 38559.8342 | 37489.1538 | 36418.4734 | 35347.793 |  | 0 |  |  |  |  | 1 | 1 | 1 | 1 | 1 | [5 empty] | 1.3601 | 6.9025 | 570.7763 | 26826.484 | 684.9315 | 0.12252 | 0.1592 | 0.14116 | 0.14317 | 0.1234 | 0.12252 | 0.1592 | 0.14116 | 0.14317 | 0.1234 | 100000 | 100000 | 0 | 0 | 0
456 |  |  |  | 9795.2055 |  |  |  |  | 4472.3392 | 4863.9517 | 5255.5642 | 5647.1767 | 6038.7892 | 31910.4296 | 31048.3194 | 30186.2092 | 29324.099 | 28461.9888 |  | 0 |  |  |  |  | 1 | 1 | 1 | 1 | 1 | [5 empty] | 1.2053 | 6.6262 | 570.7763 | 26826.484 | 684.9315 | 0.11583 | 0.15529 | 0.13964 | 0.14346 | 0.12353 | 0.11583 | 0.15529 | 0.13964 | 0.14346 | 0.12353 | 100000 | 100000 | 0 | 0 | 0
457 |  |  |  | 9795.2055 |  |  |  |  | 3368.1345 | 3576.4395 | 3784.7445 | 3993.0495 | 4201.3545 | 30694.8762 | 29865.6061 | 29036.336 | 28207.0658 | 27377.7957 |  | 0 |  |  |  |  | 1 | 1 | 1 | 1 | 1 | [5 empty] | 1.3235 | 6.0192 | 570.7763 | 26826.484 | 684.9315 | 0.11554 | 0.15527 | 0.13969 | 0.14346 | 0.12353 | 0.11554 | 0.15527 | 0.13969 | 0.14346 | 0.12353 | 100000 | 100000 | 0 | 0 | 0
458 |  |  |  | 9795.2055 |  |  |  |  | 2399.6202 | 2496.966 | 2594.3119 | 2691.6577 | 2789.0035 | 31282.7488 | 30437.5964 | 29592.444 | 28747.2915 | 27902.1391 |  | 0 |  |  |  |  | 1 | 1 | 1 | 1 | 1 | [5 empty] | 1.5885 | 5.489 | 570.7763 | 26826.484 | 684.9315 | 0.11554 | 0.15525 | 0.1397 | 0.14345 | 0.12351 | 0.11554 | 0.15525 | 0.1397 | 0.14345 | 0.12351 | 100000 | 100000 | 0 | 0 | 0
459 |  |  |  | 9795.2055 |  |  |  |  | 1814.0613 | 1861.4138 | 1908.7663 | 1956.1188 | 2003.4713 | 31913.3011 | 31051.1134 | 30188.9256 | 29326.7378 | 28464.55 |  | 0 |  |  |  |  | 1 | 1 | 1 | 1 | 1 | [5 empty] | 1.8948 | 6.4545 | 570.7763 | 26826.484 | 684.9315 | 0.11556 | 0.15522 | 0.13962 | 0.1434 | 0.12345 | 0.11556 | 0.15522 | 0.13962 | 0.1434 | 0.12345 | 100000 | 100000 | 0 | 0 | 0
460 |  |  |  | 9795.2055 |  |  |  |  | 1699.2918 | 1740.5393 | 1781.7868 | 1823.0343 | 1864.2818 | 33878.8643 | 32963.5737 | 32048.2832 | 31132.9926 | 30217.7021 |  | 0 |  |  |  |  | 1 | 1 | 1 | 1 | 1 | [5 empty] | 2.0983 | 6.2509 | 570.7763 | 26826.484 | 684.9315 | 0.10845 | 0.12411 | 0.097633 | 0.12596 | 0.11081 | 0.10845 | 0.12411 | 0.097633 | 0.12596 | 0.11081 | 100000 | 100000 | 0 | 0 | 0
461 |  |  |  | 9795.2055 |  |  |  |  | 1918.2908 | 1959.2633 | 2000.2358 | 2041.2083 | 2082.1808 | 38626.0916 | 37582.5472 | 36539.0029 | 35495.4586 | 34451.9142 |  | 0 |  |  |  |  | 1 | 1 | 1 | 1 | 1 | [5 empty] | 1.9356 | 6.4017 | 570.7763 | 26826.484 | 684.9315 | 0.10832 | 0.12379 | 0.096649 | 0.1234 | 0.11077 | 0.10832 | 0.12379 | 0.096649 | 0.1234 | 0.11077 | 100000 | 100000 | 0 | 0 | 0
462 |  |  |  | 9795.2055 |  |  |  |  | 2800.1425 | 2841.94 | 2883.7375 | 2925.535 | 2967.3325 | 53114.2081 | 51679.2446 | 50244.2811 | 48809.3177 | 47374.3542 |  | 0 |  |  |  |  | 1 | 1 | 1 | 1 | 1 | [5 empty] | 2.2692 | 6.6138 | 570.7763 | 26826.484 | 684.9315 | 0.10843 | 0.12436 | 0.095357 | 0.12274 | 0.11045 | 0.10843 | 0.12436 | 0.095357 | 0.12274 | 0.11045 | 100000 | 100000 | 0 | 0 | 0
463 |  |  |  | 9795.2055 |  |  |  |  | 4394.0337 | 4435.5562 | 4477.0787 | 4518.6012 | 4560.1237 | 63192.6736 | 61485.4246 | 59778.1756 | 58070.9266 | 56363.6776 |  | 0 |  |  |  |  | 1 | 1 | 1 | 1 | 1 | [5 empty] | 2.5718 | 7.4079 | 570.7763 | 26826.484 | 684.9315 | 0.11306 | 0.12724 | 0.097248 | 0.12359 | 0.11216 | 0.11306 | 0.12724 | 0.097248 | 0.12358 | 0.11216 | 100000 | 100000 | 0 | 0 | 0
464 |  |  |  | 9795.2055 |  |  |  |  | 5746.6746 | 5788.0596 | 5829.4446 | 5870.8296 | 5912.2146 | 58601.5782 | 57018.3648 | 55435.1514 | 53851.938 | 52268.7247 |  | 0 |  |  |  |  | 1 | 1 | 1 | 1 | 1 | [5 empty] | 2.78 | 7.9213 | 570.7763 | 26826.484 | 684.9315 | 0.11723 | 0.13322 | 0.10048 | 0.12976 | 0.11691 | 0.11723 | 0.13322 | 0.10048 | 0.12976 | 0.11691 | 100000 | 100000 | 0 | 0 | 0
465 |  |  |  | 9795.2055 |  |  |  |  | 4865.9941 | 4913.6766 | 4961.3591 | 5009.0416 | 5056.7241 | 57391.4729 | 55840.9524 | 54290.4319 | 52739.9114 | 51189.391 |  | 0.2031 |  |  |  |  | 1 | 1 | 1 | 1 | 1 | [5 empty] | 2.9692 | 8.278 | 570.7763 | 26826.484 | 684.9315 | 0.11546 | 0.13079 | 0.098472 | 0.1295 | 0.11504 | 0.11546 | 0.13079 | 0.098472 | 0.1295 | 0.11504 | 100000 | 100000 | 0 | 0 | 0
466 |  |  |  | 9795.2055 |  |  |  |  | 4315.5688 | 4391.5488 | 4467.5288 | 4543.5088 | 4619.4888 | 55875.8566 | 54366.2829 | 52856.7091 | 51347.1354 | 49837.5617 |  | 0.46762 |  |  |  |  | 1 | 1 | 1 | 1 | 1 | [5 empty] | 2.8274 | 8.7261 | 570.7763 | 26826.484 | 684.9315 | 0.10886 | 0.12058 | 0.094093 | 0.11701 | 0.10265 | 0.10886 | 0.12058 | 0.094093 | 0.11701 | 0.10265 | 100000 | 100000 | 0 | 0 | 0
467 |  |  |  | 9795.2055 |  |  |  |  | 4392.8625 | 4500.1075 | 4607.3525 | 4714.5975 | 4821.8425 | 54376.637 | 52907.567 | 51438.497 | 49969.4271 | 48500.3571 |  | 0.60375 |  |  |  |  | 1 | 1 | 1 | 1 | 1 | [5 empty] | 2.483 | 8.7241 | 570.7763 | 26826.484 | 684.9315 | 0.10814 | 0.10807 | 0.093661 | 0.11776 | 0.10248 | 0.10814 | 0.10807 | 0.093661 | 0.11776 | 0.10248 | 100000 | 100000 | 0 | 0 | 0
468 |  |  |  | 9795.2055 |  |  |  |  | 5079.1375 | 5244.68 | 5410.2225 | 5575.765 | 5741.3075 | 52102.4291 | 50694.8004 | 49287.1718 | 47879.5431 | 46471.9144 |  | 0.64325 |  |  |  |  | 1 | 1 | 1 | 1 | 1 | [5 empty] | 1.9615 | 8.8142 | 570.7763 | 26826.484 | 684.9315 | 0.10816 | 0.10752 | 0.093883 | 0.11724 | 0.10221 | 0.10816 | 0.10752 | 0.093883 | 0.11724 | 0.10221 | 100000 | 100000 | 0 | 0 | 0
469 |  |  |  | 9795.2055 |  |  |  |  | 4899.9565 | 5111.0115 | 5322.0665 | 5533.1215 | 5744.1765 | 51307.6679 | 49921.511 | 48535.354 | 47149.197 | 45763.0401 |  | 0.46569 |  |  |  |  | 1 | 1 | 1 | 1 | 1 | [5 empty] | 1.6482 | 8.5582 | 570.7763 | 26826.484 | 684.9315 | 0.10817 | 0.10752 | 0.094088 | 0.1172 | 0.10237 | 0.10817 | 0.10752 | 0.094088 | 0.1172 | 0.10237 | 100000 | 100000 | 0 | 0 | 0
470 |  |  |  | 9795.2055 |  |  |  |  | 4889.4164 | 5147.2464 | 5405.0764 | 5662.9064 | 5920.7364 | 50465.2837 | 49101.8851 | 47738.4865 | 46375.0878 | 45011.6892 |  | 0.44893 |  |  |  |  | 1 | 1 | 1 | 1 | 1 | [5 empty] | 1.1885 | 8.6188 | 570.7763 | 26826.484 | 684.9315 | 0.10803 | 0.10754 | 0.093982 | 0.1171 | 0.10236 | 0.10803 | 0.10754 | 0.093982 | 0.1171 | 0.10236 | 100000 | 100000 | 0 | 0 | 0
471 |  |  |  | 9795.2055 |  |  |  |  | 4869.5074 | 5184.8099 | 5500.1124 | 5815.4149 | 6130.7174 | 51245.2152 | 49860.7455 | 48476.2758 | 47091.8061 | 45707.3363 |  | 0.28796 |  |  |  |  | 1 | 1 | 1 | 1 | 1 | [5 empty] | 1.343 | 9.0478 | 570.7763 | 26826.484 | 684.9315 | 0.10934 | 0.11721 | 0.095056 | 0.12062 | 0.1077 | 0.10934 | 0.11721 | 0.095056 | 0.12062 | 0.1077 | 100000 | 100000 | 0 | 0 | 0
472 |  |  |  | 9795.2055 |  |  |  |  | 4579.0703 | 5012.3428 | 5445.6153 | 5878.8878 | 6312.1603 | 51732.8985 | 50335.2533 | 48937.608 | 47539.9628 | 46142.3176 |  | 0.11447 |  |  |  |  | 1 | 1 | 1 | 1 | 1 | [5 empty] | 2.1957 | 9.0287 | 570.7763 | 26826.484 | 684.9315 | 0.11528 | 0.12747 | 0.10748 | 0.13034 | 0.11456 | 0.11528 | 0.12747 | 0.10748 | 0.13034 | 0.11456 | 100000 | 100000 | 0 | 0 | 0
473 |  |  |  | 9795.2055 |  |  |  |  | 4950.3146 | 5573.1654 | 6196.0162 | 6818.8671 | 7441.7179 | 54680.3384 | 53203.0635 | 51725.7885 | 50248.5136 | 48771.2387 |  | 0 |  |  |  |  | 1 | 1 | 1 | 1 | 1 | [5 empty] | 2.916 | 9.0477 | 570.7763 | 26826.484 | 684.9315 | 0.11605 | 0.12798 | 0.10788 | 0.13227 | 0.11617 | 0.11605 | 0.12798 | 0.10788 | 0.13227 | 0.11617 | 100000 | 100000 | 0 | 0 | 0
474 |  |  |  | 9795.2055 |  |  |  |  | 6746.8091 | 7525.3041 | 8303.7991 | 9082.2941 | 9860.7891 | 56036.6891 | 54522.7702 | 53008.8513 | 51494.9325 | 49981.0136 |  | 0 |  |  |  |  | 1 | 1 | 1 | 1 | 1 | [5 empty] | 3.8466 | 9.4554 | 570.7763 | 26826.484 | 684.9315 | 0.11712 | 0.12797 | 0.10648 | 0.13017 | 0.11453 | 0.11712 | 0.12797 | 0.10648 | 0.13017 | 0.11453 | 100000 | 100000 | 0 | 0 | 0
475 |  |  |  | 9795.2055 |  |  |  |  | 7898.0179 | 8709.2362 | 9520.4545 | 10331.6729 | 11142.8912 | 56529.3157 | 55002.0877 | 53474.8598 | 51947.6318 | 50420.4039 |  | 0 |  |  |  |  | 1 | 1 | 1 | 1 | 1 | [5 empty] | 4.2764 | 9.7832 | 570.7763 | 26826.484 | 684.9315 | 0.11709 | 0.12713 | 0.10508 | 0.12803 | 0.11329 | 0.11709 | 0.12713 | 0.10508 | 0.12803 | 0.11329 | 100000 | 100000 | 0 | 0 | 0
476 |  |  |  | 9795.2055 |  |  |  |  | 8290.3423 | 9065.8123 | 9841.2823 | 10616.7523 | 11392.2223 | 56136.8783 | 54620.2527 | 53103.627 | 51587.0014 | 50070.3757 |  | 0 |  |  |  |  | 1 | 1 | 1 | 1 | 1 | [5 empty] | 3.6147 | 9.7243 | 570.7763 | 26826.484 | 684.9315 | 0.11709 | 0.12743 | 0.10433 | 0.12745 | 0.11217 | 0.11709 | 0.12743 | 0.10432 | 0.12745 | 0.11217 | 100000 | 100000 | 0 | 0 | 0
477 |  |  |  | 9795.2055 |  |  |  |  | 7355.7904 | 8012.0245 | 8668.2587 | 9324.4929 | 9980.727 | 54366.7505 | 52897.9476 | 51429.1447 | 49960.3418 | 48491.539 |  | 0 |  |  |  |  | 1 | 1 | 1 | 1 | 1 | [5 empty] | 2.4162 | 9.2336 | 570.7763 | 26826.484 | 684.9315 | 0.11609 | 0.12526 | 0.10414 | 0.12464 | 0.11148 | 0.11609 | 0.12526 | 0.10414 | 0.12464 | 0.11148 | 100000 | 100000 | 0 | 0 | 0
478 |  |  |  | 9795.2055 |  |  |  |  | 6247.913 | 6796.6538 | 7345.3947 | 7894.1355 | 8442.8763 | 49108.9331 | 47782.1784 | 46455.4237 | 45128.669 | 43801.9143 |  | 0 |  |  |  |  | 1 | 1 | 1 | 1 | 1 | [5 empty] | 2.564 | 8.8883 | 570.7763 | 26826.484 | 684.9315 | 0.11275 | 0.12284 | 0.10311 | 0.12624 | 0.11117 | 0.11275 | 0.12284 | 0.10311 | 0.12624 | 0.11118 | 100000 | 100000 | 0 | 0 | 0
479 |  |  |  | 9795.2055 |  |  |  |  | 5999.636 | 6451.8552 | 6904.0744 | 7356.2935 | 7808.5127 | 40494.8418 | 39400.8103 | 38306.7787 | 37212.7472 | 36118.7157 |  | 0 |  |  |  |  | 1 | 1 | 1 | 1 | 1 | [5 empty] | 3.8004 | 8.1372 | 570.7763 | 26826.484 | 684.9315 | 0.10926 | 0.12125 | 0.10258 | 0.13108 | 0.11035 | 0.10926 | 0.12125 | 0.10258 | 0.13108 | 0.11035 | 100000 | 100000 | 0 | 0 | 0
480 |  |  |  | 9795.2055 |  |  |  |  | 4471.3274 | 4864.2324 | 5257.1374 | 5650.0424 | 6042.9474 | 32612.8164 | 31731.7301 | 30850.6438 | 29969.5575 | 29088.4712 |  | 0 |  |  |  |  | 1 | 1 | 1 | 1 | 1 | [5 empty] | 3.6724 | 7.7897 | 570.7763 | 26826.484 | 684.9315 | 0.10738 | 0.12087 | 0.10254 | 0.13101 | 0.10996 | 0.10738 | 0.12087 | 0.10254 | 0.13101 | 0.10996 | 100000 | 100000 | 0 | 0 | 0
481 |  |  |  | 9795.2055 |  |  |  |  | 3367.0939 | 3582.2731 | 3797.4522 | 4012.6314 | 4227.8106 | 25629.6971 | 24937.2708 | 24244.8444 | 23552.418 | 22859.9916 |  | 0 |  |  |  |  | 1 | 1 | 1 | 1 | 1 | [5 empty] | 3.956 | 8.5124 | 570.7763 | 26826.484 | 684.9315 | 0.1074 | 0.12101 | 0.10333 | 0.1319 | 0.11049 | 0.1074 | 0.12101 | 0.10333 | 0.1319 | 0.11049 | 100000 | 100000 | 0 | 0 | 0
482 |  |  |  | 9795.2055 |  |  |  |  | 2398.8788 | 2500.1838 | 2601.4888 | 2702.7938 | 2804.0988 | 26917.0121 | 26189.8069 | 25462.6016 | 24735.3964 | 24008.1912 |  | 0 |  |  |  |  | 1 | 1 | 1 | 1 | 1 | [5 empty] | 3.6937 | 8.6563 | 570.7763 | 26826.484 | 684.9315 | 0.10741 | 0.12193 | 0.10415 | 0.1345 | 0.11203 | 0.10741 | 0.12193 | 0.10415 | 0.1345 | 0.11203 | 100000 | 100000 | 0 | 0 | 0
483 |  |  |  | 9795.2055 |  |  |  |  | 1813.5008 | 1861.1833 | 1908.8658 | 1956.5483 | 2004.2308 | 27337.4584 | 26598.8942 | 25860.3299 | 25121.7657 | 24383.2015 |  | 0 |  |  |  |  | 1 | 1 | 1 | 1 | 1 | [5 empty] | 4.7341 | 8.7321 | 570.7763 | 26826.484 | 684.9315 | 0.10737 | 0.12198 | 0.10422 | 0.13459 | 0.11198 | 0.10737 | 0.12198 | 0.10421 | 0.13459 | 0.11198 | 100000 | 100000 | 0 | 0 | 0
484 |  |  |  | 9795.2055 |  |  |  |  | 1698.7668 | 1739.3268 | 1779.8868 | 1820.4468 | 1861.0068 | 29698.2398 | 28895.8954 | 28093.551 | 27291.2065 | 26488.8621 |  | 0 |  |  |  |  | 1 | 1 | 1 | 1 | 1 | [5 empty] | 5.7337 | 8.9899 | 570.7763 | 26826.484 | 684.9315 | 0.10612 | 0.11996 | 0.096521 | 0.11885 | 0.10825 | 0.10612 | 0.11996 | 0.096521 | 0.11885 | 0.10825 | 100000 | 100000 | 0 | 0 | 0
485 |  |  |  | 9795.2055 |  |  |  |  | 1917.6981 | 1958.2581 | 1998.8181 | 2039.3781 | 2079.9381 | 34956.8386 | 34012.4249 | 33068.0112 | 32123.5975 | 31179.1838 |  | 0 |  |  |  |  | 1 | 1 | 1 | 1 | 1 | [5 empty] | 5.8682 | 9.6439 | 570.7763 | 26826.484 | 684.9315 | 0.10594 | 0.12111 | 0.09674 | 0.11855 | 0.10853 | 0.10594 | 0.12111 | 0.09674 | 0.11855 | 0.10853 | 100000 | 100000 | 0 | 0 | 0
486 |  |  |  | 9795.2055 |  |  |  |  | 2799.2773 | 2841.6248 | 2883.9723 | 2926.3198 | 2968.6673 | 51288.3964 | 49902.7601 | 48517.1238 | 47131.4875 | 45745.8512 |  | 0 |  |  |  |  | 1 | 1 | 1 | 1 | 1 | [5 empty] | 6.4753 | 9.969 | 570.7763 | 26826.484 | 684.9315 | 0.1071 | 0.12149 | 0.09753 | 0.12192 | 0.10998 | 0.1071 | 0.12149 | 0.09753 | 0.12192 | 0.10998 | 100000 | 100000 | 0 | 0 | 0
487 |  |  |  | 9795.2055 |  |  |  |  | 4392.676 | 4434.061 | 4475.446 | 4516.831 | 4558.216 | 60803.3982 | 59160.6992 | 57518.0002 | 55875.3012 | 54232.6023 |  | 0 |  |  |  |  | 1 | 1 | 1 | 1 | 1 | [5 empty] | 6.8809 | 10.012 | 570.7763 | 26826.484 | 684.9315 | 0.11118 | 0.13137 | 0.10232 | 0.12466 | 0.11541 | 0.11118 | 0.13137 | 0.10232 | 0.12466 | 0.11541 | 100000 | 100000 | 0 | 0 | 0
488 |  |  |  | 9795.2055 |  |  |  |  | 5744.8991 | 5785.8716 | 5826.8441 | 5867.8166 | 5908.7891 | 57195.7789 | 55650.5454 | 54105.3119 | 52560.0784 | 51014.8449 |  | 0 |  |  |  |  | 1 | 1 | 1 | 1 | 1 | [5 empty] | 7.875 | 9.8639 | 570.7763 | 26826.484 | 684.9315 | 0.11785 | 0.14602 | 0.10685 | 0.13092 | 0.1224 | 0.11785 | 0.14602 | 0.10685 | 0.13092 | 0.1224 | 100000 | 100000 | 0 | 0 | 0
489 |  |  |  | 9795.2055 |  |  |  |  | 4864.4906 | 4914.9781 | 4965.4656 | 5015.9531 | 5066.4406 | 54667.6662 | 53190.7337 | 51713.8011 | 50236.8685 | 48759.9359 |  | 0.09062 |  |  |  |  | 1 | 1 | 1 | 1 | 1 | [5 empty] | 8.9921 | 9.9641 | 570.7763 | 26826.484 | 684.9315 | 0.12015 | 0.14749 | 0.10967 | 0.13405 | 0.12228 | 0.12015 | 0.14749 | 0.10968 | 0.13405 | 0.12228 | 100000 | 100000 | 0 | 0 | 0
490 |  |  |  | 9795.2055 |  |  |  |  | 4314.2354 | 4387.9879 | 4461.7404 | 4535.4929 | 4609.2454 | 53070.4545 | 51636.6731 | 50202.8917 | 48769.1103 | 47335.3288 |  | 0.33854 |  |  |  |  | 1 | 1 | 1 | 1 | 1 | [5 empty] | 8.9599 | 10.0583 | 570.7763 | 26826.484 | 684.9315 | 0.11884 | 0.14648 | 0.10992 | 0.13475 | 0.12078 | 0.11884 | 0.14648 | 0.10992 | 0.13475 | 0.12078 | 100000 | 100000 | 0 | 0 | 0
491 |  |  |  | 9795.2055 |  |  |  |  | 4391.5053 | 4498.0353 | 4604.5653 | 4711.0953 | 4817.6253 | 51188.7167 | 49805.7734 | 48422.8301 | 47039.8868 | 45656.9434 |  | 0.51075 |  |  |  |  | 1 | 1 | 1 | 1 | 1 | [5 empty] | 7.793 | 10.1152 | 570.7763 | 26826.484 | 684.9315 | 0.1194 | 0.14651 | 0.11022 | 0.13413 | 0.12129 | 0.1194 | 0.14651 | 0.11022 | 0.13413 | 0.12129 | 100000 | 100000 | 0 | 0 | 0
492 |  |  |  | 9795.2055 |  |  |  |  | 5077.5682 | 5243.6615 | 5409.7549 | 5575.8482 | 5741.9415 | 49035.1383 | 47710.3773 | 46385.6163 | 45060.8553 | 43736.0942 |  | 0.67693 |  |  |  |  | 1 | 1 | 1 | 1 | 1 | [5 empty] | 5.7588 | 9.6993 | 570.7763 | 26826.484 | 684.9315 | 0.11906 | 0.14659 | 0.11033 | 0.13365 | 0.12156 | 0.11906 | 0.14659 | 0.11033 | 0.13365 | 0.12156 | 100000 | 100000 | 0 | 0 | 0
493 |  |  |  | 9795.2055 |  |  |  |  | 4898.4426 | 5108.1226 | 5317.8026 | 5527.4826 | 5737.1626 | 48336.8114 | 47030.9167 | 45725.0221 | 44419.1275 | 43113.2328 |  | 0.43023 |  |  |  |  | 1 | 1 | 1 | 1 | 1 | [5 empty] | 4.7502 | 9.323 | 570.7763 | 26826.484 | 684.9315 | 0.11881 | 0.14641 | 0.10995 | 0.13479 | 0.1207 | 0.11881 | 0.14642 | 0.10995 | 0.13479 | 0.1207 | 100000 | 100000 | 0 | 0 | 0
494 |  |  |  | 9795.2055 |  |  |  |  | 4887.9058 | 5161.5749 | 5435.2441 | 5708.9133 | 5982.5824 | 47877.7036 | 46584.2125 | 45290.7214 | 43997.2303 | 42703.7392 |  | 0.29408 |  |  |  |  | 1 | 1 | 1 | 1 | 1 | [5 empty] | 4.7857 | 9.1622 | 570.7763 | 26826.484 | 684.9315 | 0.11901 | 0.14689 | 0.10991 | 0.13415 | 0.12063 | 0.11901 | 0.14689 | 0.10991 | 0.13415 | 0.12063 | 100000 | 100000 | 0 | 0 | 0
495 |  |  |  | 9795.2055 |  |  |  |  | 4868.0029 | 5189.7404 | 5511.4779 | 5833.2154 | 6154.9529 | 48420.7796 | 47112.6164 | 45804.4532 | 44496.2901 | 43188.1269 |  | 0.10778 |  |  |  |  | 1 | 1 | 1 | 1 | 1 | [5 empty] | 5.1542 | 9.2848 | 570.7763 | 26826.484 | 684.9315 | 0.12172 | 0.14846 | 0.11534 | 0.13541 | 0.12267 | 0.12172 | 0.14846 | 0.11534 | 0.13541 | 0.12267 | 100000 | 100000 | 0 | 0 | 0
496 |  |  |  | 9795.2055 |  |  |  |  | 4577.6555 | 5000.9188 | 5424.1821 | 5847.4455 | 6270.7088 | 49183.744 | 47854.9682 | 46526.1924 | 45197.4165 | 43868.6407 |  | 0.05533 |  |  |  |  | 1 | 1 | 1 | 1 | 1 | [5 empty] | 5.307 | 9.6338 | 570.7763 | 26826.484 | 684.9315 | 0.12325 | 0.15414 | 0.11769 | 0.13666 | 0.12411 | 0.12325 | 0.15414 | 0.11769 | 0.13666 | 0.12411 | 100000 | 100000 | 0 | 0 | 0
497 |  |  |  | 9795.2055 |  |  |  |  | 4948.7851 | 5565.4484 | 6182.1117 | 6798.7751 | 7415.4384 | 51983.6973 | 50579.2764 | 49174.8554 | 47770.4344 | 46366.0135 |  | 0 |  |  |  |  | 1 | 1 | 1 | 1 | 1 | [5 empty] | 5.3001 | 9.4373 | 570.7763 | 26826.484 | 684.9315 | 0.12322 | 0.15221 | 0.1159 | 0.13347 | 0.12298 | 0.12322 | 0.15221 | 0.1159 | 0.13347 | 0.12298 | 100000 | 100000 | 0 | 0 | 0
498 |  |  |  | 9795.2055 |  |  |  |  | 6744.7246 | 7528.4437 | 8312.1629 | 9095.8821 | 9879.6012 | 54020.6861 | 52561.2327 | 51101.7793 | 49642.3259 | 48182.8725 |  | 0 |  |  |  |  | 1 | 1 | 1 | 1 | 1 | [5 empty] | 5.4064 | 9.1873 | 570.7763 | 26826.484 | 684.9315 | 0.12321 | 0.1505 | 0.11053 | 0.13117 | 0.12129 | 0.12321 | 0.1505 | 0.11053 | 0.13117 | 0.12129 | 100000 | 100000 | 0 | 0 | 0
499 |  |  |  | 9795.2055 |  |  |  |  | 7895.5776 | 8698.5459 | 9501.5143 | 10304.4826 | 11107.4509 | 54887.5547 | 53404.6815 | 51921.8083 | 50438.9351 | 48956.0619 |  | 0 |  |  |  |  | 1 | 1 | 1 | 1 | 1 | [5 empty] | 5.366 | 9.7575 | 570.7763 | 26826.484 | 684.9315 | 0.12327 | 0.14935 | 0.11041 | 0.13014 | 0.12039 | 0.12327 | 0.14936 | 0.11041 | 0.13014 | 0.12039 | 100000 | 100000 | 0 | 0 | 0
500 |  |  |  | 9795.2055 |  |  |  |  | 8287.7808 | 9039.9858 | 9792.1908 | 10544.3958 | 11296.6008 | 54887.5547 | 53404.6815 | 51921.8083 | 50438.9351 | 48956.0619 |  | 0 |  |  |  |  | 1 | 1 | 1 | 1 | 1 | [5 empty] | 5.6408 | 9.9555 | 570.7763 | 26826.484 | 684.9315 | 0.12311 | 0.14841 | 0.1088 | 0.1296 | 0.11927 | 0.12311 | 0.14841 | 0.1088 | 0.1296 | 0.11927 | 100000 | 100000 | 0 | 0 | 0
501 |  |  |  | 9795.2055 |  |  |  |  | 7353.5176 | 7976.3135 | 8599.1093 | 9221.9051 | 9844.701 | 53354.9805 | 51913.5122 | 50472.0438 | 49030.5755 | 47589.1072 |  | 0 |  |  |  |  | 1 | 1 | 1 | 1 | 1 | [5 empty] | 5.1743 | 9.9223 | 570.7763 | 26826.484 | 684.9315 | 0.11953 | 0.14571 | 0.10773 | 0.12888 | 0.11779 | 0.11953 | 0.14571 | 0.10773 | 0.12888 | 0.11779 | 100000 | 100000 | 0 | 0 | 0
502 |  |  |  | 9795.2055 |  |  |  |  | 6245.9826 | 6794.7234 | 7343.4642 | 7892.2051 | 8440.9459 | 48291.5046 | 46986.834 | 45682.1634 | 44377.4928 | 43072.8222 |  | 0 |  |  |  |  | 1 | 1 | 1 | 1 | 1 | [5 empty] | 4.5744 | 10.1909 | 570.7763 | 26826.484 | 684.9315 | 0.11636 | 0.1436 | 0.10573 | 0.12698 | 0.1154 | 0.11636 | 0.1436 | 0.10573 | 0.12698 | 0.1154 | 100000 | 100000 | 0 | 0 | 0
503 |  |  |  | 9795.2055 |  |  |  |  | 5997.7823 | 6445.4648 | 6893.1473 | 7340.8298 | 7788.5123 | 37648.0581 | 36630.9369 | 35613.8157 | 34596.6944 | 33579.5732 |  | 0 |  |  |  |  | 1 | 1 | 1 | 1 | 1 | [5 empty] | 4.0809 | 10.1919 | 570.7763 | 26826.484 | 684.9315 | 0.11314 | 0.13508 | 0.099297 | 0.12363 | 0.1126 | 0.11314 | 0.13508 | 0.099297 | 0.12363 | 0.1126 | 100000 | 100000 | 0 | 0 | 0
504 |  |  |  | 9795.2055 |  |  |  |  | 4469.9459 | 4862.8509 | 5255.7559 | 5648.6609 | 6041.5659 | 28851.3072 | 28071.8439 | 27292.3807 | 26512.9175 | 25733.4542 |  | 0 |  |  |  |  | 1 | 1 | 1 | 1 | 1 | [5 empty] | 3.3319 | 10.3863 | 570.7763 | 26826.484 | 684.9315 | 0.10969 | 0.1346 | 0.099133 | 0.12485 | 0.11269 | 0.10969 | 0.1346 | 0.099133 | 0.12485 | 0.11269 | 100000 | 100000 | 0 | 0 | 0
505 |  |  |  | 9795.2055 |  |  |  |  | 3365.7794 | 3572.7094 | 3779.6394 | 3986.5694 | 4193.4994 | 26128.6112 | 25422.7059 | 24716.8005 | 24010.8952 | 23304.9899 |  | 0 |  |  |  |  | 1 | 1 | 1 | 1 | 1 | [5 empty] | 2.6073 | 10.5868 | 570.7763 | 26826.484 | 684.9315 | 0.10981 | 0.13476 | 0.10049 | 0.12671 | 0.11295 | 0.10981 | 0.13476 | 0.10049 | 0.12671 | 0.11295 | 100000 | 100000 | 0 | 0 | 0
506 |  |  |  | 9795.2055 |  |  |  |  | 2397.9423 | 2492.9781 | 2588.0139 | 2683.0498 | 2778.0856 | 27439.7788 | 26698.4502 | 25957.1216 | 25215.793 | 24474.4644 |  | 0 |  |  |  |  | 1 | 1 | 1 | 1 | 1 | [5 empty] | 2.0252 | 10.6578 | 570.7763 | 26826.484 | 684.9315 | 0.10997 | 0.13494 | 0.10115 | 0.12772 | 0.11311 | 0.10997 | 0.13494 | 0.10115 | 0.12772 | 0.11311 | 100000 | 100000 | 0 | 0 | 0
507 |  |  |  | 9795.2055 |  |  |  |  | 1812.7929 | 1863.2804 | 1913.7679 | 1964.2554 | 2014.7429 | 27868.1367 | 27115.2354 | 26362.334 | 25609.4327 | 24856.5313 |  | 0 |  |  |  |  | 1 | 1 | 1 | 1 | 1 | [5 empty] | 0.89011 | 10.5824 | 570.7763 | 26826.484 | 684.9315 | 0.10993 | 0.13478 | 0.099949 | 0.12549 | 0.11283 | 0.10993 | 0.13478 | 0.099949 | 0.12549 | 0.11283 | 100000 | 100000 | 0 | 0 | 0
508 |  |  |  | 9795.2055 |  |  |  |  | 1698.1036 | 1738.9386 | 1779.7736 | 1820.6086 | 1861.4436 | 30274.0164 | 29456.1164 | 28638.2165 | 27820.3165 | 27002.4166 |  | 0 |  |  |  |  | 1 | 1 | 1 | 1 | 1 | [5 empty] | 0.42475 | 10.6463 | 570.7763 | 26826.484 | 684.9315 | 0.10625 | 0.10631 | 0.089519 | 0.11656 | 0.10258 | 0.10625 | 0.10631 | 0.089519 | 0.11656 | 0.10258 | 100000 | 100000 | 0 | 0 | 0
509 |  |  |  | 9795.2055 |  |  |  |  | 1916.9495 | 1958.197 | 1999.4445 | 2040.692 | 2081.9395 | 35632.3436 | 34669.68 | 33707.0165 | 32744.353 | 31781.6894 |  | 0 |  |  |  |  | 1 | 1 | 1 | 1 | 1 | [5 empty] | 0.93186 | 10.7082 | 570.7763 | 26826.484 | 684.9315 | 0.10662 | 0.10605 | 0.090032 | 0.11808 | 0.10282 | 0.10662 | 0.10605 | 0.090032 | 0.11808 | 0.10282 | 100000 | 100000 | 0 | 0 | 0
510 |  |  |  | 9795.2055 |  |  |  |  | 2798.1845 | 2838.332 | 2878.4795 | 2918.627 | 2958.7745 | 52275.4339 | 50863.1312 | 49450.8285 | 48038.5258 | 46626.2232 |  | 0 |  |  |  |  | 1 | 1 | 1 | 1 | 1 | [5 empty] | 2.171 | 10.605 | 570.7763 | 26826.484 | 684.9315 | 0.10653 | 0.10677 | 0.090599 | 0.11857 | 0.10388 | 0.10653 | 0.10677 | 0.090599 | 0.11857 | 0.10388 | 100000 | 100000 | 0 | 0 | 0
511 |  |  |  | 9795.2055 |  |  |  |  | 4390.9611 | 4433.5836 | 4476.2061 | 4518.8286 | 4561.4511 | 61992.9982 | 60318.1603 | 58643.3224 | 56968.4845 | 55293.6466 |  | 0 |  |  |  |  | 1 | 1 | 1 | 1 | 1 | [5 empty] | 3.357 | 10.4328 | 570.7763 | 26826.484 | 684.9315 | 0.11072 | 0.11041 | 0.093349 | 0.1198 | 0.10559 | 0.11072 | 0.11041 | 0.093349 | 0.1198 | 0.10559 | 100000 | 100000 | 0 | 0 | 0
512 |  |  |  | 9795.2055 |  |  |  |  | 5742.6563 | 5784.3163 | 5825.9763 | 5867.6363 | 5909.2963 | 58311.1504 | 56735.7834 | 55160.4164 | 53585.0494 | 52009.6824 |  | 0 |  |  |  |  | 1 | 1 | 1 | 1 | 1 | [5 empty] | 4.3106 | 10.5672 | 570.7763 | 26826.484 | 684.9315 | 0.11757 | 0.12821 | 0.10025 | 0.1289 | 0.11236 | 0.11757 | 0.12822 | 0.10025 | 0.1289 | 0.11236 | 100000 | 100000 | 0 | 0 | 0
513 |  |  |  | 9795.2055 |  |  |  |  | 4862.5916 | 4909.9441 | 4957.2966 | 5004.6491 | 5052.0016 | 55731.7205 | 54226.0409 | 52720.3612 | 51214.6815 | 49709.0018 |  | 0.08308 |  |  |  |  | 1 | 1 | 1 | 1 | 1 | [5 empty] | 4.1484 | 11.043 | 570.7763 | 26826.484 | 684.9315 | 0.11583 | 0.114 | 0.092322 | 0.12361 | 0.10684 | 0.11583 | 0.114 | 0.092322 | 0.12361 | 0.10685 | 100000 | 100000 | 0 | 0 | 0
514 |  |  |  | 9795.2055 |  |  |  |  | 4312.5511 | 4384.5711 | 4456.5911 | 4528.6111 | 4600.6311 | 54102.6992 | 52641.0301 | 51179.361 | 49717.6918 | 48256.0227 |  | 0.08324 |  |  |  |  | 1 | 1 | 1 | 1 | 1 | [5 empty] | 2.8156 | 11.0334 | 570.7763 | 26826.484 | 684.9315 | 0.1105 | 0.099653 | 0.086706 | 0.096489 | 0.076809 | 0.1105 | 0.099653 | 0.086706 | 0.096489 | 0.076809 | 100000 | 100000 | 0 | 0 | 0
515 |  |  |  | 9795.2055 |  |  |  |  | 4389.7908 | 4493.4608 | 4597.1308 | 4700.8008 | 4804.4708 | 52183.4942 | 50773.6754 | 49363.8566 | 47954.0378 | 46544.219 |  | 0.06467 |  |  |  |  | 1 | 1 | 1 | 1 | 1 | [5 empty] | 2.429 | 10.4666 | 570.7763 | 26826.484 | 684.9315 | 0.10935 | 0.098573 | 0.086365 | 0.095403 | 0.076191 | 0.10935 | 0.098573 | 0.086364 | 0.095403 | 0.076191 | 100000 | 100000 | 0 | 0 | 0
516 |  |  |  | 9795.2055 |  |  |  |  | 5075.5859 | 5245.5284 | 5415.4709 | 5585.4134 | 5755.3559 | 49987.9406 | 48637.4381 | 47286.9357 | 45936.4332 | 44585.9307 |  | 0.07169 |  |  |  |  | 1 | 1 | 1 | 1 | 1 | [5 empty] | 2.2504 | 10.056 | 570.7763 | 26826.484 | 684.9315 | 0.10935 | 0.098406 | 0.086325 | 0.095572 | 0.075622 | 0.10935 | 0.098406 | 0.086325 | 0.095572 | 0.075622 | 100000 | 100000 | 0 | 0 | 0
517 |  |  |  | 9795.2055 |  |  |  |  | 4896.5302 | 5107.5852 | 5318.6402 | 5529.6952 | 5740.7502 | 49275.5283 | 47944.2728 | 46613.0172 | 45281.7617 | 43950.5062 |  | 0.07799 |  |  |  |  | 1 | 1 | 1 | 1 | 1 | [5 empty] | 2.3215 | 9.7711 | 570.7763 | 26826.484 | 684.9315 | 0.10932 | 0.098586 | 0.086061 | 0.095312 | 0.075884 | 0.10932 | 0.098586 | 0.086061 | 0.095312 | 0.075884 | 100000 | 100000 | 0 | 0 | 0
518 |  |  |  | 9795.2055 |  |  |  |  | 4885.9975 | 5156.1467 | 5426.2959 | 5696.445 | 5966.5942 | 48807.2416 | 47488.6375 | 46170.0335 | 44851.4295 | 43532.8254 |  | 0.13 |  |  |  |  | 1 | 1 | 1 | 1 | 1 | [5 empty] | 2.5549 | 9.6378 | 570.7763 | 26826.484 | 684.9315 | 0.10956 | 0.098495 | 0.086029 | 0.09538 | 0.076012 | 0.10956 | 0.098495 | 0.086029 | 0.09538 | 0.076012 | 100000 | 100000 | 0 | 0 | 0
519 |  |  |  | 9795.2055 |  |  |  |  | 4866.1025 | 5198.565 | 5531.0275 | 5863.49 | 6195.9525 | 49361.5152 | 48027.9366 | 46694.358 | 45360.7794 | 44027.2008 |  | 0.19924 |  |  |  |  | 1 | 1 | 1 | 1 | 1 | [5 empty] | 2.9778 | 9.4577 | 570.7763 | 26826.484 | 684.9315 | 0.1131 | 0.10163 | 0.0877 | 0.10426 | 0.087899 | 0.1131 | 0.10163 | 0.0877 | 0.10426 | 0.087899 | 100000 | 100000 | 0 | 0 | 0
520 |  |  |  | 9795.2055 |  |  |  |  | 4575.8683 | 4999.1317 | 5422.395 | 5845.6583 | 6268.9217 | 50139.95 | 48785.3407 | 47430.7315 | 46076.1222 | 44721.513 |  | 0.16925 |  |  |  |  | 1 | 1 | 1 | 1 | 1 | [5 empty] | 3.4598 | 9.5418 | 570.7763 | 26826.484 | 684.9315 | 0.11813 | 0.11564 | 0.099932 | 0.11845 | 0.10053 | 0.11813 | 0.11564 | 0.099932 | 0.11845 | 0.10053 | 100000 | 100000 | 0 | 0 | 0
521 |  |  |  | 9795.2055 |  |  |  |  | 4946.8531 | 5573.8281 | 6200.8031 | 6827.7781 | 7454.7531 | 52995.7284 | 51563.9659 | 50132.2033 | 48700.4407 | 47268.6782 |  | 0 |  |  |  |  | 1 | 1 | 1 | 1 | 1 | [5 empty] | 4.6539 | 9.379 | 570.7763 | 26826.484 | 684.9315 | 0.11936 | 0.11503 | 0.099658 | 0.11872 | 0.10281 | 0.11936 | 0.11503 | 0.099658 | 0.11872 | 0.10281 | 100000 | 100000 | 0 | 0 | 0
522 |  |  |  | 9795.2055 |  |  |  |  | 6742.0914 | 7528.4231 | 8314.7548 | 9101.0864 | 9887.4181 | 55073.0721 | 53585.1869 | 52097.3016 | 50609.4163 | 49121.5311 |  | 0 |  |  |  |  | 1 | 1 | 1 | 1 | 1 | [5 empty] | 6.6665 | 9.5619 | 570.7763 | 26826.484 | 684.9315 | 0.11932 | 0.11468 | 0.099138 | 0.11681 | 0.099963 | 0.11932 | 0.11468 | 0.099138 | 0.11681 | 0.099963 | 100000 | 100000 | 0 | 0 | 0
523 |  |  |  | 9795.2055 |  |  |  |  | 7892.4952 | 8711.9635 | 9531.4318 | 10350.9002 | 11170.3685 | 55955.8817 | 54444.146 | 52932.4102 | 51420.6745 | 49908.9388 |  | 0 |  |  |  |  | 1 | 1 | 1 | 1 | 1 | [5 empty] | 6.3149 | 9.7062 | 570.7763 | 26826.484 | 684.9315 | 0.11929 | 0.11231 | 0.09758 | 0.11358 | 0.098244 | 0.11929 | 0.11231 | 0.09758 | 0.11358 | 0.098244 | 100000 | 100000 | 0 | 0 | 0
524 |  |  |  | 9795.2055 |  |  |  |  | 8284.5453 | 9034.1653 | 9783.7853 | 10533.4053 | 11283.0253 | 55955.8817 | 54444.146 | 52932.4102 | 51420.6745 | 49908.9388 |  | 0 |  |  |  |  | 1 | 1 | 1 | 1 | 1 | [5 empty] | 5.775 | 10.0404 | 570.7763 | 26826.484 | 684.9315 | 0.11859 | 0.11128 | 0.096375 | 0.11172 | 0.09736 | 0.11859 | 0.11128 | 0.096375 | 0.11172 | 0.09736 | 100000 | 100000 | 0 | 0 | 0
525 |  |  |  | 9795.2055 |  |  |  |  | 7350.6468 | 7994.3418 | 8638.0368 | 9281.7318 | 9925.4268 | 54392.8828 | 52923.374 | 51453.8651 | 49984.3562 | 48514.8473 |  | 0 |  |  |  |  | 1 | 1 | 1 | 1 | 1 | [5 empty] | 5.3255 | 10.0936 | 570.7763 | 26826.484 | 684.9315 | 0.11683 | 0.10845 | 0.095689 | 0.10988 | 0.096932 | 0.11683 | 0.10845 | 0.095689 | 0.10987 | 0.096932 | 100000 | 100000 | 0 | 0 | 0
526 |  |  |  | 9795.2055 |  |  |  |  | 6243.5441 | 6765.4741 | 7287.4041 | 7809.3341 | 8331.2641 | 49229.4702 | 47899.459 | 46569.4478 | 45239.4366 | 43909.4254 |  | 0 |  |  |  |  | 1 | 1 | 1 | 1 | 1 | [5 empty] | 6.0924 | 9.684 | 570.7763 | 26826.484 | 684.9315 | 0.11381 | 0.10677 | 0.09552 | 0.10931 | 0.096372 | 0.11381 | 0.10677 | 0.09552 | 0.10931 | 0.096372 | 100000 | 100000 | 0 | 0 | 0
527 |  |  |  | 9795.2055 |  |  |  |  | 5995.4408 | 6455.2233 | 6915.0058 | 7374.7883 | 7834.5708 | 38372.8886 | 37336.1849 | 36299.4813 | 35262.7776 | 34226.0739 |  | 0 |  |  |  |  | 1 | 1 | 1 | 1 | 1 | [5 empty] | 7.0572 | 8.9425 | 570.7763 | 26826.484 | 684.9315 | 0.11235 | 0.10539 | 0.095076 | 0.10923 | 0.095613 | 0.11235 | 0.10539 | 0.095076 | 0.10923 | 0.095613 | 100000 | 100000 | 0 | 0 | 0
528 |  |  |  | 9795.2055 |  |  |  |  | 4468.2009 | 4857.2284 | 5246.2559 | 5635.2834 | 6024.3109 | 29409.5947 | 28615.0485 | 27820.5022 | 27025.956 | 26231.4098 |  | 0 |  |  |  |  | 1 | 1 | 1 | 1 | 1 | [5 empty] | 6.1436 | 8.7286 | 570.7763 | 26826.484 | 684.9315 | 0.11021 | 0.105 | 0.094698 | 0.10963 | 0.096654 | 0.11021 | 0.105 | 0.094698 | 0.10963 | 0.096654 | 100000 | 100000 | 0 | 0 | 0
529 |  |  |  | 9795.2055 |  |  |  |  | 3527.9604 | 3848.7629 | 4169.5654 | 4490.3679 | 4811.1704 | 30707.1973 | 29877.5943 | 29047.9913 | 28218.3883 | 27388.7852 |  | 0 |  |  |  |  | 1 | 1 | 1 | 1 | 1 | [5 empty] | 4.1133 | 8.4212 | 570.7763 | 26826.484 | 684.9315 | 0.11025 | 0.10527 | 0.095549 | 0.11064 | 0.097459 | 0.11025 | 0.10527 | 0.095549 | 0.11064 | 0.097459 | 100000 | 100000 | 0 | 0 | 0
530 |  |  |  | 9795.2055 |  |  |  |  | 2586.3131 | 2765.9081 | 2945.5031 | 3125.0981 | 3304.6931 | 31295.2901 | 30449.7988 | 29604.3076 | 28758.8163 | 27913.3251 |  | 0 |  |  |  |  | 1 | 1 | 1 | 1 | 1 | [5 empty] | 2.114 | 8.4199 | 570.7763 | 26826.484 | 684.9315 | 0.11033 | 0.10556 | 0.09584 | 0.1113 | 0.097257 | 0.11033 | 0.10556 | 0.09584 | 0.1113 | 0.097257 | 100000 | 100000 | 0 | 0 | 0
531 |  |  |  | 9795.2055 |  |  |  |  | 1899.671 | 2009.061 | 2118.451 | 2227.841 | 2337.231 | 31926.0917 | 31063.5583 | 30201.025 | 29338.4916 | 28475.9583 |  | 0 |  |  |  |  | 1 | 1 | 1 | 1 | 1 | [5 empty] | 1.5638 | 8.7227 | 570.7763 | 26826.484 | 684.9315 | 0.11021 | 0.1051 | 0.094673 | 0.10858 | 0.094924 | 0.11021 | 0.1051 | 0.094673 | 0.10858 | 0.094924 | 100000 | 100000 | 0 | 0 | 0
532 |  |  |  | 9795.2055 |  |  |  |  | 1682.0978 | 1736.9578 | 1791.8178 | 1846.6778 | 1901.5378 | 33892.4201 | 32976.7633 | 32061.1066 | 31145.4498 | 30229.793 |  | 0 |  |  |  |  | 1 | 1 | 1 | 1 | 1 | [5 empty] | 1.8502 | 8.9177 | 570.7763 | 26826.484 | 684.9315 | 0.10613 | 0.093887 | 0.086079 | 0.10361 | 0.090359 | 0.10613 | 0.093887 | 0.086079 | 0.10361 | 0.090359 | 100000 | 100000 | 0 | 0 | 0
533 |  |  |  | 9795.2055 |  |  |  |  | 1848.202 | 1897.6995 | 1947.197 | 1996.6945 | 2046.192 | 38641.5046 | 37597.5439 | 36553.5832 | 35509.6224 | 34465.6617 |  | 0 |  |  |  |  | 1 | 1 | 1 | 1 | 1 | [5 empty] | 1.7033 | 8.6221 | 570.7763 | 26826.484 | 684.9315 | 0.10577 | 0.093268 | 0.08577 | 0.10301 | 0.090293 | 0.10577 | 0.093268 | 0.08577 | 0.10301 | 0.090293 | 100000 | 100000 | 0 | 0 | 0
534 |  |  |  | 9795.2055 |  |  |  |  | 2325.4593 | 2374.4618 | 2423.4643 | 2472.4668 | 2521.4693 | 53135.1806 | 51699.6506 | 50264.1205 | 48828.5904 | 47393.0603 |  | 0 |  |  |  |  | 1 | 1 | 1 | 1 | 1 | [5 empty] | 1.9839 | 9.2355 | 570.7763 | 26826.484 | 684.9315 | 0.10621 | 0.094942 | 0.087892 | 0.10533 | 0.092732 | 0.10621 | 0.094942 | 0.087892 | 0.10533 | 0.092732 | 100000 | 100000 | 0 | 0 | 0
535 |  |  |  | 9795.2055 |  |  |  |  | 3017.9502 | 3060.1602 | 3102.3702 | 3144.5802 | 3186.7902 | 63218.0848 | 61510.1492 | 59802.2137 | 58094.2782 | 56386.3427 |  | 0 |  |  |  |  | 1 | 1 | 1 | 1 | 1 | [5 empty] | 1.6374 | 8.6979 | 570.7763 | 26826.484 | 684.9315 | 0.10932 | 0.097481 | 0.090407 | 0.10869 | 0.094587 | 0.10932 | 0.097481 | 0.090407 | 0.10869 | 0.094587 | 100000 | 100000 | 0 | 0 | 0
536 |  |  |  | 9795.2055 |  |  |  |  | 4325.7286 | 4367.2511 | 4408.7736 | 4450.2961 | 4491.8186 | 58625.0749 | 57041.2268 | 55457.3786 | 53873.5304 | 52289.6822 |  | 0 |  |  |  |  | 1 | 1 | 1 | 1 | 1 | [5 empty] | 1.6913 | 9.1312 | 570.7763 | 26826.484 | 684.9315 | 0.11348 | 0.10235 | 0.094758 | 0.11553 | 0.098357 | 0.11348 | 0.10235 | 0.094759 | 0.11553 | 0.098357 | 100000 | 100000 | 0 | 0 | 0
537 |  |  |  | 9795.2055 |  |  |  |  | 4646.2396 | 4721.9721 | 4797.7046 | 4873.4371 | 4949.1696 | 57414.4078 | 55863.2677 | 54312.1276 | 52760.9875 | 51209.8474 |  | 0.13726 |  |  |  |  | 1 | 1 | 1 | 1 | 1 | [5 empty] | 1.7381 | 9.4795 | 570.7763 | 26826.484 | 684.9315 | 0.11015 | 0.095698 | 0.086911 | 0.10387 | 0.092337 | 0.11015 | 0.095699 | 0.086911 | 0.10387 | 0.092337 | 100000 | 100000 | 0 | 0 | 0
538 |  |  |  | 9795.2055 |  |  |  |  | 5054.4817 | 5174.9267 | 5295.3717 | 5415.8167 | 5536.2617 | 55898.1852 | 54388.0082 | 52877.8313 | 51367.6543 | 49857.4773 |  | 0.48235 |  |  |  |  | 1 | 1 | 1 | 1 | 1 | [5 empty] | 1.7179 | 9.5382 | 570.7763 | 26826.484 | 684.9315 | 0.10622 | 0.090736 | 0.081914 | 0.083627 | 0.064264 | 0.10622 | 0.090736 | 0.081914 | 0.083627 | 0.064264 | 100000 | 100000 | 0 | 0 | 0
539 |  |  |  | 9795.2055 |  |  |  |  | 5419.4431 | 5667.5106 | 5915.5781 | 6163.6456 | 6411.7131 | 54398.3868 | 52928.7292 | 51459.0716 | 49989.414 | 48519.7565 |  | 0.43916 |  |  |  |  | 1 | 1 | 1 | 1 | 1 | [5 empty] | 0.82037 | 9.6169 | 570.7763 | 26826.484 | 684.9315 | 0.10623 | 0.091245 | 0.082417 | 0.083669 | 0.062656 | 0.10623 | 0.091245 | 0.082417 | 0.083669 | 0.062656 | 100000 | 100000 | 0 | 0 | 0
540 |  |  |  | 9795.2055 |  |  |  |  | 6184.4584 | 6499.7609 | 6815.0634 | 7130.3659 | 7445.6684 | 52123.2362 | 50715.0454 | 49306.8546 | 47898.6638 | 46490.473 |  | 0.7409 |  |  |  |  | 1 | 1 | 1 | 1 | 1 | [5 empty] | 0.24258 | 9.1974 | 570.7763 | 26826.484 | 684.9315 | 0.10625 | 0.091773 | 0.083144 | 0.084576 | 0.063233 | 0.10625 | 0.091773 | 0.083144 | 0.084576 | 0.063233 | 100000 | 100000 | 0 | 0 | 0
541 |  |  |  | 9795.2055 |  |  |  |  | 5945.8297 | 6392.7972 | 6839.7647 | 7286.7322 | 7733.6997 | 51328.1631 | 49941.4524 | 48554.7417 | 47168.0311 | 45781.3204 |  | 0.56505 |  |  |  |  | 1 | 1 | 1 | 1 | 1 | [5 empty] | 0.21287 | 9.1774 | 570.7763 | 26826.484 | 684.9315 | 0.10633 | 0.091894 | 0.082803 | 0.084597 | 0.06292 | 0.10633 | 0.091894 | 0.082803 | 0.084597 | 0.06292 | 100000 | 100000 | 0 | 0 | 0
542 |  |  |  | 9795.2055 |  |  |  |  | 5734.1053 | 6238.7653 | 6743.4253 | 7248.0853 | 7752.7453 | 50485.4509 | 49121.5074 | 47757.5639 | 46393.6204 | 45029.6769 |  | 0.5535 |  |  |  |  | 1 | 1 | 1 | 1 | 1 | [5 empty] | 0.63203 | 8.993 | 570.7763 | 26826.484 | 684.9315 | 0.10697 | 0.092709 | 0.083031 | 0.085104 | 0.063718 | 0.10697 | 0.092709 | 0.083031 | 0.085104 | 0.063718 | 100000 | 100000 | 0 | 0 | 0
543 |  |  |  | 9795.2055 |  |  |  |  | 6061.6348 | 6563.1873 | 7064.7398 | 7566.2923 | 8067.8448 | 51265.7332 | 49880.7092 | 48495.6852 | 47110.6611 | 45725.6371 |  | 0.44975 |  |  |  |  | 1 | 1 | 1 | 1 | 1 | [5 empty] | 0.89467 | 9.2873 | 570.7763 | 26826.484 | 684.9315 | 0.11304 | 0.098845 | 0.087547 | 0.10215 | 0.087847 | 0.11304 | 0.098845 | 0.087547 | 0.10215 | 0.087847 | 100000 | 100000 | 0 | 0 | 0
544 |  |  |  | 9795.2055 |  |  |  |  | 6400.8618 | 6893.6976 | 7386.5334 | 7879.3693 | 8372.2051 | 51753.6176 | 50355.4126 | 48957.2076 | 47559.0027 | 46160.7977 |  | 0.1802 |  |  |  |  | 1 | 1 | 1 | 1 | 1 | [5 empty] | 1.304 | 10.1856 | 570.7763 | 26826.484 | 684.9315 | 0.11769 | 0.10811 | 0.14576 | 0.12886 | 0.10599 | 0.11769 | 0.10811 | 0.14576 | 0.12886 | 0.10599 | 100000 | 100000 | 0 | 0 | 0
545 |  |  |  | 9795.2055 |  |  |  |  | 7055.9207 | 7534.4024 | 8012.8841 | 8491.3657 | 8969.8474 | 54702.2785 | 53224.4108 | 51746.5432 | 50268.6755 | 48790.8078 |  | 0 |  |  |  |  | 1 | 1 | 1 | 1 | 1 | [5 empty] | 1.3257 | 10.9379 | 570.7763 | 26826.484 | 684.9315 | 0.11871 | 0.10709 | 0.14901 | 0.14062 | 0.11369 | 0.11871 | 0.10709 | 0.14901 | 0.14062 | 0.11369 | 100000 | 100000 | 0 | 0 | 0
546 |  |  |  | 9795.2055 |  |  |  |  | 8812.8824 | 9301.2632 | 9789.6441 | 10278.0249 | 10766.4057 | 56059.1598 | 54544.6339 | 53030.1079 | 51515.5819 | 50001.056 |  | 0 |  |  |  |  | 1 | 1 | 1 | 1 | 1 | [5 empty] | 1.4455 | 11.4651 | 570.7763 | 26826.484 | 684.9315 | 0.11807 | 0.1043 | 0.14415 | 0.13921 | 0.11195 | 0.11807 | 0.1043 | 0.14415 | 0.13921 | 0.11196 | 100000 | 100000 | 0 | 0 | 0
547 |  |  |  | 9795.2055 |  |  |  |  | 9191.8808 | 9681.1958 | 10170.5108 | 10659.8258 | 11149.1408 | 56551.9745 | 55024.1344 | 53496.2943 | 51968.4541 | 50440.614 |  | 0 |  |  |  |  | 1 | 1 | 1 | 1 | 1 | [5 empty] | 1.5687 | 11.8961 | 570.7763 | 26826.484 | 684.9315 | 0.11954 | 0.1049 | 0.13846 | 0.1347 | 0.11077 | 0.11954 | 0.1049 | 0.13846 | 0.1347 | 0.11076 | 100000 | 100000 | 0 | 0 | 0
548 |  |  |  | 9795.2055 |  |  |  |  | 8529.8034 | 9023.0242 | 9516.245 | 10009.4659 | 10502.6867 | 56159.3682 | 54642.135 | 53124.9017 | 51607.6685 | 50090.4352 |  | 0 |  |  |  |  | 1 | 1 | 1 | 1 | 1 | [5 empty] | 1.8222 | 11.6859 | 570.7763 | 26826.484 | 684.9315 | 0.11825 | 0.10447 | 0.13953 | 0.13496 | 0.11256 | 0.11825 | 0.10447 | 0.13953 | 0.13496 | 0.11257 | 100000 | 100000 | 0 | 0 | 0
549 |  |  |  | 9795.2055 |  |  |  |  | 7191.6115 | 7623.564 | 8055.5165 | 8487.469 | 8919.4215 | 54388.5262 | 52919.135 | 51449.7439 | 49980.3527 | 48510.9615 |  | 0 |  |  |  |  | 1 | 1 | 1 | 1 | 1 | [5 empty] | 2.1137 | 11.1364 | 570.7763 | 26826.484 | 684.9315 | 0.1132 | 0.10154 | 0.13533 | 0.12325 | 0.1076 | 0.1132 | 0.10154 | 0.13533 | 0.12325 | 0.1076 | 100000 | 100000 | 0 | 0 | 0
550 |  |  |  | 9795.2055 |  |  |  |  | 6104.9155 | 6490.0655 | 6875.2155 | 7260.3655 | 7645.5155 | 49128.5696 | 47801.2844 | 46473.9992 | 45146.714 | 43819.4288 |  | 0 |  |  |  |  | 1 | 1 | 1 | 1 | 1 | [5 empty] | 2.0631 | 10.8856 | 570.7763 | 26826.484 | 684.9315 | 0.11156 | 0.098496 | 0.1288 | 0.1217 | 0.10664 | 0.11156 | 0.098496 | 0.1288 | 0.1217 | 0.10664 | 100000 | 100000 | 0 | 0 | 0
551 |  |  |  | 9795.2055 |  |  |  |  | 6275.6987 | 6631.4254 | 6987.152 | 7342.8787 | 7698.6054 | 40510.9217 | 39416.4557 | 38321.9898 | 37227.5238 | 36133.0578 |  | 0 |  |  |  |  | 1 | 1 | 1 | 1 | 1 | [5 empty] | 2.1219 | 10.8392 | 570.7763 | 26826.484 | 684.9315 | 0.10892 | 0.095177 | 0.12786 | 0.12213 | 0.10628 | 0.10892 | 0.095178 | 0.12786 | 0.12213 | 0.10627 | 100000 | 100000 | 0 | 0 | 0
552 |  |  |  | 9795.2055 |  |  |  |  | 4999.5035 | 5344.8352 | 5690.1668 | 6035.4985 | 6380.8302 | 32625.8867 | 31744.4473 | 30863.0079 | 29981.5685 | 29100.1291 |  | 0 |  |  |  |  | 1 | 1 | 1 | 1 | 1 | [5 empty] | 2.2787 | 10.7977 | 570.7763 | 26826.484 | 684.9315 | 0.10502 | 0.095169 | 0.13071 | 0.12812 | 0.10907 | 0.10502 | 0.095169 | 0.13072 | 0.12812 | 0.10907 | 100000 | 100000 | 0 | 0 | 0
553 |  |  |  | 9795.2055 |  |  |  |  | 4008.8625 | 4388.3475 | 4767.8325 | 5147.3175 | 5526.8025 | 30002.705 | 29192.135 | 28381.5649 | 27570.9949 | 26760.4248 |  | 0 |  |  |  |  | 1 | 1 | 1 | 1 | 1 | [5 empty] | 2.6938 | 10.9792 | 570.7763 | 26826.484 | 684.9315 | 0.10529 | 0.095816 | 0.13167 | 0.12658 | 0.10941 | 0.10529 | 0.095816 | 0.13167 | 0.12658 | 0.10941 | 100000 | 100000 | 0 | 0 | 0
554 |  |  |  | 9795.2055 |  |  |  |  | 3078.2546 | 3395.9221 | 3713.5896 | 4031.2571 | 4348.9246 | 30578.182 | 29752.0646 | 28925.9471 | 28099.8297 | 27273.7122 |  | 0 |  |  |  |  | 1 | 1 | 1 | 1 | 1 | [5 empty] | 3.4438 | 11.2175 | 570.7763 | 26826.484 | 684.9315 | 0.10566 | 0.096377 | 0.133 | 0.12812 | 0.11168 | 0.10566 | 0.096377 | 0.133 | 0.12812 | 0.11168 | 100000 | 100000 | 0 | 0 | 0
555 |  |  |  | 9795.2055 |  |  |  |  | 2270.4027 | 2471.3102 | 2672.2177 | 2873.1252 | 3074.0327 | 31194.7258 | 30351.9515 | 29509.1771 | 28666.4028 | 27823.6284 |  | 0 |  |  |  |  | 1 | 1 | 1 | 1 | 1 | [5 empty] | 4.0931 | 11.3547 | 570.7763 | 26826.484 | 684.9315 | 0.10537 | 0.09526 | 0.12797 | 0.12311 | 0.10631 | 0.10537 | 0.09526 | 0.12797 | 0.12311 | 0.10631 | 100000 | 100000 | 0 | 0 | 0
556 |  |  |  | 9795.2055 |  |  |  |  | 2017.876 | 2117.201 | 2216.526 | 2315.851 | 2415.176 | 33117.256 | 32222.5414 | 31327.8269 | 30433.1124 | 29538.3979 |  | 0 |  |  |  |  | 1 | 1 | 1 | 1 | 1 | [5 empty] | 4.4377 | 11.3583 | 570.7763 | 26826.484 | 684.9315 | 0.099724 | 0.083829 | 0.10004 | 0.1071 | 0.097029 | 0.099724 | 0.083829 | 0.10004 | 0.1071 | 0.097029 | 100000 | 100000 | 0 | 0 | 0
557 |  |  |  | 9795.2055 |  |  |  |  | 2135.9556 | 2194.2806 | 2252.6056 | 2310.9306 | 2369.2556 | 37760.075 | 36739.9275 | 35719.7799 | 34699.6324 | 33679.4848 |  | 0 |  |  |  |  | 1 | 1 | 1 | 1 | 1 | [5 empty] | 4.9762 | 11.8428 | 570.7763 | 26826.484 | 684.9315 | 0.099758 | 0.084573 | 0.099998 | 0.1092 | 0.097494 | 0.099758 | 0.084573 | 0.099998 | 0.1092 | 0.097494 | 100000 | 100000 | 0 | 0 | 0
558 |  |  |  | 9795.2055 |  |  |  |  | 2492.5328 | 2531.8553 | 2571.1778 | 2610.5003 | 2649.8228 | 51935.4751 | 50532.357 | 49129.2388 | 47726.1207 | 46323.0025 |  | 0 |  |  |  |  | 1 | 1 | 1 | 1 | 1 | [5 empty] | 5.4526 | 11.7693 | 570.7763 | 26826.484 | 684.9315 | 0.10149 | 0.085584 | 0.10286 | 0.11181 | 0.099664 | 0.10149 | 0.085584 | 0.10286 | 0.11181 | 0.099664 | 100000 | 100000 | 0 | 0 | 0
559 |  |  |  | 9795.2055 |  |  |  |  | 2953.1603 | 2994.6828 | 3036.2053 | 3077.7278 | 3119.2503 | 61765.1946 | 60096.5111 | 58427.8277 | 56759.1443 | 55090.4609 |  | 0 |  |  |  |  | 1 | 1 | 1 | 1 | 1 | [5 empty] | 6.0632 | 10.9426 | 570.7763 | 26826.484 | 684.9315 | 0.10267 | 0.086889 | 0.10587 | 0.11534 | 0.10258 | 0.10267 | 0.086889 | 0.10587 | 0.11534 | 0.10258 | 100000 | 100000 | 0 | 0 | 0
560 |  |  |  | 9795.2055 |  |  |  |  | 4397.0055 | 4439.4905 | 4481.9755 | 4524.4605 | 4566.9455 | 57281.5357 | 55733.9854 | 54186.435 | 52638.8847 | 51091.3343 |  | 0 |  |  |  |  | 1 | 1 | 1 | 1 | 1 | [5 empty] | 6.4721 | 11.118 | 570.7763 | 26826.484 | 684.9315 | 0.10502 | 0.092304 | 0.1118 | 0.12517 | 0.10879 | 0.10502 | 0.092304 | 0.1118 | 0.12517 | 0.10879 | 100000 | 100000 | 0 | 0 | 0
561 |  |  |  | 9795.2055 |  |  |  |  | 5448.0313 | 5489.1413 | 5530.2513 | 5571.3613 | 5612.4713 | 56102.8775 | 54587.1705 | 53071.4634 | 51555.7564 | 50040.0493 |  | 0.14995 |  |  |  |  | 1 | 1 | 1 | 1 | 1 | [5 empty] | 6.4374 | 10.7338 | 570.7763 | 26826.484 | 684.9315 | 0.10449 | 0.090251 | 0.092585 | 0.11483 | 0.097046 | 0.10449 | 0.090251 | 0.092585 | 0.11483 | 0.097046 | 100000 | 100000 | 0 | 0 | 0
562 |  |  |  | 9795.2055 |  |  |  |  | 6435.9254 | 6491.7479 | 6547.5704 | 6603.3929 | 6659.2154 | 54621.3255 | 53145.6449 | 51669.9643 | 50194.2837 | 48718.6031 |  | 0.32167 |  |  |  |  | 1 | 1 | 1 | 1 | 1 | [5 empty] | 6.1664 | 11.2995 | 570.7763 | 26826.484 | 684.9315 | 0.1046 | 0.090574 | 0.0932 | 0.10878 | 0.092045 | 0.1046 | 0.090574 | 0.0932 | 0.10878 | 0.092045 | 100000 | 100000 | 0 | 0 | 0
563 |  |  |  | 9795.2055 |  |  |  |  | 7222.7333 | 7295.7433 | 7368.7533 | 7441.7633 | 7514.7733 | 53154.6576 | 51718.6013 | 50282.545 | 48846.4887 | 47410.4324 |  | 0.62191 |  |  |  |  | 1 | 1 | 1 | 1 | 1 | [5 empty] | 5.658 | 11.0775 | 570.7763 | 26826.484 | 684.9315 | 0.10591 | 0.091784 | 0.095161 | 0.11004 | 0.093787 | 0.10591 | 0.091784 | 0.095161 | 0.11004 | 0.093787 | 100000 | 100000 | 0 | 0 | 0
564 |  |  |  | 9795.2055 |  |  |  |  | 8345.0745 | 8459.4145 | 8573.7545 | 8688.0945 | 8802.4345 | 50933.3615 | 49557.317 | 48181.2725 | 46805.228 | 45429.1835 |  | 0.25471 |  |  |  |  | 1 | 1 | 1 | 1 | 1 | [5 empty] | 5.2572 | 10.8185 | 570.7763 | 26826.484 | 684.9315 | 0.10637 | 0.09218 | 0.096278 | 0.11346 | 0.09523 | 0.10637 | 0.09218 | 0.096278 | 0.11346 | 0.09523 | 100000 | 100000 | 0 | 0 | 0
565 |  |  |  | 9795.2055 |  |  |  |  | 7850.5429 | 8029.5604 | 8208.5779 | 8387.5954 | 8566.6129 | 50156.1361 | 48801.0896 | 47446.043 | 46090.9965 | 44735.95 |  | 0.16751 |  |  |  |  | 1 | 1 | 1 | 1 | 1 | [5 empty] | 5.0112 | 10.6393 | 570.7763 | 26826.484 | 684.9315 | 0.1064 | 0.092644 | 0.096621 | 0.1138 | 0.097429 | 0.1064 | 0.092644 | 0.096621 | 0.1138 | 0.097429 | 100000 | 100000 | 0 | 0 | 0
566 |  |  |  | 9795.2055 |  |  |  |  | 6903.5675 | 7139.6184 | 7375.6692 | 7611.72 | 7847.7709 | 49332.1946 | 47999.4082 | 46666.6217 | 45333.8352 | 44001.0488 |  | 0.13051 |  |  |  |  | 1 | 1 | 1 | 1 | 1 | [5 empty] | 4.7845 | 10.2964 | 570.7763 | 26826.484 | 684.9315 | 0.10803 | 0.094376 | 0.09882 | 0.11843 | 0.10075 | 0.10803 | 0.094376 | 0.09882 | 0.11842 | 0.10075 | 100000 | 100000 | 0 | 0 | 0
567 |  |  |  | 9795.2055 |  |  |  |  | 6334.2132 | 6683.7249 | 7033.2365 | 7382.7482 | 7732.2599 | 50092.472 | 48739.1455 | 47385.8189 | 46032.4924 | 44679.1658 |  | 0.1422 |  |  |  |  | 1 | 1 | 1 | 1 | 1 | [5 empty] | 4.6774 | 10.4231 | 570.7763 | 26826.484 | 684.9315 | 0.10974 | 0.099841 | 0.10065 | 0.12536 | 0.11217 | 0.10974 | 0.099841 | 0.10065 | 0.12536 | 0.11218 | 100000 | 100000 | 0 | 0 | 0
568 |  |  |  | 9795.2055 |  |  |  |  | 6114.4214 | 6434.0139 | 6753.6064 | 7073.1989 | 7392.7914 | 50568.8676 | 49202.6704 | 47836.4733 | 46470.2762 | 45104.0791 |  | 0.04756 |  |  |  |  | 1 | 1 | 1 | 1 | 1 | [5 empty] | 5.0195 | 10.5562 | 570.7763 | 26826.484 | 684.9315 | 0.11253 | 0.10242 | 0.18363 | 0.1667 | 0.13104 | 0.11253 | 0.10242 | 0.18363 | 0.1667 | 0.13104 | 100000 | 100000 | 0 | 0 | 0
569 |  |  |  | 9795.2055 |  |  |  |  | 6599.6001 | 6957.7451 | 7315.8901 | 7674.0351 | 8032.1801 | 53447.7741 | 52003.7988 | 50559.8236 | 49115.8483 | 47671.873 |  | 0 |  |  |  |  | 1 | 1 | 1 | 1 | 1 | [5 empty] | 5.7786 | 10.7073 | 570.7763 | 26826.484 | 684.9315 | 0.11394 | 0.10012 | 0.17441 | 0.16443 | 0.13736 | 0.11394 | 0.10012 | 0.17441 | 0.16443 | 0.13736 | 100000 | 100000 | 0 | 0 | 0
570 |  |  |  | 9795.2055 |  |  |  |  | 8334.5526 | 8727.8976 | 9121.2426 | 9514.5876 | 9907.9326 | 54774.2939 | 53294.4806 | 51814.6673 | 50334.854 | 48855.0407 |  | 0 |  |  |  |  | 1 | 1 | 1 | 1 | 1 | [5 empty] | 5.8734 | 10.9313 | 570.7763 | 26826.484 | 684.9315 | 0.1158 | 0.099379 | 0.16952 | 0.1611 | 0.13534 | 0.1158 | 0.099379 | 0.16952 | 0.1611 | 0.13534 | 100000 | 100000 | 0 | 0 | 0
571 |  |  |  | 9795.2055 |  |  |  |  | 8788.1655 | 9286.4455 | 9784.7255 | 10283.0055 | 10781.2855 | 55256.3387 | 53763.5022 | 52270.6657 | 50777.8292 | 49284.9928 |  | 0 |  |  |  |  | 1 | 1 | 1 | 1 | 1 | [5 empty] | 5.7845 | 11.1544 | 570.7763 | 26826.484 | 684.9315 | 0.11753 | 0.10016 | 0.17246 | 0.16293 | 0.13514 | 0.11753 | 0.10016 | 0.17246 | 0.16293 | 0.13514 | 100000 | 100000 | 0 | 0 | 0
572 |  |  |  | 9795.2055 |  |  |  |  | 8328.707 | 8861.9662 | 9395.2254 | 9928.4845 | 10461.7437 | 54873.3754 | 53390.8852 | 51908.3951 | 50425.9049 | 48943.4148 |  | 0 |  |  |  |  | 1 | 1 | 1 | 1 | 1 | [5 empty] | 5.7926 | 11.244 | 570.7763 | 26826.484 | 684.9315 | 0.11664 | 0.10032 | 0.17478 | 0.16477 | 0.13631 | 0.11664 | 0.10032 | 0.17478 | 0.16477 | 0.13631 | 100000 | 100000 | 0 | 0 | 0
573 |  |  |  | 9795.2055 |  |  |  |  | 7194.6748 | 7681.4056 | 8168.1364 | 8654.8673 | 9141.5981 | 53143.3589 | 51707.6079 | 50271.8568 | 48836.1058 | 47400.3548 |  | 0 |  |  |  |  | 1 | 1 | 1 | 1 | 1 | [5 empty] | 5.458 | 10.7224 | 570.7763 | 26826.484 | 684.9315 | 0.11529 | 0.10215 | 0.18043 | 0.16734 | 0.13742 | 0.11529 | 0.10215 | 0.18043 | 0.16734 | 0.13742 | 100000 | 100000 | 0 | 0 | 0
574 |  |  |  | 9795.2055 |  |  |  |  | 6094.5466 | 6497.4332 | 6900.3199 | 7303.2066 | 7706.0932 | 48005.6749 | 46708.7264 | 45411.778 | 44114.8295 | 42817.8811 |  | 0 |  |  |  |  | 1 | 1 | 1 | 1 | 1 | [5 empty] | 5.2791 | 10.0486 | 570.7763 | 26826.484 | 684.9315 | 0.1134 | 0.10248 | 0.18071 | 0.16765 | 0.13993 | 0.1134 | 0.10248 | 0.18071 | 0.16765 | 0.13993 | 100000 | 100000 | 0 | 0 | 0
575 |  |  |  | 9795.2055 |  |  |  |  | 5974.1287 | 6301.9154 | 6629.702 | 6957.4887 | 7285.2754 | 39591.2369 | 38521.6177 | 37451.9984 | 36382.3792 | 35312.76 |  | 0 |  |  |  |  | 1 | 1 | 1 | 1 | 1 | [5 empty] | 5.0939 | 9.6747 | 570.7763 | 26826.484 | 684.9315 | 0.11159 | 0.10128 | 0.17171 | 0.16397 | 0.13863 | 0.11159 | 0.10128 | 0.17171 | 0.16397 | 0.13863 | 100000 | 100000 | 0 | 0 | 0
576 |  |  |  | 9795.2055 |  |  |  |  | 4607.4445 | 4868.7945 | 5130.1445 | 5391.4945 | 5652.8445 | 31878.5191 | 31017.271 | 30156.0229 | 29294.7748 | 28433.5267 |  | 0 |  |  |  |  | 1 | 1 | 1 | 1 | 1 | [5 empty] | 5.0537 | 9.9233 | 570.7763 | 26826.484 | 684.9315 | 0.10727 | 0.099221 | 0.17104 | 0.16332 | 0.13628 | 0.10727 | 0.099221 | 0.17104 | 0.16332 | 0.13628 | 100000 | 100000 | 0 | 0 | 0
577 |  |  |  | 9795.2055 |  |  |  |  | 3360.2387 | 3572.6678 | 3785.097 | 3997.5262 | 4209.9553 | 26273.3111 | 25563.4965 | 24853.6819 | 24143.8672 | 23434.0526 |  | 0 |  |  |  |  | 1 | 1 | 1 | 1 | 1 | [5 empty] | 5.7072 | 9.9815 | 570.7763 | 26826.484 | 684.9315 | 0.10692 | 0.09855 | 0.17294 | 0.16282 | 0.13532 | 0.10692 | 0.09855 | 0.17294 | 0.16282 | 0.13532 | 100000 | 100000 | 0 | 0 | 0
578 |  |  |  | 9795.2055 |  |  |  |  | 2393.9948 | 2493.6498 | 2593.3048 | 2692.9598 | 2792.6148 | 27591.3863 | 26845.9618 | 26100.5373 | 25355.1128 | 24609.6883 |  | 0 |  |  |  |  | 1 | 1 | 1 | 1 | 1 | [5 empty] | 6.4343 | 10.0925 | 570.7763 | 26826.484 | 684.9315 | 0.10716 | 0.098633 | 0.17424 | 0.16379 | 0.135 | 0.10715 | 0.098633 | 0.17424 | 0.16379 | 0.135 | 100000 | 100000 | 0 | 0 | 0
579 |  |  |  | 9795.2055 |  |  |  |  | 1809.8087 | 1858.1512 | 1906.4937 | 1954.8362 | 2003.1787 | 28022.0365 | 27264.9773 | 26507.9181 | 25750.8589 | 24993.7998 |  | 0 |  |  |  |  | 1 | 1 | 1 | 1 | 1 | [5 empty] | 6.5553 | 10.1574 | 570.7763 | 26826.484 | 684.9315 | 0.10713 | 0.098406 | 0.16968 | 0.16082 | 0.13304 | 0.10713 | 0.098406 | 0.16968 | 0.16082 | 0.13304 | 100000 | 100000 | 0 | 0 | 0
580 |  |  |  | 9795.2055 |  |  |  |  | 1695.3082 | 1736.8307 | 1778.3532 | 1819.8757 | 1861.3982 | 30440.9886 | 29618.5777 | 28796.1667 | 27973.7557 | 27151.3448 |  | 0 |  |  |  |  | 1 | 1 | 1 | 1 | 1 | [5 empty] | 6.4601 | 10.4078 | 570.7763 | 26826.484 | 684.9315 | 0.10628 | 0.097715 | 0.1724 | 0.15961 | 0.13559 | 0.10627 | 0.097715 | 0.1724 | 0.15961 | 0.13559 | 100000 | 100000 | 0 | 0 | 0
581 |  |  |  | 9795.2055 |  |  |  |  | 1913.7938 | 1954.4913 | 1995.1888 | 2035.8863 | 2076.5838 | 35828.2174 | 34860.262 | 33892.3066 | 32924.3512 | 31956.3959 |  | 0 |  |  |  |  | 1 | 1 | 1 | 1 | 1 | [5 empty] | 6.219 | 10.5044 | 570.7763 | 26826.484 | 684.9315 | 0.10663 | 0.097689 | 0.17137 | 0.15956 | 0.13416 | 0.10663 | 0.097689 | 0.17137 | 0.15957 | 0.13416 | 100000 | 100000 | 0 | 0 | 0
582 |  |  |  | 9795.2055 |  |  |  |  | 2793.5781 | 2834.6881 | 2875.7981 | 2916.9081 | 2958.0181 | 52561.6065 | 51141.5725 | 49721.5384 | 48301.5043 | 46881.4702 |  | 0 |  |  |  |  | 1 | 1 | 1 | 1 | 1 | [5 empty] | 5.9369 | 10.2231 | 570.7763 | 26826.484 | 684.9315 | 0.10794 | 0.099198 | 0.17297 | 0.16259 | 0.13807 | 0.10794 | 0.099198 | 0.17297 | 0.16259 | 0.13807 | 100000 | 100000 | 0 | 0 | 0
583 |  |  |  | 9795.2055 |  |  |  |  | 4383.7328 | 4424.7053 | 4465.6778 | 4506.6503 | 4547.6228 | 62338.069 | 60653.9085 | 58969.748 | 57285.5875 | 55601.4269 |  | 0 |  |  |  |  | 1 | 1 | 1 | 1 | 1 | [5 empty] | 5.8014 | 10.0291 | 570.7763 | 26826.484 | 684.9315 | 0.13224 | 0.12884 | 0.20004 | 0.18355 | 0.154 | 0.13224 | 0.12884 | 0.20004 | 0.18355 | 0.154 | 100000 | 100000 | 0 | 0 | 0
584 |  |  |  | 9795.2055 |  |  |  |  | 5733.2027 | 5775.1377 | 5817.0727 | 5859.0077 | 5900.9427 | 58634.6584 | 57050.5513 | 55466.4442 | 53882.3371 | 52298.2301 |  | 0 |  |  |  |  | 1 | 1 | 1 | 1 | 1 | [5 empty] | 5.686 | 9.9692 | 570.7763 | 26826.484 | 684.9315 | 0.14245 | 0.18552 | 0.21548 | 0.18697 | 0.15891 | 0.14245 | 0.18552 | 0.21548 | 0.18697 | 0.15891 | 100000 | 100000 | 0 | 0 | 0
585 |  |  |  | 9795.2055 |  |  |  |  | 4854.5868 | 4904.0843 | 4953.5818 | 5003.0793 | 5052.5768 | 56040.3269 | 54526.3098 | 53012.2926 | 51498.2754 | 49984.2583 |  | 0.04494 |  |  |  |  | 1 | 1 | 1 | 1 | 1 | [5 empty] | 5.0647 | 9.9426 | 570.7763 | 26826.484 | 684.9315 | 0.14222 | 0.18044 | 0.20778 | 0.18481 | 0.16023 | 0.14222 | 0.18044 | 0.20778 | 0.18481 | 0.16023 | 100000 | 100000 | 0 | 0 | 0
586 |  |  |  | 9795.2055 |  |  |  |  | 4305.4518 | 4380.1943 | 4454.9368 | 4529.6793 | 4604.4218 | 54402.0737 | 52932.3165 | 51462.5593 | 49992.8021 | 48523.0449 |  | 0.11963 |  |  |  |  | 1 | 1 | 1 | 1 | 1 | [5 empty] | 4.2312 | 9.7154 | 570.7763 | 26826.484 | 684.9315 | 0.14235 | 0.18013 | 0.20542 | 0.174 | 0.14645 | 0.14235 | 0.18013 | 0.20542 | 0.174 | 0.14645 | 100000 | 100000 | 0 | 0 | 0
587 |  |  |  | 9795.2055 |  |  |  |  | 4382.5644 | 4487.3069 | 4592.0494 | 4696.7919 | 4801.5344 | 52471.9948 | 51054.3818 | 49636.7687 | 48219.1556 | 46801.5425 |  | 0.12938 |  |  |  |  | 1 | 1 | 1 | 1 | 1 | [5 empty] | 3.5034 | 9.4713 | 570.7763 | 26826.484 | 684.9315 | 0.1421 | 0.18014 | 0.20472 | 0.16978 | 0.14222 | 0.1421 | 0.18014 | 0.20472 | 0.16978 | 0.14222 | 100000 | 100000 | 0 | 0 | 0
588 |  |  |  | 9795.2055 |  |  |  |  | 5067.2306 | 5234.9739 | 5402.7172 | 5570.4606 | 5738.2039 | 50264.2667 | 48906.2989 | 47548.331 | 46190.3632 | 44832.3953 |  | 0.05549 |  |  |  |  | 1 | 1 | 1 | 1 | 1 | [5 empty] | 3.0158 | 9.41 | 570.7763 | 26826.484 | 684.9315 | 0.14312 | 0.18383 | 0.20808 | 0.17213 | 0.14317 | 0.14312 | 0.18383 | 0.20808 | 0.17213 | 0.14317 | 100000 | 100000 | 0 | 0 | 0
589 |  |  |  | 9795.2055 |  |  |  |  | 4888.4696 | 5093.3371 | 5298.2046 | 5503.0721 | 5707.9396 | 49547.7651 | 48209.1546 | 46870.5442 | 45531.9338 | 44193.3233 |  | 0.04035 |  |  |  |  | 1 | 1 | 1 | 1 | 1 | [5 empty] | 2.9372 | 9.4678 | 570.7763 | 26826.484 | 684.9315 | 0.14392 | 0.18931 | 0.2115 | 0.17599 | 0.14536 | 0.14392 | 0.18931 | 0.2115 | 0.17599 | 0.14536 | 100000 | 100000 | 0 | 0 | 0
590 |  |  |  | 9795.2055 |  |  |  |  | 4877.9542 | 5139.3042 | 5400.6542 | 5662.0042 | 5923.3542 | 49076.8141 | 47750.9271 | 46425.0402 | 45099.1532 | 43773.2663 |  | 0.0349 |  |  |  |  | 1 | 1 | 1 | 1 | 1 | [5 empty] | 3.0537 | 9.5975 | 570.7763 | 26826.484 | 684.9315 | 0.14608 | 0.20162 | 0.23355 | 0.18515 | 0.15079 | 0.14608 | 0.20162 | 0.23355 | 0.18515 | 0.15079 | 100000 | 100000 | 0 | 0 | 0
591 |  |  |  | 9795.2055 |  |  |  |  | 4858.0919 | 5173.3944 | 5488.6969 | 5803.9994 | 6119.3019 | 49634.3407 | 48293.3913 | 46952.4419 | 45611.4925 | 44270.5431 |  | 0.03963 |  |  |  |  | 1 | 1 | 1 | 1 | 1 | [5 empty] | 3.4339 | 9.2057 | 570.7763 | 26826.484 | 684.9315 | 0.14612 | 0.22782 | 0.25373 | 0.19905 | 0.15557 | 0.14612 | 0.22782 | 0.25373 | 0.19905 | 0.15557 | 100000 | 100000 | 0 | 0 | 0
592 |  |  |  | 9795.2055 |  |  |  |  | 4568.3356 | 5001.6081 | 5434.8806 | 5868.1531 | 6301.4256 | 50417.2677 | 49055.1662 | 47693.0648 | 46330.9634 | 44968.862 |  | 0.02688 |  |  |  |  | 1 | 1 | 1 | 1 | 1 | [5 empty] | 3.7179 | 9.2527 | 570.7763 | 26826.484 | 684.9315 | 0.14772 | 0.25071 | 0.26919 | 0.22459 | 0.19252 | 0.14772 | 0.25071 | 0.26919 | 0.22459 | 0.19252 | 100000 | 100000 | 0 | 0 | 0
593 |  |  |  | 9795.2055 |  |  |  |  | 4938.7096 | 5565.6846 | 6192.6596 | 6819.6346 | 7446.6096 | 53289.2484 | 51849.556 | 50409.8635 | 48970.171 | 47530.4786 |  | 0 |  |  |  |  | 1 | 1 | 1 | 1 | 1 | [5 empty] | 4.425 | 9.4403 | 570.7763 | 26826.484 | 684.9315 | 0.15068 | 0.26144 | 0.27474 | 0.2299 | 0.20238 | 0.15068 | 0.26144 | 0.27474 | 0.2299 | 0.20238 | 100000 | 100000 | 0 | 0 | 0
594 |  |  |  | 9795.2055 |  |  |  |  | 6730.9927 | 7509.4868 | 8287.981 | 9066.4752 | 9844.9693 | 55378.3023 | 53882.1708 | 52386.0392 | 50889.9077 | 49393.7762 |  | 0 |  |  |  |  | 1 | 1 | 1 | 1 | 1 | [5 empty] | 3.4058 | 9.1615 | 570.7763 | 26826.484 | 684.9315 | 0.15185 | 0.26322 | 0.27525 | 0.2313 | 0.20464 | 0.15186 | 0.26322 | 0.27525 | 0.2313 | 0.20464 | 100000 | 100000 | 0 | 0 | 0
595 |  |  |  | 9795.2055 |  |  |  |  | 7879.5026 | 8753.9685 | 9628.4343 | 10502.9001 | 11377.366 | 56265.7272 | 54745.6205 | 53225.5138 | 51705.4071 | 50185.3004 |  | 0 |  |  |  |  | 1 | 1 | 1 | 1 | 1 | [5 empty] | 0.62878 | 9.3667 | 570.7763 | 26826.484 | 684.9315 | 0.15357 | 0.26558 | 0.27549 | 0.23025 | 0.20351 | 0.15358 | 0.26558 | 0.27549 | 0.23025 | 0.20351 | 100000 | 100000 | 0 | 0 | 0
596 |  |  |  | 9795.2055 |  |  |  |  | 8270.9073 | 9020.5273 | 9770.1473 | 10519.7673 | 11269.3873 | 56265.7272 | 54745.6205 | 53225.5138 | 51705.4071 | 50185.3004 |  | 0 |  |  |  |  | 1 | 1 | 1 | 1 | 1 | [5 empty] | 0.65725 | 9.5545 | 570.7763 | 26826.484 | 684.9315 | 0.15247 | 0.26417 | 0.2744 | 0.22955 | 0.20302 | 0.15247 | 0.26417 | 0.2744 | 0.22955 | 0.20302 | 100000 | 100000 | 0 | 0 | 0
597 |  |  |  | 9795.2055 |  |  |  |  | 7338.5463 | 7978.0613 | 8617.5763 | 9257.0913 | 9896.6063 | 54693.8992 | 53216.2579 | 51738.6166 | 50260.9753 | 48783.334 |  | 0 |  |  |  |  | 1 | 1 | 1 | 1 | 1 | [5 empty] | 1.4591 | 9.4169 | 570.7763 | 26826.484 | 684.9315 | 0.1516 | 0.26043 | 0.27251 | 0.22809 | 0.20107 | 0.1516 | 0.26043 | 0.27251 | 0.22809 | 0.20108 | 100000 | 100000 | 0 | 0 | 0
598 |  |  |  | 9795.2055 |  |  |  |  | 6233.2661 | 6764.1327 | 7294.9994 | 7825.8661 | 8356.7327 | 49501.4902 | 48164.1299 | 46826.7697 | 45489.4094 | 44152.0492 |  | 0 |  |  |  |  | 1 | 1 | 1 | 1 | 1 | [5 empty] | 1.4438 | 8.9953 | 570.7763 | 26826.484 | 684.9315 | 0.15143 | 0.2595 | 0.26852 | 0.22673 | 0.20032 | 0.15143 | 0.2595 | 0.26852 | 0.22673 | 0.20032 | 100000 | 100000 | 0 | 0 | 0
599 |  |  |  | 9795.2055 |  |  |  |  | 5985.5712 | 6445.3537 | 6905.1362 | 7364.9187 | 7824.7012 | 38583.0419 | 37540.6606 | 36498.2794 | 35455.8981 | 34413.5168 |  | 0 |  |  |  |  | 1 | 1 | 1 | 1 | 1 | [5 empty] | 1.3012 | 8.8528 | 570.7763 | 26826.484 | 684.9315 | 0.14708 | 0.25324 | 0.26672 | 0.22247 | 0.19785 | 0.14708 | 0.25324 | 0.26672 | 0.22247 | 0.19785 | 100000 | 100000 | 0 | 0 | 0
600 |  |  |  | 9795.2055 |  |  |  |  | 4460.8453 | 4864.0903 | 5267.3353 | 5670.5803 | 6073.8253 | 29571.486 | 28772.5661 | 27973.6461 | 27174.7261 | 26375.8061 |  | 0 |  |  |  |  | 1 | 1 | 1 | 1 | 1 | [5 empty] | 1.6916 | 8.796 | 570.7763 | 26826.484 | 684.9315 | 0.13773 | 0.24386 | 0.26385 | 0.22051 | 0.19522 | 0.13773 | 0.24386 | 0.26385 | 0.22051 | 0.19522 | 100000 | 100000 | 0 | 0 | 0
601 |  |  |  | 9795.2055 |  |  |  |  | 3357.8745 | 3557.242 | 3756.6095 | 3955.977 | 4155.3445 | 31187.7712 | 30345.1848 | 29502.5983 | 28660.0118 | 27817.4254 |  | 0 |  |  |  |  | 1 | 1 | 1 | 1 | 1 | [5 empty] | 1.5279 | 8.4882 | 570.7763 | 26826.484 | 684.9315 | 0.13605 | 0.24385 | 0.26414 | 0.22097 | 0.19481 | 0.13605 | 0.24385 | 0.26414 | 0.22097 | 0.19481 | 100000 | 100000 | 0 | 0 | 0
602 |  |  |  | 9795.2055 |  |  |  |  | 2392.3105 | 2492.9555 | 2593.6005 | 2694.2455 | 2794.8905 | 31784.4415 | 30925.735 | 30067.0286 | 29208.3222 | 28349.6157 |  | 0 |  |  |  |  | 1 | 1 | 1 | 1 | 1 | [5 empty] | 1.782 | 8.3082 | 570.7763 | 26826.484 | 684.9315 | 0.13604 | 0.24398 | 0.26447 | 0.22137 | 0.19498 | 0.13604 | 0.24398 | 0.26447 | 0.22137 | 0.19498 | 100000 | 100000 | 0 | 0 | 0
603 |  |  |  | 9795.2055 |  |  |  |  | 1808.5353 | 1859.6828 | 1910.8303 | 1961.9778 | 2013.1253 | 32424.9622 | 31548.951 | 30672.9399 | 29796.9288 | 28920.9177 |  | 0 |  |  |  |  | 1 | 1 | 1 | 1 | 1 | [5 empty] | 0.84954 | 7.694 | 570.7763 | 26826.484 | 684.9315 | 0.13602 | 0.24388 | 0.2645 | 0.22135 | 0.19515 | 0.13602 | 0.24388 | 0.2645 | 0.22135 | 0.19515 | 100000 | 100000 | 0 | 0 | 0
604 |  |  |  | 9795.2055 |  |  |  |  | 1694.1154 | 1735.9129 | 1777.7104 | 1819.5079 | 1861.3054 | 34421.1253 | 33491.1847 | 32561.2441 | 31631.3035 | 30701.3629 |  | 0 |  |  |  |  | 1 | 1 | 1 | 1 | 1 | [5 empty] | 0.22068 | 7.2438 | 570.7763 | 26826.484 | 684.9315 | 0.1265 | 0.22016 | 0.25745 | 0.21409 | 0.18576 | 0.1265 | 0.22016 | 0.25745 | 0.21409 | 0.18576 | 100000 | 100000 | 0 | 0 | 0
605 |  |  |  | 9795.2055 |  |  |  |  | 1912.4473 | 1954.3823 | 1996.3173 | 2038.2523 | 2080.1873 | 39242.6121 | 38182.4115 | 37122.2109 | 36062.0103 | 35001.8097 |  | 0 |  |  |  |  | 1 | 1 | 1 | 1 | 1 | [5 empty] | 1.8222 | 6.8118 | 570.7763 | 26826.484 | 684.9315 | 0.12649 | 0.21871 | 0.2558 | 0.21359 | 0.18415 | 0.1265 | 0.21871 | 0.2558 | 0.21359 | 0.18415 | 100000 | 100000 | 0 | 0 | 0
606 |  |  |  | 9795.2055 |  |  |  |  | 2791.6127 | 2833.2727 | 2874.9327 | 2916.5927 | 2958.2527 | 53952.9392 | 52495.3161 | 51037.693 | 49580.0699 | 48122.4468 |  | 0 |  |  |  |  | 1 | 1 | 1 | 1 | 1 | [5 empty] | 2.3453 | 6.471 | 570.7763 | 26826.484 | 684.9315 | 0.12751 | 0.21682 | 0.25546 | 0.21292 | 0.1854 | 0.12751 | 0.21682 | 0.25546 | 0.21292 | 0.1854 | 100000 | 100000 | 0 | 0 | 0
607 |  |  |  | 9795.2055 |  |  |  |  | 4380.6486 | 4420.6586 | 4460.6686 | 4500.6786 | 4540.6886 | 64209.2653 | 62474.5514 | 60739.8376 | 59005.1238 | 57270.41 |  | 0 |  |  |  |  | 1 | 1 | 1 | 1 | 1 | [5 empty] | 4.195 | 5.9681 | 570.7763 | 26826.484 | 684.9315 | 0.13351 | 0.22578 | 0.26198 | 0.21784 | 0.18897 | 0.13351 | 0.22578 | 0.26198 | 0.21784 | 0.18897 | 100000 | 100000 | 0 | 0 | 0
608 |  |  |  | 9795.2055 |  |  |  |  | 5729.1691 | 5771.1041 | 5813.0391 | 5854.9741 | 5896.9091 | 59541.5317 | 57932.924 | 56324.3164 | 54715.7087 | 53107.101 |  | 0 |  |  |  |  | 1 | 1 | 1 | 1 | 1 | [5 empty] | 3.422 | 5.5857 | 570.7763 | 26826.484 | 684.9315 | 0.1455 | 0.25754 | 0.27012 | 0.22677 | 0.20083 | 0.1455 | 0.25754 | 0.27012 | 0.22677 | 0.20083 | 100000 | 100000 | 0 | 0 | 0
609 |  |  |  | 9795.2055 |  |  |  |  | 4851.1713 | 4900.9988 | 4950.8263 | 5000.6538 | 5050.4813 | 58308.8919 | 56733.5859 | 55158.2799 | 53582.9739 | 52007.6679 |  | 0.09448 |  |  |  |  | 1 | 1 | 1 | 1 | 1 | [5 empty] | 3.2773 | 5.3926 | 570.7763 | 26826.484 | 684.9315 | 0.14531 | 0.2499 | 0.27086 | 0.22916 | 0.20096 | 0.14531 | 0.2499 | 0.27086 | 0.22916 | 0.20096 | 100000 | 100000 | 0 | 0 | 0
610 |  |  |  | 9795.2055 |  |  |  |  | 4302.4227 | 4377.4127 | 4452.4027 | 4527.3927 | 4602.3827 | 56769.0223 | 55235.3183 | 53701.6143 | 52167.9103 | 50634.2063 |  | 0.05242 |  |  |  |  | 1 | 1 | 1 | 1 | 1 | [5 empty] | 2.8044 | 5.1474 | 570.7763 | 26826.484 | 684.9315 | 0.13002 | 0.19908 | 0.21895 | 0.16734 | 0.13914 | 0.13002 | 0.19908 | 0.21895 | 0.16734 | 0.13914 | 100000 | 100000 | 0 | 0 | 0
611 |  |  |  | 9795.2055 |  |  |  |  | 4379.481 | 4488.5135 | 4597.546 | 4706.5785 | 4815.611 | 55246.6652 | 53754.0901 | 52261.5149 | 50768.9398 | 49276.3646 |  | 0.04514 |  |  |  |  | 1 | 1 | 1 | 1 | 1 | [5 empty] | 2.593 | 4.7328 | 570.7763 | 26826.484 | 684.9315 | 0.12296 | 0.1681 | 0.20219 | 0.14964 | 0.13129 | 0.12296 | 0.1681 | 0.2022 | 0.14964 | 0.13129 | 100000 | 100000 | 0 | 0 | 0
612 |  |  |  | 9795.2055 |  |  |  |  | 5063.6655 | 5229.208 | 5394.7505 | 5560.293 | 5725.8355 | 52934.7237 | 51504.6093 | 50074.4948 | 48644.3804 | 47214.266 |  | 0.05232 |  |  |  |  | 1 | 1 | 1 | 1 | 1 | [5 empty] | 2.9405 | 3.9642 | 570.7763 | 26826.484 | 684.9315 | 0.12292 | 0.16675 | 0.20084 | 0.14844 | 0.13033 | 0.12292 | 0.16675 | 0.20084 | 0.14844 | 0.13033 | 100000 | 100000 | 0 | 0 | 0
613 |  |  |  | 9795.2055 |  |  |  |  | 4885.0303 | 5087.8353 | 5290.6403 | 5493.4453 | 5696.2503 | 52127.4883 | 50719.1826 | 49310.8769 | 47902.5712 | 46494.2655 |  | 0.04735 |  |  |  |  | 1 | 1 | 1 | 1 | 1 | [5 empty] | 5.0868 | 3.4118 | 570.7763 | 26826.484 | 684.9315 | 0.12299 | 0.16689 | 0.2008 | 0.1485 | 0.13043 | 0.12299 | 0.16689 | 0.2008 | 0.1485 | 0.13044 | 100000 | 100000 | 0 | 0 | 0
614 |  |  |  | 9795.2055 |  |  |  |  | 4874.5223 | 5147.3123 | 5420.1023 | 5692.8923 | 5965.6823 | 51271.9899 | 49886.7968 | 48501.6037 | 47116.4107 | 45731.2176 |  | 0.05062 |  |  |  |  | 1 | 1 | 1 | 1 | 1 | [5 empty] | 5.8976 | 3.1417 | 570.7763 | 26826.484 | 684.9315 | 0.12302 | 0.16691 | 0.20081 | 0.14875 | 0.13094 | 0.12302 | 0.16691 | 0.20082 | 0.14876 | 0.13094 | 100000 | 100000 | 0 | 0 | 0
615 |  |  |  | 9795.2055 |  |  |  |  | 4854.674 | 5179.629 | 5504.584 | 5829.539 | 6154.494 | 52065.987 | 50659.3429 | 49252.6988 | 47846.0546 | 46439.4105 |  | 0.04113 |  |  |  |  | 1 | 1 | 1 | 1 | 1 | [5 empty] | 7.2014 | 3.0232 | 570.7763 | 26826.484 | 684.9315 | 0.12724 | 0.18598 | 0.21067 | 0.16029 | 0.1415 | 0.12724 | 0.18598 | 0.21067 | 0.16029 | 0.1415 | 100000 | 100000 | 0 | 0 | 0
616 |  |  |  | 9795.2055 |  |  |  |  | 4565.1215 | 4995.534 | 5425.9465 | 5856.359 | 6286.7715 | 52561.7183 | 51141.6812 | 49721.6441 | 48301.607 | 46881.5699 |  | 0.02186 |  |  |  |  | 1 | 1 | 1 | 1 | 1 | [5 empty] | 9.2995 | 2.6149 | 570.7763 | 26826.484 | 684.9315 | 0.14609 | 0.26064 | 0.2671 | 0.22939 | 0.18763 | 0.14609 | 0.26064 | 0.2671 | 0.22939 | 0.18763 | 100000 | 100000 | 0 | 0 | 0
617 |  |  |  | 9795.2055 |  |  |  |  | 4935.2349 | 5586.9599 | 6238.6849 | 6890.4099 | 7542.1349 | 55558.0309 | 54057.0438 | 52556.0566 | 51055.0694 | 49554.0822 |  | 0 |  |  |  |  | 1 | 1 | 1 | 1 | 1 | [5 empty] | 11.6048 | 2.6055 | 570.7763 | 26826.484 | 684.9315 | 0.14809 | 0.28675 | 0.28637 | 0.25825 | 0.21235 | 0.14809 | 0.28675 | 0.28637 | 0.25825 | 0.21236 | 100000 | 100000 | 0 | 0 | 0
618 |  |  |  | 9795.2055 |  |  |  |  | 6726.257 | 7509.9762 | 8293.6954 | 9077.4145 | 9861.1337 | 56935.5986 | 55397.3943 | 53859.1899 | 52320.9856 | 50782.7813 |  | 0 |  |  |  |  | 1 | 1 | 1 | 1 | 1 | [5 empty] | 13.7715 | 2.6334 | 570.7763 | 26826.484 | 684.9315 | 0.14956 | 0.28677 | 0.28487 | 0.25014 | 0.20888 | 0.14956 | 0.28677 | 0.28487 | 0.25014 | 0.20888 | 100000 | 100000 | 0 | 0 | 0
619 |  |  |  | 9795.2055 |  |  |  |  | 7873.9589 | 8707.1764 | 9540.3939 | 10373.6114 | 11206.8289 | 57435.7426 | 55884.0261 | 54332.3096 | 52780.5931 | 51228.8766 |  | 0 |  |  |  |  | 1 | 1 | 1 | 1 | 1 | [5 empty] | 15.6432 | 2.3644 | 570.7763 | 26826.484 | 684.9315 | 0.14931 | 0.28526 | 0.2823 | 0.24604 | 0.20694 | 0.14931 | 0.28526 | 0.2823 | 0.24604 | 0.20694 | 100000 | 100000 | 0 | 0 | 0
620 |  |  |  | 9795.2055 |  |  |  |  | 8265.0883 | 9071.5774 | 9878.0666 | 10684.5558 | 11491.0449 | 57036.5376 | 55495.6063 | 53954.6749 | 52413.7436 | 50872.8122 |  | 0 |  |  |  |  | 1 | 1 | 1 | 1 | 1 | [5 empty] | 15.814 | 1.9855 | 570.7763 | 26826.484 | 684.9315 | 0.14802 | 0.27956 | 0.27965 | 0.24087 | 0.2023 | 0.14802 | 0.27956 | 0.27965 | 0.24087 | 0.2023 | 100000 | 100000 | 0 | 0 | 0
621 |  |  |  | 9795.2055 |  |  |  |  | 7333.3832 | 7947.819 | 8562.2548 | 9176.6907 | 9791.1265 | 55237.8398 | 53745.5031 | 52253.1664 | 50760.8296 | 49268.4929 |  | 0 |  |  |  |  | 1 | 1 | 1 | 1 | 1 | [5 empty] | 15.9209 | 1.1518 | 570.7763 | 26826.484 | 684.9315 | 0.14643 | 0.27439 | 0.27554 | 0.23505 | 0.19721 | 0.14643 | 0.27439 | 0.27554 | 0.23505 | 0.19721 | 100000 | 100000 | 0 | 0 | 0
622 |  |  |  | 9795.2055 |  |  |  |  | 6228.8806 | 6741.8731 | 7254.8656 | 7767.8581 | 8280.8506 | 49894.4222 | 48546.4463 | 47198.4704 | 45850.4944 | 44502.5185 |  | 0 |  |  |  |  | 1 | 1 | 1 | 1 | 1 | [5 empty] | 16.8738 | 0.34417 | 570.7763 | 26826.484 | 684.9315 | 0.14488 | 0.26721 | 0.27246 | 0.22921 | 0.19261 | 0.14488 | 0.26721 | 0.27246 | 0.22921 | 0.19261 | 100000 | 100000 | 0 | 0 | 0
623 |  |  |  | 9795.2055 |  |  |  |  | 5981.36 | 6430.555 | 6879.75 | 7328.945 | 7778.14 | 41137.9745 | 40026.5678 | 38915.161 | 37803.7542 | 36692.3474 |  | 0 |  |  |  |  | 1 | 1 | 1 | 1 | 1 | [5 empty] | 17.6646 | 1.0171 | 570.7763 | 26826.484 | 684.9315 | 0.1403 | 0.26141 | 0.26667 | 0.22323 | 0.18731 | 0.1403 | 0.26141 | 0.26667 | 0.22323 | 0.18731 | 100000 | 100000 | 0 | 0 | 0
624 |  |  |  | 9795.2055 |  |  |  |  | 4457.7069 | 4849.3194 | 5240.9319 | 5632.5444 | 6024.1569 | 33135.6712 | 32240.4592 | 31345.2471 | 30450.0351 | 29554.8231 |  | 0 |  |  |  |  | 1 | 1 | 1 | 1 | 1 | [5 empty] | 17.8562 | 1.8314 | 570.7763 | 26826.484 | 684.9315 | 0.13386 | 0.25344 | 0.26097 | 0.21338 | 0.17982 | 0.13386 | 0.25344 | 0.26097 | 0.21338 | 0.17982 | 100000 | 100000 | 0 | 0 | 0
625 |  |  |  | 9795.2055 |  |  |  |  | 3355.2593 | 3563.5643 | 3771.8693 | 3980.1743 | 4188.4793 | 33721.0156 | 32809.9896 | 31898.9636 | 30987.9375 | 30076.9115 |  | 0 |  |  |  |  | 1 | 1 | 1 | 1 | 1 | [5 empty] | 17.8354 | 2.6589 | 570.7763 | 26826.484 | 684.9315 | 0.12956 | 0.25103 | 0.25968 | 0.21253 | 0.17979 | 0.12956 | 0.25103 | 0.25968 | 0.21253 | 0.17979 | 100000 | 100000 | 0 | 0 | 0
626 |  |  |  | 9795.2055 |  |  |  |  | 2390.4473 | 2487.7931 | 2585.1389 | 2682.4848 | 2779.8306 | 34362.5099 | 33434.1529 | 32505.7959 | 31577.4389 | 30649.0819 |  | 0 |  |  |  |  | 1 | 1 | 1 | 1 | 1 | [5 empty] | 17.6513 | 3.8915 | 570.7763 | 26826.484 | 684.9315 | 0.12952 | 0.25104 | 0.25953 | 0.21186 | 0.17971 | 0.12952 | 0.25104 | 0.25953 | 0.21186 | 0.17971 | 100000 | 100000 | 0 | 0 | 0
627 |  |  |  | 9795.2055 |  |  |  |  | 1807.1268 | 1854.4793 | 1901.8318 | 1949.1843 | 1996.5368 | 35054.1674 | 34107.1242 | 33160.081 | 32213.0378 | 31265.9946 |  | 0 |  |  |  |  | 1 | 1 | 1 | 1 | 1 | [5 empty] | 16.9763 | 4.9694 | 570.7763 | 26826.484 | 684.9315 | 0.1295 | 0.25099 | 0.25944 | 0.21143 | 0.17944 | 0.1295 | 0.25099 | 0.25944 | 0.21143 | 0.17944 | 100000 | 100000 | 0 | 0 | 0
628 |  |  |  | 9795.2055 |  |  |  |  | 1692.796 | 1734.0435 | 1775.291 | 1816.5385 | 1857.786 | 37207.0128 | 36201.8071 | 35196.6014 | 34191.3957 | 33186.19 |  | 0 |  |  |  |  | 1 | 1 | 1 | 1 | 1 | [5 empty] | 16.5855 | 6.2823 | 570.7763 | 26826.484 | 684.9315 | 0.11603 | 0.15525 | 0.1773 | 0.1383 | 0.12629 | 0.11603 | 0.15525 | 0.1773 | 0.1383 | 0.12629 | 100000 | 100000 | 0 | 0 | 0
629 |  |  |  | 9795.2055 |  |  |  |  | 1910.9579 | 1951.9304 | 1992.9029 | 2033.8754 | 2074.8479 | 42408.9558 | 41263.2115 | 40117.4672 | 38971.7228 | 37825.9785 |  | 0 |  |  |  |  | 1 | 1 | 1 | 1 | 1 | [5 empty] | 16.2202 | 7.3998 | 570.7763 | 26826.484 | 684.9315 | 0.11528 | 0.1567 | 0.16526 | 0.13852 | 0.1198 | 0.11528 | 0.1567 | 0.16526 | 0.13852 | 0.1198 | 100000 | 100000 | 0 | 0 | 0
630 |  |  |  | 9795.2055 |  |  |  |  | 2789.4385 | 2831.236 | 2873.0335 | 2914.831 | 2956.6285 | 58254.9741 | 56681.1248 | 55107.2755 | 53533.4262 | 51959.5769 |  | 0 |  |  |  |  | 1 | 1 | 1 | 1 | 1 | [5 empty] | 15.8668 | 8.3728 | 570.7763 | 26826.484 | 684.9315 | 0.11653 | 0.15296 | 0.16136 | 0.13537 | 0.1198 | 0.11653 | 0.15296 | 0.16136 | 0.13537 | 0.1198 | 100000 | 100000 | 0 | 0 | 0
631 |  |  |  | 9795.2055 |  |  |  |  | 4377.2368 | 4418.7593 | 4460.2818 | 4501.8043 | 4543.3268 | 69435.1884 | 67559.2881 | 65683.3878 | 63807.4875 | 61931.5872 |  | 0 |  |  |  |  | 1 | 1 | 1 | 1 | 1 | [5 empty] | 15.9187 | 8.9277 | 570.7763 | 26826.484 | 684.9315 | 0.11875 | 0.15399 | 0.15756 | 0.13274 | 0.11789 | 0.11875 | 0.15399 | 0.15756 | 0.13274 | 0.11789 | 100000 | 100000 | 0 | 0 | 0
632 |  |  |  | 9795.2055 |  |  |  |  | 5724.7071 | 5766.0921 | 5807.4771 | 5848.8621 | 5890.2471 | 64371.7943 | 62632.6895 | 60893.5847 | 59154.4799 | 57415.3751 |  | 0 |  |  |  |  | 1 | 1 | 1 | 1 | 1 | [5 empty] | 15.8695 | 10.0724 | 570.7763 | 26826.484 | 684.9315 | 0.12098 | 0.16237 | 0.1656 | 0.14218 | 0.11994 | 0.12098 | 0.16237 | 0.1656 | 0.14218 | 0.11994 | 100000 | 100000 | 0 | 0 | 0
633 |  |  |  | 9795.2055 |  |  |  |  | 4847.3931 | 4895.0756 | 4942.7581 | 4990.4406 | 5038.1231 | 63021.4455 | 61318.8225 | 59616.1995 | 57913.5764 | 56210.9534 |  | 0.04753 |  |  |  |  | 1 | 1 | 1 | 1 | 1 | [5 empty] | 14.0038 | 11.2498 | 570.7763 | 26826.484 | 684.9315 | 0.11451 | 0.10915 | 0.12759 | 0.12161 | 0.098854 | 0.11451 | 0.10915 | 0.1276 | 0.12161 | 0.098854 | 100000 | 100000 | 0 | 0 | 0
634 |  |  |  | 9795.2055 |  |  |  |  | 4299.0719 | 4375.0519 | 4451.0319 | 4527.0119 | 4602.9919 | 61356.9768 | 59699.3221 | 58041.6673 | 56384.0125 | 54726.3577 |  | 0.03804 |  |  |  |  | 1 | 1 | 1 | 1 | 1 | [5 empty] | 10.6008 | 12.5263 | 570.7763 | 26826.484 | 684.9315 | 0.097368 | 0.071804 | 0.064309 | 0.078219 | 0.065906 | 0.097368 | 0.071804 | 0.064309 | 0.078219 | 0.065906 | 100000 | 100000 | 0 | 0 | 0
635 |  |  |  | 9795.2055 |  |  |  |  | 4376.0702 | 4483.3152 | 4590.5602 | 4697.8052 | 4805.0502 | 59716.2757 | 58102.947 | 56489.6183 | 54876.2897 | 53262.961 |  | 0.07007 |  |  |  |  | 1 | 1 | 1 | 1 | 1 | [5 empty] | 6.6903 | 13.6254 | 570.7763 | 26826.484 | 684.9315 | 0.088459 | 0.058922 | 0.05055 | 0.048294 | 0.049953 | 0.088459 | 0.058922 | 0.05055 | 0.048294 | 0.049953 | 100000 | 100000 | 0 | 0 | 0
636 |  |  |  | 9795.2055 |  |  |  |  | 5059.7217 | 5225.2642 | 5390.8067 | 5556.3492 | 5721.8917 | 57209.6602 | 55664.0516 | 54118.4431 | 52572.8346 | 51027.226 |  | 0.10251 |  |  |  |  | 1 | 1 | 1 | 1 | 1 | [5 empty] | 2.9117 | 15.5108 | 570.7763 | 26826.484 | 684.9315 | 0.086192 | 0.060033 | 0.051074 | 0.048913 | 0.049857 | 0.086192 | 0.060033 | 0.051074 | 0.048913 | 0.049857 | 100000 | 100000 | 0 | 0 | 0
637 |  |  |  | 9795.2055 |  |  |  |  | 4881.2257 | 5092.2807 | 5303.3357 | 5514.3907 | 5725.4457 | 56338.4894 | 54816.4169 | 53294.3444 | 51772.2719 | 50250.1994 |  | 0.28049 |  |  |  |  | 1 | 1 | 1 | 1 | 1 | [5 empty] | 2.3744 | 17.2033 | 570.7763 | 26826.484 | 684.9315 | 0.085107 | 0.060351 | 0.050659 | 0.048949 | 0.04979 | 0.085107 | 0.060351 | 0.050659 | 0.048949 | 0.04979 | 100000 | 100000 | 0 | 0 | 0
638 |  |  |  | 9795.2055 |  |  |  |  | 4870.7259 | 5128.5559 | 5386.3859 | 5644.2159 | 5902.0459 | 55415.8414 | 53918.6957 | 52421.55 | 50924.4043 | 49427.2586 |  | 0.13817 |  |  |  |  | 1 | 1 | 1 | 1 | 1 | [5 empty] | 0.50704 | 18.6812 | 570.7763 | 26826.484 | 684.9315 | 0.084236 | 0.058428 | 0.04933 | 0.048081 | 0.049429 | 0.084236 | 0.058428 | 0.04933 | 0.048081 | 0.049429 | 100000 | 100000 | 0 | 0 | 0
639 |  |  |  | 9795.2055 |  |  |  |  | 4850.893 | 5166.1955 | 5481.498 | 5796.8005 | 6112.103 | 56283.0699 | 54762.4946 | 53241.9194 | 51721.3441 | 50200.7689 |  | 0.16084 |  |  |  |  | 1 | 1 | 1 | 1 | 1 | [5 empty] | 1.7329 | 19.1824 | 570.7763 | 26826.484 | 684.9315 | 0.085303 | 0.059122 | 0.046797 | 0.049374 | 0.0564 | 0.085303 | 0.059122 | 0.046797 | 0.049374 | 0.0564 | 100000 | 100000 | 0 | 0 | 0
640 |  |  |  | 9795.2055 |  |  |  |  | 4561.5661 | 4994.8386 | 5428.1111 | 5861.3836 | 6294.6561 | 56820.2956 | 55285.2064 | 53750.1171 | 52215.0279 | 50679.9387 |  | 0.06604 |  |  |  |  | 1 | 1 | 1 | 1 | 1 | [5 empty] | 1.3347 | 20.3917 | 570.7763 | 26826.484 | 684.9315 | 0.085389 | 0.058569 | 0.046313 | 0.046127 | 0.054977 | 0.085389 | 0.058569 | 0.046313 | 0.046127 | 0.054977 | 100000 | 100000 | 0 | 0 | 0
641 |  |  |  | 9795.2055 |  |  |  |  | 4931.3912 | 5554.2421 | 6177.0929 | 6799.9437 | 7422.7946 | 60068.7318 | 58445.8809 | 56823.0301 | 55200.1793 | 53577.3285 |  | 0 |  |  |  |  | 1 | 1 | 1 | 1 | 1 | [5 empty] | 1.9523 | 21.2098 | 570.7763 | 26826.484 | 684.9315 | 0.086856 | 0.058692 | 0.046531 | 0.047357 | 0.05551 | 0.086856 | 0.058692 | 0.046531 | 0.047357 | 0.05551 | 100000 | 100000 | 0 | 0 | 0
642 |  |  |  | 9795.2055 |  |  |  |  | 6721.0184 | 7499.5134 | 8278.0084 | 9056.5034 | 9834.9984 | 61555.0012 | 59891.9965 | 58228.9918 | 56565.987 | 54902.9823 |  | 0 |  |  |  |  | 1 | 1 | 1 | 1 | 1 | [5 empty] | 2.0668 | 21.8677 | 570.7763 | 26826.484 | 684.9315 | 0.087487 | 0.059982 | 0.046301 | 0.045643 | 0.055484 | 0.087487 | 0.059982 | 0.046301 | 0.045643 | 0.055484 | 100000 | 100000 | 0 | 0 | 0
643 |  |  |  | 9795.2055 |  |  |  |  | 7867.8265 | 8679.0448 | 9490.2632 | 10301.4815 | 11112.6998 | 62093.5411 | 60415.9868 | 58738.4326 | 57060.8784 | 55383.3242 |  | 0 |  |  |  |  | 1 | 1 | 1 | 1 | 1 | [5 empty] | 2.627 | 18.5547 | 570.7763 | 26826.484 | 684.9315 | 0.087822 | 0.061552 | 0.046847 | 0.048653 | 0.05664 | 0.087822 | 0.061552 | 0.046848 | 0.048653 | 0.05664 | 100000 | 100000 | 0 | 0 | 0
644 |  |  |  | 9795.2055 |  |  |  |  | 8258.6512 | 9034.1212 | 9809.5912 | 10585.0612 | 11360.5312 | 61659.2698 | 59993.4481 | 58327.6264 | 56661.8047 | 54995.983 |  | 0 |  |  |  |  | 1 | 1 | 1 | 1 | 1 | [5 empty] | 4.0691 | 18.0014 | 570.7763 | 26826.484 | 684.9315 | 0.086811 | 0.060129 | 0.045206 | 0.048573 | 0.055314 | 0.086811 | 0.060129 | 0.045206 | 0.048573 | 0.055314 | 100000 | 100000 | 0 | 0 | 0
645 |  |  |  | 9795.2055 |  |  |  |  | 7327.6717 | 7983.9059 | 8640.1401 | 9296.3742 | 9952.6084 | 59713.6475 | 58100.3898 | 56487.1322 | 54873.8745 | 53260.6168 |  | 0 |  |  |  |  | 1 | 1 | 1 | 1 | 1 | [5 empty] | 5.5298 | 17.9282 | 570.7763 | 26826.484 | 684.9315 | 0.085207 | 0.053677 | 0.041195 | 0.045542 | 0.052404 | 0.085207 | 0.053677 | 0.041195 | 0.045542 | 0.052404 | 100000 | 100000 | 0 | 0 | 0
646 |  |  |  | 9795.2055 |  |  |  |  | 6224.0294 | 6772.7702 | 7321.5111 | 7870.2519 | 8418.9927 | 53929.5719 | 52472.5801 | 51015.5883 | 49558.5965 | 48101.6047 |  | 0 |  |  |  |  | 1 | 1 | 1 | 1 | 1 | [5 empty] | 7.9965 | 17.8881 | 570.7763 | 26826.484 | 684.9315 | 0.079674 | 0.047739 | 0.033219 | 0.0352 | 0.042288 | 0.079674 | 0.047739 | 0.033219 | 0.0352 | 0.042288 | 100000 | 100000 | 0 | 0 | 0
647 |  |  |  | 9795.2055 |  |  |  |  | 5976.7015 | 6428.9207 | 6881.1399 | 7333.359 | 7785.5782 | 44439.0215 | 43238.4318 | 42037.842 | 40837.2523 | 39636.6626 |  | 0 |  |  |  |  | 1 | 1 | 1 | 1 | 1 | [5 empty] | 10.2666 | 18.0895 | 570.7763 | 26826.484 | 684.9315 | 0.073668 | 0.045236 | 0.032684 | 0.032881 | 0.040891 | 0.073668 | 0.045236 | 0.032684 | 0.032881 | 0.040891 | 100000 | 100000 | 0 | 0 | 0
648 |  |  |  | 9795.2055 |  |  |  |  | 4454.2351 | 4847.1401 | 5240.0451 | 5632.9501 | 6025.8551 | 35822.3837 | 34854.5859 | 33886.7882 | 32918.9904 | 31951.1926 |  | 0 |  |  |  |  | 1 | 1 | 1 | 1 | 1 | [5 empty] | 12.0297 | 18.2984 | 570.7763 | 26826.484 | 684.9315 | 0.067803 | 0.045721 | 0.032903 | 0.033037 | 0.040917 | 0.067803 | 0.045721 | 0.032903 | 0.033037 | 0.040917 | 100000 | 100000 | 0 | 0 | 0
649 |  |  |  | 9795.2055 |  |  |  |  | 3352.3975 | 3567.5767 | 3782.7559 | 3997.935 | 4213.1142 | 33451.3265 | 32547.5865 | 31643.8465 | 30740.1066 | 29836.3666 |  | 0 |  |  |  |  | 1 | 1 | 1 | 1 | 1 | [5 empty] | 12.4919 | 19.4486 | 570.7763 | 26826.484 | 684.9315 | 0.067838 | 0.046222 | 0.03284 | 0.032922 | 0.040867 | 0.067838 | 0.046222 | 0.03284 | 0.032922 | 0.040867 | 100000 | 100000 | 0 | 0 | 0
650 |  |  |  | 9795.2055 |  |  |  |  | 2388.4084 | 2489.7134 | 2591.0184 | 2692.3234 | 2793.6284 | 34088.0805 | 33167.1377 | 32246.1948 | 31325.252 | 30404.3091 |  | 0 |  |  |  |  | 1 | 1 | 1 | 1 | 1 | [5 empty] | 9.902 | 18.1595 | 570.7763 | 26826.484 | 684.9315 | 0.068011 | 0.047192 | 0.033644 | 0.033117 | 0.040858 | 0.068011 | 0.047192 | 0.033644 | 0.033117 | 0.040858 | 100000 | 100000 | 0 | 0 | 0
651 |  |  |  | 9795.2055 |  |  |  |  | 1805.5855 | 1853.268 | 1900.9505 | 1948.633 | 1996.3155 | 34774.3017 | 33834.8195 | 32895.3373 | 31955.8552 | 31016.373 |  | 0 |  |  |  |  | 1 | 1 | 1 | 1 | 1 | [5 empty] | 12.4172 | 18.1984 | 570.7763 | 26826.484 | 684.9315 | 0.068121 | 0.04718 | 0.033525 | 0.033076 | 0.040857 | 0.068121 | 0.04718 | 0.033525 | 0.033076 | 0.040857 | 100000 | 100000 | 0 | 0 | 0
652 |  |  |  | 9795.2055 |  |  |  |  | 1691.3522 | 1731.9122 | 1772.4722 | 1813.0322 | 1853.5922 | 36910.5143 | 35913.3189 | 34916.1236 | 33918.9283 | 32921.733 |  | 0 |  |  |  |  | 1 | 1 | 1 | 1 | 1 | [5 empty] | 13.262 | 18.9358 | 570.7763 | 26826.484 | 684.9315 | 0.062501 | 0.046279 | 0.03102 | 0.031772 | 0.039741 | 0.062501 | 0.046279 | 0.03102 | 0.031772 | 0.039741 | 100000 | 100000 | 0 | 0 | 0
653 |  |  |  | 9795.2055 |  |  |  |  | 1909.3279 | 1949.8879 | 1990.4479 | 2031.0079 | 2071.5679 | 42072.0512 | 40935.4089 | 39798.7666 | 38662.1243 | 37525.4819 |  | 0 |  |  |  |  | 1 | 1 | 1 | 1 | 1 | [5 empty] | 13.0779 | 18.9963 | 570.7763 | 26826.484 | 684.9315 | 0.062935 | 0.046057 | 0.030409 | 0.031729 | 0.039669 | 0.062935 | 0.046057 | 0.030409 | 0.031729 | 0.039669 | 100000 | 100000 | 0 | 0 | 0
654 |  |  |  | 9795.2055 |  |  |  |  | 2787.0593 | 2829.4068 | 2871.7543 | 2914.1018 | 2956.4493 | 57797.6793 | 56236.1846 | 54674.6898 | 53113.195 | 51551.7002 |  | 0 |  |  |  |  | 1 | 1 | 1 | 1 | 1 | [5 empty] | 13.5654 | 18.3122 | 570.7763 | 26826.484 | 684.9315 | 0.063652 | 0.04558 | 0.030136 | 0.032101 | 0.039947 | 0.063652 | 0.04558 | 0.030136 | 0.032101 | 0.039947 | 100000 | 100000 | 0 | 0 | 0
655 |  |  |  | 9795.2055 |  |  |  |  | 4373.5033 | 4414.8883 | 4456.2733 | 4497.6583 | 4539.0433 | 68878.7454 | 67017.8782 | 65157.0111 | 63296.144 | 61435.2768 |  | 0 |  |  |  |  | 1 | 1 | 1 | 1 | 1 | [5 empty] | 14.6903 | 16.6456 | 570.7763 | 26826.484 | 684.9315 | 0.075403 | 0.045312 | 0.030922 | 0.03385 | 0.041302 | 0.075403 | 0.045312 | 0.030922 | 0.03385 | 0.041302 | 100000 | 100000 | 0 | 0 | 0
656 |  |  |  | 9795.2055 |  |  |  |  | 5719.8243 | 5760.7968 | 5801.7693 | 5842.7418 | 5883.7143 | 63857.6171 | 62132.4036 | 60407.1902 | 58681.9767 | 56956.7632 |  | 0 |  |  |  |  | 1 | 1 | 1 | 1 | 1 | [5 empty] | 13.9566 | 15.8439 | 570.7763 | 26826.484 | 684.9315 | 0.082677 | 0.045859 | 0.032657 | 0.036946 | 0.04494 | 0.082677 | 0.045859 | 0.032657 | 0.036946 | 0.04494 | 100000 | 100000 | 0 | 0 | 0
657 |  |  |  | 9795.2055 |  |  |  |  | 4843.2586 | 4893.7461 | 4944.2336 | 4994.7211 | 5045.2086 | 62519.9529 | 60830.8785 | 59141.8041 | 57452.7297 | 55763.6553 |  | 0.06429 |  |  |  |  | 1 | 1 | 1 | 1 | 1 | [5 empty] | 11.6247 | 16.7461 | 570.7763 | 26826.484 | 684.9315 | 0.084017 | 0.047911 | 0.034878 | 0.037485 | 0.043706 | 0.084017 | 0.047911 | 0.034878 | 0.037485 | 0.043706 | 100000 | 100000 | 0 | 0 | 0
658 |  |  |  | 9795.2055 |  |  |  |  | 4295.405 | 4369.1575 | 4442.91 | 4516.6625 | 4590.415 | 60868.7449 | 59224.2805 | 57579.816 | 55935.3516 | 54290.8872 |  | 0.03516 |  |  |  |  | 1 | 1 | 1 | 1 | 1 | [5 empty] | 9.0837 | 16.107 | 570.7763 | 26826.484 | 684.9315 | 0.080754 | 0.04804 | 0.02142 | 0.033823 | 0.042793 | 0.080754 | 0.04804 | 0.02142 | 0.033823 | 0.042793 | 100000 | 100000 | 0 | 0 | 0
659 |  |  |  | 9795.2055 |  |  |  |  | 4372.3377 | 4478.8677 | 4585.3977 | 4691.9277 | 4798.4577 | 59240.5964 | 57640.1189 | 56039.6415 | 54439.164 | 52838.6866 |  | 0.03827 |  |  |  |  | 1 | 1 | 1 | 1 | 1 | [5 empty] | 8.2891 | 16.1265 | 570.7763 | 26826.484 | 684.9315 | 0.081129 | 0.049478 | 0.021819 | 0.032894 | 0.043013 | 0.081129 | 0.049478 | 0.021819 | 0.032894 | 0.043013 | 100000 | 100000 | 0 | 0 | 0
660 |  |  |  | 9795.2055 |  |  |  |  | 5055.4062 | 5221.4995 | 5387.5928 | 5553.6862 | 5719.7795 | 56754.7658 | 55221.447 | 53688.1281 | 52154.8093 | 50621.4904 |  | 0.05352 |  |  |  |  | 1 | 1 | 1 | 1 | 1 | [5 empty] | 8.1602 | 15.7012 | 570.7763 | 26826.484 | 684.9315 | 0.081721 | 0.050641 | 0.022141 | 0.033793 | 0.043245 | 0.081721 | 0.050641 | 0.022141 | 0.033793 | 0.043245 | 100000 | 100000 | 0 | 0 | 0
661 |  |  |  | 9795.2055 |  |  |  |  | 4877.0623 | 5086.7423 | 5296.4223 | 5506.1023 | 5715.7823 | 55890.3874 | 54380.4211 | 52870.4548 | 51360.4885 | 49850.5222 |  | 0.0517 |  |  |  |  | 1 | 1 | 1 | 1 | 1 | [5 empty] | 8.3783 | 15.1265 | 570.7763 | 26826.484 | 684.9315 | 0.081643 | 0.050607 | 0.022004 | 0.03383 | 0.043551 | 0.081643 | 0.050607 | 0.022004 | 0.03383 | 0.043551 | 100000 | 100000 | 0 | 0 | 0
662 |  |  |  | 9795.2055 |  |  |  |  | 4866.5715 | 5140.2407 | 5413.9099 | 5687.579 | 5961.2482 | 54974.8677 | 53489.6356 | 52004.4035 | 50519.1714 | 49033.9393 |  | 0.02333 |  |  |  |  | 1 | 1 | 1 | 1 | 1 | [5 empty] | 8.7138 | 13.8631 | 570.7763 | 26826.484 | 684.9315 | 0.081607 | 0.049795 | 0.021802 | 0.033975 | 0.04452 | 0.081607 | 0.049795 | 0.021802 | 0.033975 | 0.04452 | 100000 | 100000 | 0 | 0 | 0
663 |  |  |  | 9795.2055 |  |  |  |  | 4846.7555 | 5168.493 | 5490.2305 | 5811.968 | 6133.7055 | 55834.2239 | 54325.7749 | 52817.326 | 51308.877 | 49800.428 |  | 0.02108 |  |  |  |  | 1 | 1 | 1 | 1 | 1 | [5 empty] | 8.9238 | 16.034 | 570.7763 | 26826.484 | 684.9315 | 0.081858 | 0.048664 | 0.025689 | 0.039824 | 0.046381 | 0.081858 | 0.048664 | 0.025689 | 0.039824 | 0.046381 | 100000 | 100000 | 0 | 0 | 0
664 |  |  |  | 9795.2055 |  |  |  |  | 4557.6754 | 4980.9387 | 5404.202 | 5827.4654 | 6250.7287 | 56367.0214 | 54844.1781 | 53321.3348 | 51798.4915 | 50275.6481 |  | 0.10125 |  |  |  |  | 1 | 1 | 1 | 1 | 1 | [5 empty] | 9.2757 | 15.8177 | 570.7763 | 26826.484 | 684.9315 | 0.087123 | 0.04879 | 0.042759 | 0.055154 | 0.050064 | 0.087123 | 0.04879 | 0.042759 | 0.055154 | 0.050064 | 100000 | 100000 | 0 | 0 | 0
665 |  |  |  | 9795.2055 |  |  |  |  | 4927.1851 | 5543.8484 | 6160.5118 | 6777.1751 | 7393.8384 | 59588.5403 | 57978.6626 | 56368.7849 | 54758.9072 | 53149.0295 |  | 0 |  |  |  |  | 1 | 1 | 1 | 1 | 1 | [5 empty] | 10.4771 | 14.6845 | 570.7763 | 26826.484 | 684.9315 | 0.091748 | 0.049559 | 0.053921 | 0.057804 | 0.051782 | 0.091748 | 0.049559 | 0.053921 | 0.057804 | 0.051782 | 100000 | 100000 | 0 | 0 | 0
666 |  |  |  | 9795.2055 |  |  |  |  | 6715.2859 | 7499.005 | 8282.7242 | 9066.4434 | 9850.1625 | 61063.2652 | 59413.5455 | 57763.8258 | 56114.1061 | 54464.3864 |  | 0 |  |  |  |  | 1 | 1 | 1 | 1 | 1 | [5 empty] | 11.6214 | 13.2004 | 570.7763 | 26826.484 | 684.9315 | 0.092619 | 0.061594 | 0.05857 | 0.061077 | 0.051721 | 0.092619 | 0.061594 | 0.05857 | 0.061077 | 0.051721 | 100000 | 100000 | 0 | 0 | 0
667 |  |  |  | 9795.2055 |  |  |  |  | 7861.1158 | 8664.0841 | 9467.0524 | 10270.0208 | 11072.9891 | 61597.7368 | 59933.5775 | 58269.4183 | 56605.259 | 54941.0997 |  | 0 |  |  |  |  | 1 | 1 | 1 | 1 | 1 | [5 empty] | 10.477 | 12.855 | 570.7763 | 26826.484 | 684.9315 | 0.093465 | 0.066222 | 0.058757 | 0.061364 | 0.051743 | 0.093465 | 0.066222 | 0.058758 | 0.061364 | 0.051743 | 100000 | 100000 | 0 | 0 | 0
668 |  |  |  | 9795.2055 |  |  |  |  | 8251.6071 | 9003.8121 | 9756.0171 | 10508.2221 | 11260.4271 | 61167.2217 | 59514.6935 | 57862.1652 | 56209.637 | 54557.1087 |  | 0 |  |  |  |  | 1 | 1 | 1 | 1 | 1 | [5 empty] | 9.7325 | 12.1436 | 570.7763 | 26826.484 | 684.9315 | 0.093007 | 0.063133 | 0.058454 | 0.061418 | 0.051148 | 0.093008 | 0.063133 | 0.058454 | 0.061418 | 0.051148 | 100000 | 100000 | 0 | 0 | 0
669 |  |  |  | 9795.2055 |  |  |  |  | 7321.4217 | 7944.2176 | 8567.0134 | 9189.8092 | 9812.6051 | 59237.2482 | 57636.8612 | 56036.4742 | 54436.0872 | 52835.7002 |  | 0 |  |  |  |  | 1 | 1 | 1 | 1 | 1 | [5 empty] | 9.5244 | 12.0665 | 570.7763 | 26826.484 | 684.9315 | 0.092332 | 0.060706 | 0.059271 | 0.061218 | 0.051347 | 0.092332 | 0.060706 | 0.059271 | 0.061218 | 0.051347 | 100000 | 100000 | 0 | 0 | 0
670 |  |  |  | 9795.2055 |  |  |  |  | 6218.7207 | 6767.4616 | 7316.2024 | 7864.9432 | 8413.6841 | 53500.1429 | 52054.7528 | 50609.3627 | 49163.9726 | 47718.5824 |  | 0 |  |  |  |  | 1 | 1 | 1 | 1 | 1 | [5 empty] | 9.0472 | 12.0616 | 570.7763 | 26826.484 | 684.9315 | 0.091848 | 0.061455 | 0.059361 | 0.061312 | 0.051431 | 0.091848 | 0.061455 | 0.059361 | 0.061313 | 0.051431 | 100000 | 100000 | 0 | 0 | 0
671 |  |  |  | 9795.2055 |  |  |  |  | 5971.6038 | 6419.2863 | 6866.9688 | 7314.6513 | 7762.3338 | 44087.9441 | 42896.8393 | 41705.7345 | 40514.6297 | 39323.5248 |  | 0 |  |  |  |  | 1 | 1 | 1 | 1 | 1 | [5 empty] | 8.8023 | 11.2842 | 570.7763 | 26826.484 | 684.9315 | 0.090853 | 0.061875 | 0.06065 | 0.061135 | 0.051061 | 0.090853 | 0.061875 | 0.06065 | 0.061135 | 0.051061 | 100000 | 100000 | 0 | 0 | 0
672 |  |  |  | 9795.2055 |  |  |  |  | 4450.4359 | 4843.3409 | 5236.2459 | 5629.1509 | 6022.0559 | 35536.3977 | 34576.3263 | 33616.2549 | 32656.1835 | 31696.1121 |  | 0 |  |  |  |  | 1 | 1 | 1 | 1 | 1 | [5 empty] | 8.2857 | 11.656 | 570.7763 | 26826.484 | 684.9315 | 0.090639 | 0.068575 | 0.063357 | 0.061198 | 0.051154 | 0.090639 | 0.068575 | 0.063357 | 0.061198 | 0.051154 | 100000 | 100000 | 0 | 0 | 0
673 |  |  |  | 9795.2055 |  |  |  |  | 3349.2936 | 3556.2236 | 3763.1536 | 3970.0836 | 4177.0136 | 31807.418 | 30948.0908 | 30088.7636 | 29229.4364 | 28370.1092 |  | 0 |  |  |  |  | 1 | 1 | 1 | 1 | 1 | [5 empty] | 8.9107 | 11.3895 | 570.7763 | 26826.484 | 684.9315 | 0.091092 | 0.075003 | 0.064196 | 0.061309 | 0.051257 | 0.091092 | 0.075003 | 0.064196 | 0.061309 | 0.051257 | 100000 | 100000 | 0 | 0 | 0
674 |  |  |  | 9795.2055 |  |  |  |  | 2386.197 | 2481.2328 | 2576.2687 | 2671.3045 | 2766.3403 | 32415.1135 | 31539.3684 | 30663.6234 | 29787.8783 | 28912.1333 |  | 0 |  |  |  |  | 1 | 1 | 1 | 1 | 1 | [5 empty] | 9.8119 | 9.9408 | 570.7763 | 26826.484 | 684.9315 | 0.091453 | 0.076297 | 0.065021 | 0.061369 | 0.051295 | 0.091453 | 0.076297 | 0.065021 | 0.061369 | 0.051295 | 100000 | 100000 | 0 | 0 | 0
675 |  |  |  | 9795.2055 |  |  |  |  | 1803.9137 | 1854.4012 | 1904.8887 | 1955.3762 | 2005.8637 | 33068.1574 | 32174.7694 | 31281.3813 | 30387.9933 | 29494.6052 |  | 0 |  |  |  |  | 1 | 1 | 1 | 1 | 1 | [5 empty] | 10.5145 | 8.2023 | 570.7763 | 26826.484 | 684.9315 | 0.092193 | 0.076399 | 0.064947 | 0.061345 | 0.051307 | 0.092193 | 0.076399 | 0.064947 | 0.061345 | 0.051307 | 100000 | 100000 | 0 | 0 | 0
676 |  |  |  | 9795.2055 |  |  |  |  | 1689.7862 | 1730.6212 | 1771.4562 | 1812.2912 | 1853.1262 | 35102.7373 | 34154.3819 | 33206.0265 | 32257.6711 | 31309.3157 |  | 0 |  |  |  |  | 1 | 1 | 1 | 1 | 1 | [5 empty] | 11.5147 | 9.5667 | 570.7763 | 26826.484 | 684.9315 | 0.090535 | 0.076824 | 0.069364 | 0.06105 | 0.051251 | 0.090535 | 0.076824 | 0.069364 | 0.06105 | 0.051251 | 100000 | 100000 | 0 | 0 | 0
677 |  |  |  | 9795.2055 |  |  |  |  | 1907.5601 | 1948.8076 | 1990.0551 | 2031.3026 | 2072.5501 | 40017.4731 | 38936.3385 | 37855.2038 | 36774.0691 | 35692.9344 |  | 0 |  |  |  |  | 1 | 1 | 1 | 1 | 1 | [5 empty] | 12.4594 | 8.9647 | 570.7763 | 26826.484 | 684.9315 | 0.092641 | 0.077472 | 0.070978 | 0.061253 | 0.051422 | 0.092641 | 0.077472 | 0.070978 | 0.061253 | 0.051422 | 100000 | 100000 | 0 | 0 | 0
678 |  |  |  | 9795.2055 |  |  |  |  | 2784.4788 | 2824.6263 | 2864.7738 | 2904.9213 | 2945.0688 | 55006.5882 | 53520.4991 | 52034.41 | 50548.321 | 49062.2319 |  | 0 |  |  |  |  | 1 | 1 | 1 | 1 | 1 | [5 empty] | 10.6814 | 7.7369 | 570.7763 | 26826.484 | 684.9315 | 0.097796 | 0.081133 | 0.074472 | 0.062494 | 0.052679 | 0.097796 | 0.081133 | 0.074472 | 0.062494 | 0.052679 | 100000 | 100000 | 0 | 0 | 0
679 |  |  |  | 9795.2055 |  |  |  |  | 4369.4539 | 4412.0764 | 4454.6989 | 4497.3214 | 4539.9439 | 65487.3817 | 63718.1375 | 61948.8934 | 60179.6493 | 58410.4051 |  | 0 |  |  |  |  | 1 | 1 | 1 | 1 | 1 | [5 empty] | 10.3035 | 6.8813 | 570.7763 | 26826.484 | 684.9315 | 0.10531 | 0.092286 | 0.077812 | 0.064856 | 0.054123 | 0.10531 | 0.092286 | 0.077812 | 0.064856 | 0.054123 | 100000 | 100000 | 0 | 0 | 0
680 |  |  |  | 9795.2055 |  |  |  |  | 5714.5284 | 5756.1884 | 5797.8484 | 5839.5084 | 5881.1684 | 60723.1439 | 59082.6131 | 57442.0823 | 55801.5515 | 54161.0207 |  | 0 |  |  |  |  | 1 | 1 | 1 | 1 | 1 | [5 empty] | 9.2304 | 6.0567 | 570.7763 | 26826.484 | 684.9315 | 0.10667 | 0.095294 | 0.080478 | 0.065807 | 0.054869 | 0.10667 | 0.095294 | 0.080478 | 0.065807 | 0.054869 | 100000 | 100000 | 0 | 0 | 0
681 |  |  |  | 9795.2055 |  |  |  |  | 4838.7743 | 4886.1268 | 4933.4793 | 4980.8318 | 5028.1843 | 59462.0064 | 57855.5472 | 56249.088 | 54642.6288 | 53036.1696 |  | 0.02035 |  |  |  |  | 1 | 1 | 1 | 1 | 1 | [5 empty] | 8.0495 | 3.7754 | 570.7763 | 26826.484 | 684.9315 | 0.10666 | 0.095467 | 0.079574 | 0.066221 | 0.055689 | 0.10666 | 0.095467 | 0.079574 | 0.066221 | 0.055689 | 100000 | 100000 | 0 | 0 | 0
682 |  |  |  | 9795.2055 |  |  |  |  | 4291.428 | 4363.448 | 4435.468 | 4507.488 | 4579.508 | 57891.6511 | 56327.6175 | 54763.5839 | 53199.5504 | 51635.5168 |  | 0.097 |  |  |  |  | 1 | 1 | 1 | 1 | 1 | [5 empty] | 8.0645 | 2.0472 | 570.7763 | 26826.484 | 684.9315 | 0.10595 | 0.090704 | 0.078678 | 0.064549 | 0.054457 | 0.10595 | 0.090704 | 0.078678 | 0.064549 | 0.054457 | 100000 | 100000 | 0 | 0 | 0
683 |  |  |  | 9795.2055 |  |  |  |  | 4368.2894 | 4471.9594 | 4575.6294 | 4679.2994 | 4782.9694 | 56340.2574 | 54818.1371 | 53296.0169 | 51773.8966 | 50251.7764 |  | 0.0496 |  |  |  |  | 1 | 1 | 1 | 1 | 1 | [5 empty] | 8.4002 | 0.80679 | 570.7763 | 26826.484 | 684.9315 | 0.10381 | 0.090078 | 0.077622 | 0.064471 | 0.054222 | 0.10381 | 0.090078 | 0.077622 | 0.064471 | 0.054222 | 100000 | 100000 | 0 | 0 | 0
684 |  |  |  | 9795.2055 |  |  |  |  | 5050.7254 | 5220.6679 | 5390.6104 | 5560.5529 | 5730.4954 | 53980.8128 | 52522.4366 | 51064.0604 | 49605.6843 | 48147.3081 |  | 0.08056 |  |  |  |  | 1 | 1 | 1 | 1 | 1 | [5 empty] | 8.8589 | 2.4081 | 570.7763 | 26826.484 | 684.9315 | 0.10365 | 0.089991 | 0.077689 | 0.064286 | 0.054275 | 0.10365 | 0.089991 | 0.077689 | 0.064286 | 0.054275 | 100000 | 100000 | 0 | 0 | 0
685 |  |  |  | 9795.2055 |  |  |  |  | 4872.5467 | 5083.6017 | 5294.6567 | 5505.7117 | 5716.7667 | 53157.9111 | 51721.7669 | 50285.6227 | 48849.4785 | 47413.3344 |  | 0.11517 |  |  |  |  | 1 | 1 | 1 | 1 | 1 | [5 empty] | 11.0667 | 2.9424 | 570.7763 | 26826.484 | 684.9315 | 0.10369 | 0.090006 | 0.077654 | 0.064271 | 0.054234 | 0.10369 | 0.090006 | 0.077654 | 0.064271 | 0.054234 | 100000 | 100000 | 0 | 0 | 0
686 |  |  |  | 9795.2055 |  |  |  |  | 4862.0656 | 5132.2148 | 5402.3639 | 5672.5131 | 5942.6623 | 52285.9483 | 50873.3615 | 49460.7748 | 48048.188 | 46635.6013 |  | 0.07379 |  |  |  |  | 1 | 1 | 1 | 1 | 1 | [5 empty] | 12.7195 | 2.5649 | 570.7763 | 26826.484 | 684.9315 | 0.10414 | 0.090153 | 0.07782 | 0.064286 | 0.054234 | 0.10414 | 0.090153 | 0.07782 | 0.064286 | 0.054234 | 100000 | 100000 | 0 | 0 | 0
687 |  |  |  | 9795.2055 |  |  |  |  | 4842.268 | 5174.7305 | 5507.193 | 5839.6555 | 6172.118 | 53097.7119 | 51663.1941 | 50228.6763 | 48794.1584 | 47359.6406 |  | 0.08003 |  |  |  |  | 1 | 1 | 1 | 1 | 1 | [5 empty] | 12.9658 | 1.4488 | 570.7763 | 26826.484 | 684.9315 | 0.1056 | 0.092639 | 0.078512 | 0.064897 | 0.054709 | 0.1056 | 0.092639 | 0.078512 | 0.064897 | 0.054709 | 100000 | 100000 | 0 | 0 | 0
688 |  |  |  | 9795.2055 |  |  |  |  | 4553.4555 | 4976.7188 | 5399.9821 | 5823.2455 | 6246.5088 | 53603.5723 | 52155.3879 | 50707.2035 | 49259.0191 | 47810.8347 |  | 0.02532 |  |  |  |  | 1 | 1 | 1 | 1 | 1 | [5 empty] | 11.1682 | 2.4534 | 570.7763 | 26826.484 | 684.9315 | 0.10549 | 0.09206 | 0.078477 | 0.065513 | 0.054741 | 0.10549 | 0.09206 | 0.078477 | 0.065513 | 0.054741 | 100000 | 100000 | 0 | 0 | 0
689 |  |  |  | 9795.2055 |  |  |  |  | 4922.6231 | 5549.5981 | 6176.5731 | 6803.5481 | 7430.5231 | 56661.4094 | 55130.6127 | 53599.816 | 52069.0194 | 50538.2227 |  | 0 |  |  |  |  | 1 | 1 | 1 | 1 | 1 | [5 empty] | 10.6721 | 4.2236 | 570.7763 | 26826.484 | 684.9315 | 0.10549 | 0.091988 | 0.078191 | 0.065266 | 0.054638 | 0.10549 | 0.091988 | 0.078191 | 0.065266 | 0.054638 | 100000 | 100000 | 0 | 0 | 0
690 |  |  |  | 9795.2055 |  |  |  |  | 6709.0683 | 7495.3999 | 8281.7316 | 9068.0633 | 9854.3949 | 58065.6196 | 56496.886 | 54928.1524 | 53359.4188 | 51790.6852 |  | 0 |  |  |  |  | 1 | 1 | 1 | 1 | 1 | [5 empty] | 10.4319 | 4.7648 | 570.7763 | 26826.484 | 684.9315 | 0.10575 | 0.091694 | 0.078001 | 0.065181 | 0.054406 | 0.10575 | 0.091694 | 0.078001 | 0.065181 | 0.054406 | 100000 | 100000 | 0 | 0 | 0
691 |  |  |  | 9795.2055 |  |  |  |  | 7853.8372 | 8673.3056 | 9492.7739 | 10312.2422 | 11131.7106 | 58575.1928 | 56992.6923 | 55410.1917 | 53827.6912 | 52245.1907 |  | 0 |  |  |  |  | 1 | 1 | 1 | 1 | 1 | [5 empty] | 10.4358 | 3.3209 | 570.7763 | 26826.484 | 684.9315 | 0.10426 | 0.090621 | 0.077598 | 0.064848 | 0.054391 | 0.10426 | 0.090622 | 0.077598 | 0.064848 | 0.054391 | 100000 | 100000 | 0 | 0 | 0
692 |  |  |  | 9795.2055 |  |  |  |  | 8243.9671 | 8993.5871 | 9743.2071 | 10492.8271 | 11242.4471 | 58167.4546 | 56595.9698 | 55024.4849 | 53453.0001 | 51881.5153 |  | 0 |  |  |  |  | 1 | 1 | 1 | 1 | 1 | [5 empty] | 11.3894 | 5.3665 | 570.7763 | 26826.484 | 684.9315 | 0.10269 | 0.089716 | 0.077086 | 0.064214 | 0.053498 | 0.10269 | 0.089716 | 0.077086 | 0.064214 | 0.053498 | 100000 | 100000 | 0 | 0 | 0
693 |  |  |  | 9795.2055 |  |  |  |  | 7314.6429 | 7958.3379 | 8602.0329 | 9245.7279 | 9889.4229 | 56332.832 | 54810.9124 | 53288.9927 | 51767.0731 | 50245.1535 |  | 0 |  |  |  |  | 1 | 1 | 1 | 1 | 1 | [5 empty] | 11.9274 | 8.7512 | 570.7763 | 26826.484 | 684.9315 | 0.099992 | 0.085522 | 0.075562 | 0.063014 | 0.052891 | 0.099992 | 0.085522 | 0.075562 | 0.063014 | 0.052891 | 100000 | 100000 | 0 | 0 | 0
694 |  |  |  | 9795.2055 |  |  |  |  | 6212.9629 | 6734.8929 | 7256.8229 | 7778.7529 | 8300.6829 | 50881.738 | 49507.0882 | 48132.4384 | 46757.7886 | 45383.1388 |  | 0 |  |  |  |  | 1 | 1 | 1 | 1 | 1 | [5 empty] | 10.9622 | 5.9143 | 570.7763 | 26826.484 | 684.9315 | 0.094339 | 0.081501 | 0.073134 | 0.062527 | 0.052392 | 0.094339 | 0.081501 | 0.073134 | 0.062527 | 0.052392 | 100000 | 100000 | 0 | 0 | 0
695 |  |  |  | 9795.2055 |  |  |  |  | 5966.0748 | 6425.8573 | 6885.6398 | 7345.4223 | 7805.2048 | 41946.1073 | 40812.8675 | 39679.6278 | 38546.388 | 37413.1483 |  | 0 |  |  |  |  | 1 | 1 | 1 | 1 | 1 | [5 empty] | 15.1213 | 6.3462 | 570.7763 | 26826.484 | 684.9315 | 0.093052 | 0.08043 | 0.070844 | 0.061845 | 0.051983 | 0.093052 | 0.08043 | 0.070844 | 0.061845 | 0.051983 | 100000 | 100000 | 0 | 0 | 0
696 |  |  |  | 9795.2055 |  |  |  |  | 4446.3153 | 4835.3428 | 5224.3703 | 5613.3978 | 6002.4253 | 33792.9368 | 32879.9677 | 31966.9986 | 31054.0295 | 30141.0604 |  | 0 |  |  |  |  | 1 | 1 | 1 | 1 | 1 | [5 empty] | 13.0837 | 6.7724 | 570.7763 | 26826.484 | 684.9315 | 0.09226 | 0.0792 | 0.064521 | 0.06106 | 0.051487 | 0.09226 | 0.0792 | 0.064521 | 0.06106 | 0.051487 | 100000 | 100000 | 0 | 0 | 0
697 |  |  |  | 9795.2055 |  |  |  |  | 3508.8286 | 3829.6311 | 4150.4336 | 4471.2361 | 4792.0386 | 32950.1244 | 32059.9252 | 31169.726 | 30279.5268 | 29389.3276 |  | 0 |  |  |  |  | 1 | 1 | 1 | 1 | 1 | [5 empty] | 10.9166 | 7.6455 | 570.7763 | 26826.484 | 684.9315 | 0.091996 | 0.078348 | 0.063287 | 0.060667 | 0.050779 | 0.091996 | 0.078348 | 0.063287 | 0.060667 | 0.050779 | 100000 | 100000 | 0 | 0 | 0
698 |  |  |  | 9795.2055 |  |  |  |  | 2572.2878 | 2751.8828 | 2931.4778 | 3111.0728 | 3290.6678 | 33578.0487 | 32670.8851 | 31763.7216 | 30856.558 | 29949.3945 |  | 0 |  |  |  |  | 1 | 1 | 1 | 1 | 1 | [5 empty] | 11.8135 | 8.2833 | 570.7763 | 26826.484 | 684.9315 | 0.091859 | 0.07812 | 0.062849 | 0.06061 | 0.050743 | 0.091859 | 0.07812 | 0.062849 | 0.06061 | 0.050743 | 100000 | 100000 | 0 | 0 | 0
699 |  |  |  | 9795.2055 |  |  |  |  | 1889.3692 | 1998.7592 | 2108.1492 | 2217.5392 | 2326.9292 | 34254.1619 | 33328.7321 | 32403.3023 | 31477.8725 | 30552.4427 |  | 0 |  |  |  |  | 1 | 1 | 1 | 1 | 1 | [5 empty] | 13.2178 | 8.731 | 570.7763 | 26826.484 | 684.9315 | 0.091493 | 0.077785 | 0.062383 | 0.060496 | 0.050653 | 0.091493 | 0.077785 | 0.062383 | 0.060496 | 0.050653 | 100000 | 100000 | 0 | 0 | 0
700 |  |  |  | 9795.2055 |  |  |  |  | 1672.976 | 1727.836 | 1782.696 | 1837.556 | 1892.416 | 36359.4328 | 35377.1258 | 34394.8188 | 33412.5118 | 32430.2048 |  | 0 |  |  |  |  | 1 | 1 | 1 | 1 | 1 | [5 empty] | 11.2549 | 9.4423 | 570.7763 | 26826.484 | 684.9315 | 0.087736 | 0.059642 | 0.058027 | 0.057888 | 0.04982 | 0.087736 | 0.059642 | 0.058027 | 0.057888 | 0.04982 | 100000 | 100000 | 0 | 0 | 0
701 |  |  |  | 9795.2055 |  |  |  |  | 1838.1794 | 1887.6769 | 1937.1744 | 1986.6719 | 2036.1694 | 41445.8152 | 40326.0916 | 39206.368 | 38086.6444 | 36966.9208 |  | 0 |  |  |  |  | 1 | 1 | 1 | 1 | 1 | [5 empty] | 8.471 | 9.2553 | 570.7763 | 26826.484 | 684.9315 | 0.087167 | 0.059141 | 0.057996 | 0.057722 | 0.049272 | 0.087167 | 0.059141 | 0.057996 | 0.057722 | 0.049272 | 100000 | 100000 | 0 | 0 | 0
702 |  |  |  | 9795.2055 |  |  |  |  | 2312.8485 | 2361.851 | 2410.8535 | 2459.856 | 2508.8585 | 56947.3749 | 55408.8525 | 53870.33 | 52331.8075 | 50793.285 |  | 0 |  |  |  |  | 1 | 1 | 1 | 1 | 1 | [5 empty] | 6.787 | 9.0206 | 570.7763 | 26826.484 | 684.9315 | 0.087507 | 0.059216 | 0.060184 | 0.058017 | 0.049348 | 0.087507 | 0.059216 | 0.060184 | 0.058017 | 0.049348 | 100000 | 100000 | 0 | 0 | 0
703 |  |  |  | 9795.2055 |  |  |  |  | 3001.5841 | 3043.7941 | 3086.0041 | 3128.2141 | 3170.4241 | 67844.6858 | 66011.7554 | 64178.825 | 62345.8946 | 60512.9642 |  | 0 |  |  |  |  | 1 | 1 | 1 | 1 | 1 | [5 empty] | 8.2577 | 9.0674 | 570.7763 | 26826.484 | 684.9315 | 0.088804 | 0.067191 | 0.063062 | 0.058832 | 0.049404 | 0.088804 | 0.067191 | 0.063062 | 0.058832 | 0.049404 | 100000 | 100000 | 0 | 0 | 0
704 |  |  |  | 9795.2055 |  |  |  |  | 4302.2706 | 4343.7931 | 4385.3156 | 4426.8381 | 4468.3606 | 62902.0143 | 61202.618 | 59503.2216 | 57803.8252 | 56104.4288 |  | 0 |  |  |  |  | 1 | 1 | 1 | 1 | 1 | [5 empty] | 8.4608 | 7.9065 | 570.7763 | 26826.484 | 684.9315 | 0.093046 | 0.072555 | 0.066797 | 0.060656 | 0.051155 | 0.093046 | 0.072555 | 0.066797 | 0.060656 | 0.051155 | 100000 | 100000 | 0 | 0 | 0
705 |  |  |  | 9795.2055 |  |  |  |  | 4621.0435 | 4696.776 | 4772.5085 | 4848.241 | 4923.9735 | 61587.8255 | 59923.9339 | 58260.0424 | 56596.1509 | 54932.2594 |  | 0.04926 |  |  |  |  | 1 | 1 | 1 | 1 | 1 | [5 empty] | 8.3093 | 7.3344 | 570.7763 | 26826.484 | 684.9315 | 0.092896 | 0.071959 | 0.066418 | 0.059143 | 0.049939 | 0.092896 | 0.071959 | 0.066418 | 0.059143 | 0.049939 | 100000 | 100000 | 0 | 0 | 0
706 |  |  |  | 9795.2055 |  |  |  |  | 5027.0717 | 5147.5167 | 5267.9617 | 5388.4067 | 5508.8517 | 59961.2643 | 58341.3169 | 56721.3695 | 55101.4221 | 53481.4746 |  | 0.06364 |  |  |  |  | 1 | 1 | 1 | 1 | 1 | [5 empty] | 6.8189 | 6.6555 | 570.7763 | 26826.484 | 684.9315 | 0.09131 | 0.068851 | 0.061117 | 0.053674 | 0.047449 | 0.09131 | 0.068851 | 0.061117 | 0.053674 | 0.047449 | 100000 | 100000 | 0 | 0 | 0
707 |  |  |  | 9795.2055 |  |  |  |  | 5390.054 | 5638.1215 | 5886.189 | 6134.2565 | 6382.324 | 58356.4738 | 56779.8823 | 55203.2908 | 53626.6993 | 52050.1078 |  | 0.21979 |  |  |  |  | 1 | 1 | 1 | 1 | 1 | [5 empty] | 8.2617 | 5.7115 | 570.7763 | 26826.484 | 684.9315 | 0.089996 | 0.068263 | 0.059284 | 0.053668 | 0.047459 | 0.089996 | 0.068263 | 0.059284 | 0.053668 | 0.047459 | 100000 | 100000 | 0 | 0 | 0
708 |  |  |  | 9795.2055 |  |  |  |  | 6150.9206 | 6466.2231 | 6781.5256 | 7096.8281 | 7412.1306 | 55909.2326 | 54398.7571 | 52888.2817 | 51377.8062 | 49867.3308 |  | 0.20771 |  |  |  |  | 1 | 1 | 1 | 1 | 1 | [5 empty] | 9.2539 | 4.753 | 570.7763 | 26826.484 | 684.9315 | 0.090492 | 0.068743 | 0.059321 | 0.053737 | 0.047421 | 0.090492 | 0.068743 | 0.059321 | 0.053737 | 0.047421 | 100000 | 100000 | 0 | 0 | 0
709 |  |  |  | 9795.2055 |  |  |  |  | 5913.5861 | 6360.5536 | 6807.5211 | 7254.4886 | 7701.4561 | 55057.4864 | 53570.0222 | 52082.558 | 50595.0939 | 49107.6297 |  | 0.14528 |  |  |  |  | 1 | 1 | 1 | 1 | 1 | [5 empty] | 9.7864 | 3.6258 | 570.7763 | 26826.484 | 684.9315 | 0.090649 | 0.068806 | 0.059731 | 0.053142 | 0.047136 | 0.090649 | 0.068806 | 0.059732 | 0.053142 | 0.047136 | 100000 | 100000 | 0 | 0 | 0
710 |  |  |  | 9795.2055 |  |  |  |  | 5703.0098 | 6207.6698 | 6712.3298 | 7216.9898 | 7721.6498 | 54155.2275 | 52692.1392 | 51229.051 | 49765.9627 | 48302.8745 |  | 0.18223 |  |  |  |  | 1 | 1 | 1 | 1 | 1 | [5 empty] | 9.9892 | 2.5484 | 570.7763 | 26826.484 | 684.9315 | 0.093479 | 0.068999 | 0.05999 | 0.054257 | 0.04728 | 0.093479 | 0.068999 | 0.05999 | 0.054257 | 0.04728 | 100000 | 100000 | 0 | 0 | 0
711 |  |  |  | 9795.2055 |  |  |  |  | 6028.7631 | 6530.3156 | 7031.8681 | 7533.4206 | 8034.9731 | 55000.002 | 53514.0909 | 52028.1797 | 50542.2686 | 49056.3574 |  | 0.03027 |  |  |  |  | 1 | 1 | 1 | 1 | 1 | [5 empty] | 10.8983 | 3.0025 | 570.7763 | 26826.484 | 684.9315 | 0.099233 | 0.08343 | 0.06738 | 0.059562 | 0.049387 | 0.099233 | 0.08343 | 0.06738 | 0.059562 | 0.049387 | 100000 | 100000 | 0 | 0 | 0
712 |  |  |  | 9795.2055 |  |  |  |  | 6366.1505 | 6858.9863 | 7351.8222 | 7844.658 | 8337.4938 | 55524.5769 | 54024.4935 | 52524.4101 | 51024.3268 | 49524.2434 |  | 0.05003 |  |  |  |  | 1 | 1 | 1 | 1 | 1 | [5 empty] | 9.8877 | 4.9871 | 570.7763 | 26826.484 | 684.9315 | 0.10667 | 0.094417 | 0.086997 | 0.078814 | 0.058499 | 0.10666 | 0.094417 | 0.086997 | 0.078814 | 0.058499 | 100000 | 100000 | 0 | 0 | 0
713 |  |  |  | 9795.2055 |  |  |  |  | 7017.6571 | 7496.1388 | 7974.6205 | 8453.1021 | 8931.5838 | 58696.1203 | 57110.3527 | 55524.5852 | 53938.8176 | 52353.05 |  | 0 |  |  |  |  | 1 | 1 | 1 | 1 | 1 | [5 empty] | 8.5658 | 5.0417 | 570.7763 | 26826.484 | 684.9315 | 0.11299 | 0.10075 | 0.094676 | 0.099801 | 0.065268 | 0.11299 | 0.10075 | 0.094676 | 0.099801 | 0.065268 | 100000 | 100000 | 0 | 0 | 0
714 |  |  |  | 9795.2055 |  |  |  |  | 8765.091 | 9253.4718 | 9741.8527 | 10230.2335 | 10718.6143 | 60149.3724 | 58524.343 | 56899.3135 | 55274.284 | 53649.2546 |  | 0 |  |  |  |  | 1 | 1 | 1 | 1 | 1 | [5 empty] | 7.2963 | 4.0186 | 570.7763 | 26826.484 | 684.9315 | 0.11405 | 0.10281 | 0.094085 | 0.098955 | 0.06511 | 0.11405 | 0.10281 | 0.094085 | 0.098955 | 0.06511 | 100000 | 100000 | 0 | 0 | 0
715 |  |  |  | 9795.2055 |  |  |  |  | 9142.0341 | 9631.3491 | 10120.6641 | 10609.9791 | 11099.2941 | 60676.2711 | 59037.0066 | 57397.7422 | 55758.4777 | 54119.2133 |  | 0 |  |  |  |  | 1 | 1 | 1 | 1 | 1 | [5 empty] | 6.6507 | 4.497 | 570.7763 | 26826.484 | 684.9315 | 0.11329 | 0.10392 | 0.094028 | 0.099086 | 0.064802 | 0.11329 | 0.10392 | 0.094028 | 0.099086 | 0.064802 | 100000 | 100000 | 0 | 0 | 0
716 |  |  |  | 9795.2055 |  |  |  |  | 8483.5471 | 8976.7679 | 9469.9887 | 9963.2096 | 10456.4304 | 60252.7219 | 58624.9003 | 56997.0787 | 55369.2571 | 53741.4355 |  | 0 |  |  |  |  | 1 | 1 | 1 | 1 | 1 | [5 empty] | 6.5867 | 5.8205 | 570.7763 | 26826.484 | 684.9315 | 0.11283 | 0.10278 | 0.092367 | 0.097886 | 0.064164 | 0.11283 | 0.10278 | 0.092367 | 0.097886 | 0.064164 | 100000 | 100000 | 0 | 0 | 0
717 |  |  |  | 9795.2055 |  |  |  |  | 7152.6121 | 7584.5646 | 8016.5171 | 8448.4696 | 8880.4221 | 58351.8261 | 56775.3602 | 55198.8942 | 53622.4283 | 52045.9624 |  | 0 |  |  |  |  | 1 | 1 | 1 | 1 | 1 | [5 empty] | 5.6737 | 7.4944 | 570.7763 | 26826.484 | 684.9315 | 0.10969 | 0.099802 | 0.089364 | 0.08809 | 0.061124 | 0.10969 | 0.099802 | 0.089364 | 0.08809 | 0.061124 | 100000 | 100000 | 0 | 0 | 0
718 |  |  |  | 9795.2055 |  |  |  |  | 6071.8091 | 6456.9591 | 6842.1091 | 7227.2591 | 7612.4091 | 52701.9754 | 51278.149 | 49854.3226 | 48430.4963 | 47006.6699 |  | 0 |  |  |  |  | 1 | 1 | 1 | 1 | 1 | [5 empty] | 8.2407 | 9.3998 | 570.7763 | 26826.484 | 684.9315 | 0.10578 | 0.095288 | 0.086325 | 0.085657 | 0.059404 | 0.10578 | 0.095288 | 0.086325 | 0.085657 | 0.059404 | 100000 | 100000 | 0 | 0 | 0
719 |  |  |  | 9795.2055 |  |  |  |  | 6241.6662 | 6597.3929 | 6953.1195 | 7308.8462 | 7664.5729 | 43435.2614 | 42261.7898 | 41088.3182 | 39914.8466 | 38741.375 |  | 0 |  |  |  |  | 1 | 1 | 1 | 1 | 1 | [5 empty] | 8.4287 | 11.5435 | 570.7763 | 26826.484 | 684.9315 | 0.10347 | 0.093101 | 0.085129 | 0.083123 | 0.058942 | 0.10347 | 0.093101 | 0.085129 | 0.083123 | 0.058942 | 100000 | 100000 | 0 | 0 | 0
720 |  |  |  | 9795.2055 |  |  |  |  | 4972.3917 | 5317.7233 | 5663.055 | 6008.3867 | 6353.7183 | 35004.8824 | 34059.1707 | 33113.459 | 32167.7473 | 31222.0357 |  | 0 |  |  |  |  | 1 | 1 | 1 | 1 | 1 | [5 empty] | 8.5096 | 12.5721 | 570.7763 | 26826.484 | 684.9315 | 0.10247 | 0.092582 | 0.084498 | 0.080016 | 0.05605 | 0.10247 | 0.092582 | 0.084498 | 0.080016 | 0.05605 | 100000 | 100000 | 0 | 0 | 0
721 |  |  |  | 9795.2055 |  |  |  |  | 3985.0523 | 4364.5373 | 4744.0223 | 5123.5073 | 5502.9923 | 35200.2322 | 34249.2428 | 33298.2534 | 32347.2641 | 31396.2747 |  | 0 |  |  |  |  | 1 | 1 | 1 | 1 | 1 | [5 empty] | 7.2043 | 13.8698 | 570.7763 | 26826.484 | 684.9315 | 0.10092 | 0.092046 | 0.083996 | 0.079626 | 0.055109 | 0.10092 | 0.092046 | 0.083996 | 0.079626 | 0.055109 | 100000 | 100000 | 0 | 0 | 0
722 |  |  |  | 9795.2055 |  |  |  |  | 3059.9716 | 3377.6391 | 3695.3066 | 4012.9741 | 4330.6416 | 35867.5883 | 34898.5692 | 33929.5502 | 32960.5312 | 31991.5121 |  | 0 |  |  |  |  | 1 | 1 | 1 | 1 | 1 | [5 empty] | 5.9263 | 12.6269 | 570.7763 | 26826.484 | 684.9315 | 0.10108 | 0.091826 | 0.083838 | 0.08043 | 0.055157 | 0.10108 | 0.091826 | 0.083837 | 0.08043 | 0.055157 | 100000 | 100000 | 0 | 0 | 0
723 |  |  |  | 9795.2055 |  |  |  |  | 2256.9179 | 2457.8254 | 2658.7329 | 2859.6404 | 3060.5479 | 36589.0294 | 35600.5195 | 34612.0096 | 33623.4997 | 32634.9898 |  | 0 |  |  |  |  | 1 | 1 | 1 | 1 | 1 | [5 empty] | 6.5844 | 13.3973 | 570.7763 | 26826.484 | 684.9315 | 0.10091 | 0.091398 | 0.083379 | 0.079697 | 0.054904 | 0.10091 | 0.091398 | 0.083379 | 0.079697 | 0.054904 | 100000 | 100000 | 0 | 0 | 0
724 |  |  |  | 9795.2055 |  |  |  |  | 2005.891 | 2105.216 | 2204.541 | 2303.866 | 2403.191 | 38832.8973 | 37783.7657 | 36734.6342 | 35685.5027 | 34636.3712 |  | 0 |  |  |  |  | 1 | 1 | 1 | 1 | 1 | [5 empty] | 8.6486 | 12.3582 | 570.7763 | 26826.484 | 684.9315 | 0.09484 | 0.082475 | 0.077369 | 0.068374 | 0.053484 | 0.09484 | 0.082475 | 0.077369 | 0.068374 | 0.053484 | 100000 | 100000 | 0 | 0 | 0
725 |  |  |  | 9795.2055 |  |  |  |  | 2123.2693 | 2181.5943 | 2239.9193 | 2298.2443 | 2356.5693 | 44256.0396 | 43060.3934 | 41864.7472 | 40669.101 | 39473.4548 |  | 0 |  |  |  |  | 1 | 1 | 1 | 1 | 1 | [5 empty] | 8.2905 | 8.348 | 570.7763 | 26826.484 | 684.9315 | 0.091177 | 0.079625 | 0.075263 | 0.067258 | 0.053168 | 0.091177 | 0.079625 | 0.075263 | 0.067258 | 0.053168 | 100000 | 100000 | 0 | 0 | 0
726 |  |  |  | 9795.2055 |  |  |  |  | 2477.7287 | 2517.0512 | 2556.3737 | 2595.6962 | 2635.0187 | 60760.1426 | 59118.6123 | 57477.0819 | 55835.5515 | 54194.0212 |  | 0 |  |  |  |  | 1 | 1 | 1 | 1 | 1 | [5 empty] | 7.0475 | 7.2511 | 570.7763 | 26826.484 | 684.9315 | 0.091426 | 0.079784 | 0.075913 | 0.068369 | 0.054302 | 0.091426 | 0.079784 | 0.075913 | 0.068369 | 0.054302 | 100000 | 100000 | 0 | 0 | 0
727 |  |  |  | 9795.2055 |  |  |  |  | 2935.6203 | 2977.1428 | 3018.6653 | 3060.1878 | 3101.7103 | 72487.6178 | 70529.2513 | 68570.8848 | 66612.5183 | 64654.1519 |  | 0 |  |  |  |  | 1 | 1 | 1 | 1 | 1 | [5 empty] | 6.8238 | 6.8833 | 570.7763 | 26826.484 | 684.9315 | 0.092314 | 0.08022 | 0.076731 | 0.069203 | 0.054096 | 0.092314 | 0.08022 | 0.076731 | 0.069203 | 0.054096 | 100000 | 100000 | 0 | 0 | 0
728 |  |  |  | 9795.2055 |  |  |  |  | 4370.89 | 4413.375 | 4455.86 | 4498.345 | 4540.83 | 67191.7729 | 65376.4819 | 63561.191 | 61745.9001 | 59930.6091 |  | 0 |  |  |  |  | 1 | 1 | 1 | 1 | 1 | [5 empty] | 6.8639 | 8.2389 | 570.7763 | 26826.484 | 684.9315 | 0.093853 | 0.08178 | 0.077487 | 0.06905 | 0.053408 | 0.093853 | 0.08178 | 0.077487 | 0.06905 | 0.053408 | 100000 | 100000 | 0 | 0 | 0
729 |  |  |  | 9795.2055 |  |  |  |  | 5415.6733 | 5456.7833 | 5497.8933 | 5539.0033 | 5580.1133 | 65771.1841 | 63994.2726 | 62217.3611 | 60440.4496 | 58663.5381 |  | 0.01242 |  |  |  |  | 1 | 1 | 1 | 1 | 1 | [5 empty] | 7.58 | 7.4499 | 570.7763 | 26826.484 | 684.9315 | 0.088239 | 0.06575 | 0.066805 | 0.060167 | 0.050044 | 0.088239 | 0.06575 | 0.066805 | 0.060167 | 0.050044 | 100000 | 100000 | 0 | 0 | 0
730 |  |  |  | 9795.2055 |  |  |  |  | 6397.6999 | 6453.5224 | 6509.3449 | 6565.1674 | 6620.9899 | 64034.0003 | 62304.0215 | 60574.0428 | 58844.064 | 57114.0853 |  | 0.03768 |  |  |  |  | 1 | 1 | 1 | 1 | 1 | [5 empty] | 6.9493 | 8.9807 | 570.7763 | 26826.484 | 684.9315 | 0.084209 | 0.030081 | 0.035571 | 0.045634 | 0.045042 | 0.084209 | 0.030081 | 0.035571 | 0.045634 | 0.045042 | 100000 | 100000 | 0 | 0 | 0
731 |  |  |  | 9795.2055 |  |  |  |  | 7179.8347 | 7252.8447 | 7325.8547 | 7398.8647 | 7471.8747 | 62324.6505 | 60640.8525 | 58957.0545 | 57273.2565 | 55589.4585 |  | 0.05925 |  |  |  |  | 1 | 1 | 1 | 1 | 1 | [5 empty] | 7.1404 | 7.0738 | 570.7763 | 26826.484 | 684.9315 | 0.081318 | 0.027828 | 0.029971 | 0.034989 | 0.043575 | 0.081318 | 0.027828 | 0.029971 | 0.034989 | 0.043575 | 100000 | 100000 | 0 | 0 | 0
732 |  |  |  | 9795.2055 |  |  |  |  | 8295.5099 | 8409.8499 | 8524.1899 | 8638.5299 | 8752.8699 | 59703.7706 | 58090.7798 | 56477.7889 | 54864.7981 | 53251.8073 |  | 0.08317 |  |  |  |  | 1 | 1 | 1 | 1 | 1 | [5 empty] | 7.4672 | 6.5708 | 570.7763 | 26826.484 | 684.9315 | 0.080533 | 0.029258 | 0.030265 | 0.034751 | 0.043443 | 0.080533 | 0.029258 | 0.030265 | 0.034751 | 0.043443 | 100000 | 100000 | 0 | 0 | 0
733 |  |  |  | 9795.2055 |  |  |  |  | 7803.9155 | 7982.933 | 8161.9505 | 8340.968 | 8519.9855 | 58795.4065 | 57206.9565 | 55618.5066 | 54030.0566 | 52441.6067 |  | 0.03988 |  |  |  |  | 1 | 1 | 1 | 1 | 1 | [5 empty] | 7.2407 | 7.5233 | 570.7763 | 26826.484 | 684.9315 | 0.080463 | 0.039943 | 0.030295 | 0.034819 | 0.043455 | 0.080463 | 0.039943 | 0.030295 | 0.034819 | 0.043455 | 100000 | 100000 | 0 | 0 | 0
734 |  |  |  | 9795.2055 |  |  |  |  | 6862.5646 | 7098.6154 | 7334.6662 | 7570.7171 | 7806.7679 | 57833.7488 | 56271.2795 | 54708.8103 | 53146.341 | 51583.8718 |  | 0.05274 |  |  |  |  | 1 | 1 | 1 | 1 | 1 | [5 empty] | 6.8638 | 8.4714 | 570.7763 | 26826.484 | 684.9315 | 0.081702 | 0.041174 | 0.031339 | 0.035769 | 0.044088 | 0.081702 | 0.041174 | 0.031339 | 0.035769 | 0.044088 | 100000 | 100000 | 0 | 0 | 0
735 |  |  |  | 9795.2055 |  |  |  |  | 6296.5919 | 6646.1035 | 6995.6152 | 7345.1269 | 7694.6385 | 58744.4875 | 57157.4132 | 55570.3389 | 53983.2646 | 52396.1903 |  | 0.05183 |  |  |  |  | 1 | 1 | 1 | 1 | 1 | [5 empty] | 6.5437 | 8.8798 | 570.7763 | 26826.484 | 684.9315 | 0.082735 | 0.057866 | 0.037202 | 0.04774 | 0.047303 | 0.082735 | 0.057866 | 0.037202 | 0.04774 | 0.047303 | 100000 | 100000 | 0 | 0 | 0
736 |  |  |  | 9795.2055 |  |  |  |  | 6078.1055 | 6397.698 | 6717.2905 | 7036.883 | 7356.4755 | 59306.0481 | 57703.8023 | 56101.5566 | 54499.3109 | 52897.0652 |  | 0.03478 |  |  |  |  | 1 | 1 | 1 | 1 | 1 | [5 empty] | 7.064 | 8.7075 | 570.7763 | 26826.484 | 684.9315 | 0.090377 | 0.077246 | 0.071871 | 0.060806 | 0.0512 | 0.090377 | 0.077246 | 0.071871 | 0.060806 | 0.0512 | 100000 | 100000 | 0 | 0 | 0
737 |  |  |  | 9795.2055 |  |  |  |  | 6560.4025 | 6918.5475 | 7276.6925 | 7634.8375 | 7992.9825 | 62702.4541 | 61008.4492 | 59314.4442 | 57620.4393 | 55926.4343 |  | 0 |  |  |  |  | 1 | 1 | 1 | 1 | 1 | [5 empty] | 8.2275 | 8.9954 | 570.7763 | 26826.484 | 684.9315 | 0.0992 | 0.084668 | 0.077741 | 0.071602 | 0.055166 | 0.0992 | 0.084668 | 0.077741 | 0.071602 | 0.055166 | 100000 | 100000 | 0 | 0 | 0
738 |  |  |  | 9795.2055 |  |  |  |  | 8285.0504 | 8678.3954 | 9071.7404 | 9465.0854 | 9858.4304 | 64251.9234 | 62516.0571 | 60780.1908 | 59044.3245 | 57308.4582 |  | 0 |  |  |  |  | 1 | 1 | 1 | 1 | 1 | [5 empty] | 9.3944 | 9.0432 | 570.7763 | 26826.484 | 684.9315 | 0.10135 | 0.084823 | 0.076974 | 0.069629 | 0.054572 | 0.10135 | 0.084823 | 0.076974 | 0.069629 | 0.054572 | 100000 | 100000 | 0 | 0 | 0
739 |  |  |  | 9795.2055 |  |  |  |  | 8735.9692 | 9234.2492 | 9732.5292 | 10230.8092 | 10729.0892 | 64812.6925 | 63061.6761 | 61310.6598 | 59559.6434 | 57808.6271 |  | 0 |  |  |  |  | 1 | 1 | 1 | 1 | 1 | [5 empty] | 9.1368 | 9.475 | 570.7763 | 26826.484 | 684.9315 | 0.10213 | 0.085859 | 0.077466 | 0.069932 | 0.05464 | 0.10213 | 0.085859 | 0.077466 | 0.069932 | 0.05464 | 100000 | 100000 | 0 | 0 | 0
740 |  |  |  | 9795.2055 |  |  |  |  | 8279.2396 | 8812.4988 | 9345.758 | 9879.0171 | 10412.2763 | 64357.7189 | 62618.9944 | 60880.2698 | 59141.5453 | 57402.8208 |  | 0 |  |  |  |  | 1 | 1 | 1 | 1 | 1 | [5 empty] | 8.2715 | 11.1325 | 570.7763 | 26826.484 | 684.9315 | 0.1022 | 0.086113 | 0.077925 | 0.070534 | 0.055017 | 0.1022 | 0.086113 | 0.077925 | 0.070534 | 0.055017 | 100000 | 100000 | 0 | 0 | 0
741 |  |  |  | 9795.2055 |  |  |  |  | 7151.9428 | 7638.6737 | 8125.4045 | 8612.1353 | 9098.8662 | 62326.2336 | 60642.3928 | 58958.552 | 57274.7113 | 55590.8705 |  | 0 |  |  |  |  | 1 | 1 | 1 | 1 | 1 | [5 empty] | 8.6968 | 9.5101 | 570.7763 | 26826.484 | 684.9315 | 0.099722 | 0.085901 | 0.077982 | 0.071624 | 0.055525 | 0.099722 | 0.085901 | 0.077982 | 0.071624 | 0.055525 | 100000 | 100000 | 0 | 0 | 0
742 |  |  |  | 9795.2055 |  |  |  |  | 6058.3487 | 6461.2354 | 6864.122 | 7267.0087 | 7669.8954 | 56284.2796 | 54763.6716 | 53243.0637 | 51722.4558 | 50201.8479 |  | 0 |  |  |  |  | 1 | 1 | 1 | 1 | 1 | [5 empty] | 8.7151 | 9.8269 | 570.7763 | 26826.484 | 684.9315 | 0.097796 | 0.085711 | 0.07817 | 0.071787 | 0.055738 | 0.097796 | 0.085711 | 0.07817 | 0.071787 | 0.055738 | 100000 | 100000 | 0 | 0 | 0
743 |  |  |  | 9795.2055 |  |  |  |  | 5938.6461 | 6266.4327 | 6594.2194 | 6922.0061 | 7249.7927 | 46363.1119 | 45110.5399 | 43857.9678 | 42605.3958 | 41352.8237 |  | 0 |  |  |  |  | 1 | 1 | 1 | 1 | 1 | [5 empty] | 8.3592 | 9.7616 | 570.7763 | 26826.484 | 684.9315 | 0.097922 | 0.083217 | 0.077713 | 0.072083 | 0.055568 | 0.097922 | 0.083217 | 0.077713 | 0.072083 | 0.055568 | 100000 | 100000 | 0 | 0 | 0
744 |  |  |  | 9795.2055 |  |  |  |  | 4580.0791 | 4841.4291 | 5102.7791 | 5364.1291 | 5625.4791 | 37390.8065 | 36380.6354 | 35370.4642 | 34360.293 | 33350.1218 |  | 0 |  |  |  |  | 1 | 1 | 1 | 1 | 1 | [5 empty] | 7.8199 | 13.1663 | 570.7763 | 26826.484 | 684.9315 | 0.095446 | 0.082873 | 0.077368 | 0.072001 | 0.055414 | 0.095446 | 0.082873 | 0.077368 | 0.072001 | 0.055414 | 100000 | 100000 | 0 | 0 | 0
745 |  |  |  | 9795.2055 |  |  |  |  | 3338.573 | 3551.0022 | 3763.4313 | 3975.8605 | 4188.2897 | 39751.1165 | 38677.1778 | 37603.2392 | 36529.3005 | 35455.3619 |  | 0 |  |  |  |  | 1 | 1 | 1 | 1 | 1 | [5 empty] | 7.4941 | 11.7869 | 570.7763 | 26826.484 | 684.9315 | 0.095145 | 0.083132 | 0.077512 | 0.071756 | 0.055535 | 0.095145 | 0.083132 | 0.077512 | 0.071756 | 0.055535 | 100000 | 100000 | 0 | 0 | 0
746 |  |  |  | 9795.2055 |  |  |  |  | 2378.5591 | 2478.2141 | 2577.8691 | 2677.5241 | 2777.1791 | 38961.1448 | 37908.5485 | 36855.9522 | 35803.3559 | 34750.7595 |  | 0 |  |  |  |  | 1 | 1 | 1 | 1 | 1 | [5 empty] | 6.785 | 6.5529 | 570.7763 | 26826.484 | 684.9315 | 0.095043 | 0.083332 | 0.07771 | 0.072327 | 0.056052 | 0.095043 | 0.083332 | 0.07771 | 0.072327 | 0.056052 | 100000 | 100000 | 0 | 0 | 0
747 |  |  |  | 9795.2055 |  |  |  |  | 1798.1396 | 1846.4821 | 1894.8246 | 1943.1671 | 1991.5096 | 39127.39 | 38070.3023 | 37013.2146 | 35956.1269 | 34899.0392 |  | 0 |  |  |  |  | 1 | 1 | 1 | 1 | 1 | [5 empty] | 6.9835 | 9.2286 | 570.7763 | 26826.484 | 684.9315 | 0.095438 | 0.083716 | 0.078204 | 0.073177 | 0.056487 | 0.095438 | 0.083716 | 0.078204 | 0.073177 | 0.056487 | 100000 | 100000 | 0 | 0 | 0
748 |  |  |  | 9795.2055 |  |  |  |  | 1684.3774 | 1725.8999 | 1767.4224 | 1808.9449 | 1850.4674 | 40516.846 | 39422.22 | 38327.594 | 37232.968 | 36138.3419 |  | 0 |  |  |  |  | 1 | 1 | 1 | 1 | 1 | [5 empty] | 6.9309 | 6.1777 | 570.7763 | 26826.484 | 684.9315 | 0.093765 | 0.081652 | 0.076002 | 0.071254 | 0.05401 | 0.093765 | 0.081652 | 0.076002 | 0.071254 | 0.05401 | 100000 | 100000 | 0 | 0 | 0
749 |  |  |  | 9795.2055 |  |  |  |  | 1901.4543 | 1942.1518 | 1982.8493 | 2023.5468 | 2064.2443 | 44050.1461 | 42860.0625 | 41669.9788 | 40479.8952 | 39289.8115 |  | 0 |  |  |  |  | 1 | 1 | 1 | 1 | 1 | [5 empty] | 7.0342 | 3.1311 | 570.7763 | 26826.484 | 684.9315 | 0.096658 | 0.083325 | 0.076897 | 0.072515 | 0.054678 | 0.096658 | 0.083325 | 0.076897 | 0.072515 | 0.054679 | 100000 | 100000 | 0 | 0 | 0
750 |  |  |  | 9795.2055 |  |  |  |  | 2775.5661 | 2816.6761 | 2857.7861 | 2898.8961 | 2940.0061 | 60034.0644 | 58412.1502 | 56790.236 | 55168.3218 | 53546.4076 |  | 0 |  |  |  |  | 1 | 1 | 1 | 1 | 1 | [5 empty] | 7.3173 | 5.5494 | 570.7763 | 26826.484 | 684.9315 | 0.10042 | 0.086098 | 0.07867 | 0.073973 | 0.055871 | 0.10042 | 0.086098 | 0.07867 | 0.073973 | 0.055871 | 100000 | 100000 | 0 | 0 | 0
751 |  |  |  | 9795.2055 |  |  |  |  | 4355.468 | 4396.4405 | 4437.413 | 4478.3855 | 4519.358 | 78850.815 | 76720.5368 | 74590.2586 | 72459.9804 | 70329.7022 |  | 0 |  |  |  |  | 1 | 1 | 1 | 1 | 1 | [5 empty] | 7.6605 | 7.5552 | 570.7763 | 26826.484 | 684.9315 | 0.10664 | 0.093215 | 0.082817 | 0.08095 | 0.057946 | 0.10664 | 0.093215 | 0.082817 | 0.08095 | 0.057946 | 100000 | 100000 | 0 | 0 | 0
752 |  |  |  | 9795.2055 |  |  |  |  | 5696.237 | 5738.172 | 5780.107 | 5822.042 | 5863.977 | 70125.5434 | 68230.992 | 66336.4407 | 64441.8893 | 62547.338 |  | 0 |  |  |  |  | 1 | 1 | 1 | 1 | 1 | [5 empty] | 8.6678 | 8.6496 | 570.7763 | 26826.484 | 684.9315 | 0.10958 | 0.095573 | 0.089294 | 0.098306 | 0.063119 | 0.10958 | 0.095573 | 0.089294 | 0.098306 | 0.063119 | 100000 | 100000 | 0 | 0 | 0
753 |  |  |  | 9795.2055 |  |  |  |  | 4823.2861 | 4872.7836 | 4922.2811 | 4971.7786 | 5021.2761 | 66270.7632 | 64480.3548 | 62689.9464 | 60899.538 | 59109.1296 |  | 0.05666 |  |  |  |  | 1 | 1 | 1 | 1 | 1 | [5 empty] | 8.8292 | 10.1091 | 570.7763 | 26826.484 | 684.9315 | 0.10681 | 0.094264 | 0.084876 | 0.077519 | 0.056761 | 0.10681 | 0.094263 | 0.084876 | 0.077519 | 0.056761 | 100000 | 100000 | 0 | 0 | 0
754 |  |  |  | 9795.2055 |  |  |  |  | 4277.6918 | 4352.4343 | 4427.1768 | 4501.9193 | 4576.6618 | 63570.2482 | 61852.7984 | 60135.3486 | 58417.8988 | 56700.4491 |  | 0.18679 |  |  |  |  | 1 | 1 | 1 | 1 | 1 | [5 empty] | 7.8233 | 9.7064 | 570.7763 | 26826.484 | 684.9315 | 0.1027 | 0.084121 | 0.077422 | 0.063176 | 0.053491 | 0.1027 | 0.084121 | 0.077422 | 0.063176 | 0.053491 | 100000 | 100000 | 0 | 0 | 0
755 |  |  |  | 9795.2055 |  |  |  |  | 4354.3071 | 4459.0496 | 4563.7921 | 4668.5346 | 4773.2771 | 61368.4687 | 59710.5034 | 58052.5381 | 56394.5729 | 54736.6076 |  | 0.08037 |  |  |  |  | 1 | 1 | 1 | 1 | 1 | [5 empty] | 8.3716 | 10.3547 | 570.7763 | 26826.484 | 684.9315 | 0.10067 | 0.082804 | 0.076543 | 0.063544 | 0.053505 | 0.10066 | 0.082804 | 0.076543 | 0.063544 | 0.053505 | 100000 | 100000 | 0 | 0 | 0
756 |  |  |  | 9795.2055 |  |  |  |  | 5034.5588 | 5202.3021 | 5370.0455 | 5537.7888 | 5705.5321 | 59360.6258 | 57756.9056 | 56153.1853 | 54549.4651 | 52945.7449 |  | 0.13161 |  |  |  |  | 1 | 1 | 1 | 1 | 1 | [5 empty] | 9.3203 | 10.919 | 570.7763 | 26826.484 | 684.9315 | 0.1007 | 0.082953 | 0.076338 | 0.063293 | 0.053575 | 0.1007 | 0.082953 | 0.076338 | 0.063293 | 0.053575 | 100000 | 100000 | 0 | 0 | 0
757 |  |  |  | 9795.2055 |  |  |  |  | 4856.9504 | 5061.8179 | 5266.6854 | 5471.5529 | 5676.4204 | 57450.0824 | 55897.9785 | 54345.8746 | 52793.7707 | 51241.6667 |  | 0.17558 |  |  |  |  | 1 | 1 | 1 | 1 | 1 | [5 empty] | 10.4657 | 10.577 | 570.7763 | 26826.484 | 684.9315 | 0.10065 | 0.083002 | 0.076417 | 0.063346 | 0.053593 | 0.10065 | 0.083002 | 0.076417 | 0.063346 | 0.053593 | 100000 | 100000 | 0 | 0 | 0
758 |  |  |  | 9795.2055 |  |  |  |  | 4846.5029 | 5107.8529 | 5369.2029 | 5630.5529 | 5891.9029 | 57151.2853 | 55607.2539 | 54063.2224 | 52519.191 | 50975.1596 |  | 0.05575 |  |  |  |  | 1 | 1 | 1 | 1 | 1 | [5 empty] | 11.7521 | 10.3202 | 570.7763 | 26826.484 | 684.9315 | 0.1013 | 0.083285 | 0.076632 | 0.063587 | 0.053608 | 0.1013 | 0.083285 | 0.076632 | 0.063587 | 0.053608 | 100000 | 100000 | 0 | 0 | 0
759 |  |  |  | 9795.2055 |  |  |  |  | 4826.7686 | 5142.0711 | 5457.3736 | 5772.6761 | 6087.9786 | 56493.8656 | 54967.5953 | 53441.3251 | 51915.0549 | 50388.7847 |  | 0.03327 |  |  |  |  | 1 | 1 | 1 | 1 | 1 | [5 empty] | 11.4314 | 9.166 | 570.7763 | 26826.484 | 684.9315 | 0.1062 | 0.091272 | 0.079077 | 0.065714 | 0.054347 | 0.1062 | 0.091272 | 0.079077 | 0.065714 | 0.054348 | 100000 | 100000 | 0 | 0 | 0
760 |  |  |  | 9795.2055 |  |  |  |  | 4538.8805 | 4972.153 | 5405.4255 | 5838.698 | 6271.9705 | 58677.0737 | 57091.8207 | 55506.5677 | 53921.3147 | 52336.0617 |  | 0.04705 |  |  |  |  | 1 | 1 | 1 | 1 | 1 | [5 empty] | 10.4436 | 8.4287 | 570.7763 | 26826.484 | 684.9315 | 0.10901 | 0.098593 | 0.094793 | 0.12601 | 0.098635 | 0.10901 | 0.098593 | 0.094793 | 0.12601 | 0.098635 | 100000 | 100000 | 0 | 0 | 0
761 |  |  |  | 9795.2055 |  |  |  |  | 4906.8665 | 5533.8415 | 6160.8165 | 6787.7915 | 7414.7665 | 63327.4962 | 61616.6048 | 59905.7133 | 58194.8219 | 56483.9304 |  | 0 |  |  |  |  | 1 | 1 | 1 | 1 | 1 | [5 empty] | 10.8645 | 8.8607 | 570.7763 | 26826.484 | 684.9315 | 0.11344 | 0.10773 | 0.10681 | 0.14089 | 0.11893 | 0.11344 | 0.10773 | 0.10681 | 0.14089 | 0.11893 | 100000 | 100000 | 0 | 0 | 0
762 |  |  |  | 9795.2055 |  |  |  |  | 6687.5935 | 7466.0877 | 8244.5819 | 9023.076 | 9801.5702 | 65232.3689 | 63470.0143 | 61707.6598 | 59945.3052 | 58182.9506 |  | 0 |  |  |  |  | 1 | 1 | 1 | 1 | 1 | [5 empty] | 12.0158 | 8.2498 | 570.7763 | 26826.484 | 684.9315 | 0.11567 | 0.11334 | 0.11773 | 0.14116 | 0.12117 | 0.11567 | 0.11334 | 0.11773 | 0.14116 | 0.12117 | 100000 | 100000 | 0 | 0 | 0
763 |  |  |  | 9795.2055 |  |  |  |  | 7828.6983 | 8703.1641 | 9577.63 | 10452.0958 | 11326.5616 | 64165.952 | 62432.4084 | 60698.8647 | 58965.3211 | 57231.7775 |  | 0 |  |  |  |  | 1 | 1 | 1 | 1 | 1 | [5 empty] | 11.1461 | 7.9626 | 570.7763 | 26826.484 | 684.9315 | 0.11583 | 0.11334 | 0.11452 | 0.14021 | 0.11882 | 0.11583 | 0.11334 | 0.11452 | 0.14021 | 0.11882 | 100000 | 100000 | 0 | 0 | 0
764 |  |  |  | 9795.2055 |  |  |  |  | 8217.5794 | 8967.1994 | 9716.8194 | 10466.4394 | 11216.0594 | 64487.1009 | 62744.881 | 61002.661 | 59260.441 | 57518.221 |  | 0 |  |  |  |  | 1 | 1 | 1 | 1 | 1 | [5 empty] | 11.5569 | 7.0433 | 570.7763 | 26826.484 | 684.9315 | 0.1142 | 0.10819 | 0.10344 | 0.13726 | 0.11647 | 0.1142 | 0.10819 | 0.10344 | 0.13726 | 0.11647 | 100000 | 100000 | 0 | 0 | 0
765 |  |  |  | 9795.2055 |  |  |  |  | 7291.2298 | 7930.7448 | 8570.2598 | 9209.7748 | 9849.2898 | 63260.1096 | 61551.0387 | 59841.9678 | 58132.8969 | 56423.826 |  | 0 |  |  |  |  | 1 | 1 | 1 | 1 | 1 | [5 empty] | 11.3296 | 7.0791 | 570.7763 | 26826.484 | 684.9315 | 0.1131 | 0.10214 | 0.09881 | 0.13105 | 0.11164 | 0.1131 | 0.10214 | 0.09881 | 0.13105 | 0.11164 | 100000 | 100000 | 0 | 0 | 0
766 |  |  |  | 9795.2055 |  |  |  |  | 6193.0761 | 6723.9428 | 7254.8095 | 7785.6761 | 8316.5428 | 58673.2932 | 57088.1424 | 55502.9915 | 53917.8406 | 52332.6898 |  | 0 |  |  |  |  | 1 | 1 | 1 | 1 | 1 | [5 empty] | 12.1914 | 7.9509 | 570.7763 | 26826.484 | 684.9315 | 0.11028 | 0.097722 | 0.090287 | 0.10606 | 0.089367 | 0.11027 | 0.097722 | 0.090287 | 0.10606 | 0.089367 | 100000 | 100000 | 0 | 0 | 0
767 |  |  |  | 9795.2055 |  |  |  |  | 5946.9783 | 6406.7608 | 6866.5433 | 7326.3258 | 7786.1083 | 51066.372 | 49686.734 | 48307.096 | 46927.4581 | 45547.8201 |  | 0 |  |  |  |  | 1 | 1 | 1 | 1 | 1 | [5 empty] | 12.4985 | 8.5165 | 570.7763 | 26826.484 | 684.9315 | 0.1089 | 0.094239 | 0.085529 | 0.097833 | 0.080882 | 0.1089 | 0.094239 | 0.085529 | 0.097833 | 0.080882 | 100000 | 100000 | 0 | 0 | 0
768 |  |  |  | 9795.2055 |  |  |  |  | 4432.0833 | 4835.3283 | 5238.5733 | 5641.8183 | 6045.0633 | 41542.0086 | 40419.6862 | 39297.3638 | 38175.0414 | 37052.719 |  | 0 |  |  |  |  | 1 | 1 | 1 | 1 | 1 | [5 empty] | 12.0058 | 11.2051 | 570.7763 | 26826.484 | 684.9315 | 0.10498 | 0.089595 | 0.082824 | 0.089909 | 0.077445 | 0.10498 | 0.089595 | 0.082824 | 0.089909 | 0.077445 | 100000 | 100000 | 0 | 0 | 0
769 |  |  |  | 9795.2055 |  |  |  |  | 3334.5445 | 3533.912 | 3733.2795 | 3932.647 | 4132.0145 | 33413.9806 | 32511.2496 | 31608.5186 | 30705.7876 | 29803.0566 |  | 0 |  |  |  |  | 1 | 1 | 1 | 1 | 1 | [5 empty] | 11.7922 | 12.8451 | 570.7763 | 26826.484 | 684.9315 | 0.10167 | 0.080235 | 0.074485 | 0.086957 | 0.067605 | 0.10167 | 0.080235 | 0.074485 | 0.086958 | 0.067605 | 100000 | 100000 | 0 | 0 | 0
770 |  |  |  | 9795.2055 |  |  |  |  | 2375.689 | 2476.334 | 2576.979 | 2677.624 | 2778.269 | 34050.0777 | 33130.1615 | 32210.2453 | 31290.3292 | 30370.413 |  | 0 |  |  |  |  | 1 | 1 | 1 | 1 | 1 | [5 empty] | 11.3037 | 14.0643 | 570.7763 | 26826.484 | 684.9315 | 0.10007 | 0.079543 | 0.073852 | 0.086096 | 0.067191 | 0.10007 | 0.079543 | 0.073852 | 0.086096 | 0.067191 | 100000 | 100000 | 0 | 0 | 0
771 |  |  |  | 9795.2055 |  |  |  |  | 1795.9699 | 1847.1174 | 1898.2649 | 1949.4124 | 2000.5599 | 34735.5459 | 33797.1108 | 32858.6756 | 31920.2405 | 30981.8053 |  | 0 |  |  |  |  | 1 | 1 | 1 | 1 | 1 | [5 empty] | 9.932 | 14.8926 | 570.7763 | 26826.484 | 684.9315 | 0.098722 | 0.077258 | 0.072623 | 0.084956 | 0.065024 | 0.098722 | 0.077258 | 0.072623 | 0.084956 | 0.065024 | 100000 | 100000 | 0 | 0 | 0
772 |  |  |  | 9795.2055 |  |  |  |  | 1682.3449 | 1724.1424 | 1765.9399 | 1807.7374 | 1849.5349 | 36869.4542 | 35873.3682 | 34877.2822 | 33881.1962 | 32885.1101 |  | 0 |  |  |  |  | 1 | 1 | 1 | 1 | 1 | [5 empty] | 8.0642 | 14.1372 | 570.7763 | 26826.484 | 684.9315 | 0.088076 | 0.059054 | 0.053077 | 0.054569 | 0.050225 | 0.088076 | 0.059054 | 0.053077 | 0.054569 | 0.050225 | 100000 | 100000 | 0 | 0 | 0
773 |  |  |  | 9795.2055 |  |  |  |  | 1899.1599 | 1941.0949 | 1983.0299 | 2024.9649 | 2066.8999 | 42025.3941 | 40890.0122 | 39754.6304 | 38619.2486 | 37483.8668 |  | 0 |  |  |  |  | 1 | 1 | 1 | 1 | 1 | [5 empty] | 7.2623 | 14.6216 | 570.7763 | 26826.484 | 684.9315 | 0.085409 | 0.061978 | 0.059708 | 0.054819 | 0.049862 | 0.085409 | 0.061978 | 0.059708 | 0.054819 | 0.049862 | 100000 | 100000 | 0 | 0 | 0
774 |  |  |  | 9795.2055 |  |  |  |  | 2772.2169 | 2813.8769 | 2855.5369 | 2897.1969 | 2938.8569 | 57734.341 | 56174.5574 | 54614.7738 | 53054.9902 | 51495.2066 |  | 0 |  |  |  |  | 1 | 1 | 1 | 1 | 1 | [5 empty] | 8.0954 | 14.1205 | 570.7763 | 26826.484 | 684.9315 | 0.085272 | 0.05716 | 0.060072 | 0.055227 | 0.051178 | 0.085272 | 0.05716 | 0.060072 | 0.055227 | 0.051178 | 100000 | 100000 | 0 | 0 | 0
775 |  |  |  | 9795.2055 |  |  |  |  | 4350.2124 | 4390.2224 | 4430.2324 | 4470.2424 | 4510.2524 | 68801.6923 | 66942.9069 | 65084.1214 | 63225.336 | 61366.5506 |  | 0 |  |  |  |  | 1 | 1 | 1 | 1 | 1 | [5 empty] | 8.5624 | 12.9924 | 570.7763 | 26826.484 | 684.9315 | 0.089289 | 0.058123 | 0.063578 | 0.056338 | 0.051793 | 0.089289 | 0.058123 | 0.063578 | 0.056338 | 0.051793 | 100000 | 100000 | 0 | 0 | 0
776 |  |  |  | 9795.2055 |  |  |  |  | 5689.3636 | 5731.2986 | 5773.2336 | 5815.1686 | 5857.1036 | 63786.4142 | 62063.1244 | 60339.8345 | 58616.5447 | 56893.2549 |  | 0 |  |  |  |  | 1 | 1 | 1 | 1 | 1 | [5 empty] | 8.6633 | 15.3548 | 570.7763 | 26826.484 | 684.9315 | 0.091145 | 0.062695 | 0.062498 | 0.060303 | 0.052543 | 0.091145 | 0.062695 | 0.062498 | 0.060303 | 0.052543 | 100000 | 100000 | 0 | 0 | 0
777 |  |  |  | 9795.2055 |  |  |  |  | 4817.466 | 4867.2935 | 4917.121 | 4966.9485 | 5016.776 | 62450.5035 | 60763.3054 | 59076.1073 | 57388.9092 | 55701.7111 |  | 0.12132 |  |  |  |  | 1 | 1 | 1 | 1 | 1 | [5 empty] | 8.0699 | 16.2243 | 570.7763 | 26826.484 | 684.9315 | 0.089146 | 0.055852 | 0.055697 | 0.057102 | 0.051068 | 0.089146 | 0.055852 | 0.055697 | 0.057102 | 0.051068 | 100000 | 100000 | 0 | 0 | 0
778 |  |  |  | 9795.2055 |  |  |  |  | 4272.53 | 4347.52 | 4422.51 | 4497.5 | 4572.49 | 60801.1319 | 59158.4942 | 57515.8564 | 55873.2186 | 54230.5809 |  | 0.02193 |  |  |  |  | 1 | 1 | 1 | 1 | 1 | [5 empty] | 7.9562 | 16.6199 | 570.7763 | 26826.484 | 684.9315 | 0.086838 | 0.050317 | 0.041899 | 0.050052 | 0.048521 | 0.086838 | 0.050317 | 0.041899 | 0.050052 | 0.048521 | 100000 | 100000 | 0 | 0 | 0
779 |  |  |  | 9795.2055 |  |  |  |  | 4349.053 | 4458.0855 | 4567.118 | 4676.1505 | 4785.183 | 59174.7226 | 57576.0248 | 55977.327 | 54378.6293 | 52779.9315 |  | 0.09262 |  |  |  |  | 1 | 1 | 1 | 1 | 1 | [5 empty] | 7.5814 | 17.8574 | 570.7763 | 26826.484 | 684.9315 | 0.087043 | 0.042746 | 0.041255 | 0.049881 | 0.048522 | 0.087043 | 0.042746 | 0.041255 | 0.049881 | 0.048522 | 100000 | 100000 | 0 | 0 | 0
780 |  |  |  | 9795.2055 |  |  |  |  | 5028.4838 | 5194.0263 | 5359.5688 | 5525.1113 | 5690.6538 | 56691.7691 | 55160.1522 | 53628.5353 | 52096.9184 | 50565.3016 |  | 0.1399 |  |  |  |  | 1 | 1 | 1 | 1 | 1 | [5 empty] | 8.7418 | 17.9126 | 570.7763 | 26826.484 | 684.9315 | 0.087334 | 0.043197 | 0.041386 | 0.050011 | 0.048626 | 0.087334 | 0.043197 | 0.041386 | 0.050011 | 0.048626 | 100000 | 100000 | 0 | 0 | 0
781 |  |  |  | 9795.2055 |  |  |  |  | 4851.0897 | 5053.8947 | 5256.6997 | 5459.5047 | 5662.3097 | 55828.3315 | 54320.0418 | 52811.752 | 51303.4622 | 49795.1725 |  | 0.08647 |  |  |  |  | 1 | 1 | 1 | 1 | 1 | [5 empty] | 9.577 | 17.1731 | 570.7763 | 26826.484 | 684.9315 | 0.087458 | 0.043421 | 0.041737 | 0.050032 | 0.048608 | 0.087458 | 0.043421 | 0.041737 | 0.050032 | 0.048608 | 100000 | 100000 | 0 | 0 | 0
782 |  |  |  | 9795.2055 |  |  |  |  | 4840.6548 | 5113.4448 | 5386.2348 | 5659.0248 | 5931.8148 | 54913.7994 | 53430.2171 | 51946.6349 | 50463.0526 | 48979.4704 |  | 0.10517 |  |  |  |  | 1 | 1 | 1 | 1 | 1 | [5 empty] | 10.9007 | 16.2141 | 570.7763 | 26826.484 | 684.9315 | 0.087619 | 0.044612 | 0.042297 | 0.050627 | 0.048604 | 0.087619 | 0.044612 | 0.042297 | 0.050627 | 0.048604 | 100000 | 100000 | 0 | 0 | 0
783 |  |  |  | 9795.2055 |  |  |  |  | 4820.9443 | 5145.8993 | 5470.8543 | 5795.8093 | 6120.7643 | 55772.0668 | 54265.2972 | 52758.5275 | 51251.7578 | 49744.9881 |  | 0.03206 |  |  |  |  | 1 | 1 | 1 | 1 | 1 | [5 empty] | 12.8874 | 14.8338 | 570.7763 | 26826.484 | 684.9315 | 0.087174 | 0.054936 | 0.045411 | 0.054689 | 0.049548 | 0.087174 | 0.054936 | 0.045411 | 0.054689 | 0.049548 | 100000 | 100000 | 0 | 0 | 0
784 |  |  |  | 9795.2055 |  |  |  |  | 4533.4037 | 4963.8162 | 5394.2287 | 5824.6412 | 6255.0537 | 56304.2514 | 54783.1039 | 53261.9564 | 51740.8089 | 50219.6614 |  | 0.0541 |  |  |  |  | 1 | 1 | 1 | 1 | 1 | [5 empty] | 14.2553 | 12.3628 | 570.7763 | 26826.484 | 684.9315 | 0.089982 | 0.057415 | 0.055495 | 0.058425 | 0.051064 | 0.089982 | 0.057415 | 0.055495 | 0.058425 | 0.051064 | 100000 | 100000 | 0 | 0 | 0
785 |  |  |  | 9795.2055 |  |  |  |  | 4900.9456 | 5552.6706 | 6204.3956 | 6856.1206 | 7507.8456 | 59522.0443 | 57913.9631 | 56305.8819 | 54697.8007 | 53089.7195 |  | 0 |  |  |  |  | 1 | 1 | 1 | 1 | 1 | [5 empty] | 15.4609 | 10.4041 | 570.7763 | 26826.484 | 684.9315 | 0.090579 | 0.058177 | 0.055161 | 0.059396 | 0.051778 | 0.090579 | 0.058177 | 0.055161 | 0.059396 | 0.051778 | 100000 | 100000 | 0 | 0 | 0
786 |  |  |  | 9795.2055 |  |  |  |  | 6679.5239 | 7463.2431 | 8246.9622 | 9030.6814 | 9814.4006 | 60995.17 | 59347.29 | 57699.41 | 56051.53 | 54403.65 |  | 0 |  |  |  |  | 1 | 1 | 1 | 1 | 1 | [5 empty] | 16.0308 | 13.2112 | 570.7763 | 26826.484 | 684.9315 | 0.092085 | 0.059801 | 0.055157 | 0.05983 | 0.051804 | 0.092085 | 0.059801 | 0.055157 | 0.05983 | 0.051804 | 100000 | 100000 | 0 | 0 | 0
787 |  |  |  | 9795.2055 |  |  |  |  | 7819.2517 | 8652.4692 | 9485.6867 | 10318.9042 | 11152.1217 | 61529.0779 | 59866.7735 | 58204.4692 | 56542.1648 | 54879.8604 |  | 0 |  |  |  |  | 1 | 1 | 1 | 1 | 1 | [5 empty] | 14.8375 | 12.9112 | 570.7763 | 26826.484 | 684.9315 | 0.09273 | 0.059765 | 0.055152 | 0.059824 | 0.051817 | 0.09273 | 0.059765 | 0.055152 | 0.059824 | 0.051817 | 100000 | 100000 | 0 | 0 | 0
788 |  |  |  | 9795.2055 |  |  |  |  | 8207.6636 | 9014.1527 | 9820.6419 | 10627.1311 | 11433.6202 | 61099.0825 | 59448.3951 | 57797.7078 | 56147.0204 | 54496.333 |  | 0 |  |  |  |  | 1 | 1 | 1 | 1 | 1 | [5 empty] | 14.7926 | 14.7626 | 570.7763 | 26826.484 | 684.9315 | 0.091146 | 0.059293 | 0.054868 | 0.05965 | 0.051712 | 0.091146 | 0.059293 | 0.054868 | 0.05965 | 0.051712 | 100000 | 100000 | 0 | 0 | 0
789 |  |  |  | 9795.2055 |  |  |  |  | 7282.4318 | 7896.8676 | 8511.3035 | 9125.7393 | 9740.1751 | 59171.2758 | 57572.6712 | 55974.0665 | 54375.4619 | 52776.8572 |  | 0 |  |  |  |  | 1 | 1 | 1 | 1 | 1 | [5 empty] | 14.1961 | 11.9717 | 570.7763 | 26826.484 | 684.9315 | 0.090207 | 0.057205 | 0.054207 | 0.058046 | 0.051735 | 0.090207 | 0.057205 | 0.054207 | 0.058046 | 0.051735 | 100000 | 100000 | 0 | 0 | 0
790 |  |  |  | 9795.2055 |  |  |  |  | 6185.6032 | 6698.5957 | 7211.5882 | 7724.5807 | 8237.5732 | 53440.6737 | 51996.8903 | 50553.1068 | 49109.3234 | 47665.5399 |  | 0 |  |  |  |  | 1 | 1 | 1 | 1 | 1 | [5 empty] | 13.9951 | 12.7289 | 570.7763 | 26826.484 | 684.9315 | 0.085901 | 0.05498 | 0.052861 | 0.057837 | 0.051318 | 0.085901 | 0.05498 | 0.052861 | 0.057837 | 0.051318 | 100000 | 100000 | 0 | 0 | 0
791 |  |  |  | 9795.2055 |  |  |  |  | 5939.8023 | 6388.9973 | 6838.1923 | 7287.3873 | 7736.5823 | 44039.3211 | 42849.5299 | 41659.7387 | 40469.9475 | 39280.1563 |  | 0 |  |  |  |  | 1 | 1 | 1 | 1 | 1 | [5 empty] | 14.179 | 14.3618 | 570.7763 | 26826.484 | 684.9315 | 0.082487 | 0.051165 | 0.052179 | 0.053909 | 0.050119 | 0.082487 | 0.051165 | 0.052179 | 0.053909 | 0.050119 | 100000 | 100000 | 0 | 0 | 0
792 |  |  |  | 9795.2055 |  |  |  |  | 4426.7353 | 4818.3478 | 5209.9603 | 5601.5728 | 5993.1853 | 35496.7943 | 34537.7929 | 33578.7914 | 32619.7899 | 31660.7885 |  | 0 |  |  |  |  | 1 | 1 | 1 | 1 | 1 | [5 empty] | 14.5827 | 15.5745 | 570.7763 | 26826.484 | 684.9315 | 0.082544 | 0.050979 | 0.052279 | 0.053718 | 0.050035 | 0.082544 | 0.050979 | 0.052279 | 0.053718 | 0.050035 | 100000 | 100000 | 0 | 0 | 0
793 |  |  |  | 9795.2055 |  |  |  |  | 3330.2957 | 3538.6007 | 3746.9057 | 3955.2107 | 4163.5157 | 29834.5463 | 29028.5194 | 28222.4924 | 27416.4654 | 26610.4385 |  | 0 |  |  |  |  | 1 | 1 | 1 | 1 | 1 | [5 empty] | 17.3575 | 15.1199 | 570.7763 | 26826.484 | 684.9315 | 0.082233 | 0.051047 | 0.051899 | 0.05289 | 0.049853 | 0.082233 | 0.051047 | 0.051899 | 0.05289 | 0.049853 | 100000 | 100000 | 0 | 0 | 0
794 |  |  |  | 9795.2055 |  |  |  |  | 2372.662 | 2470.0078 | 2567.3537 | 2664.6995 | 2762.0453 | 30407.0048 | 29585.5119 | 28764.0191 | 27942.5263 | 27121.0334 |  | 0 |  |  |  |  | 1 | 1 | 1 | 1 | 1 | [5 empty] | 17.7706 | 15.9402 | 570.7763 | 26826.484 | 684.9315 | 0.081288 | 0.050977 | 0.051667 | 0.052827 | 0.049841 | 0.081288 | 0.050977 | 0.051667 | 0.052827 | 0.049841 | 100000 | 100000 | 0 | 0 | 0
795 |  |  |  | 9795.2055 |  |  |  |  | 1793.6815 | 1841.034 | 1888.3865 | 1935.739 | 1983.0915 | 31020.1435 | 30182.0858 | 29344.028 | 28505.9703 | 27667.9126 |  | 0 |  |  |  |  | 1 | 1 | 1 | 1 | 1 | [5 empty] | 18.1238 | 16.3872 | 570.7763 | 26826.484 | 684.9315 | 0.081908 | 0.051516 | 0.051307 | 0.052888 | 0.04984 | 0.081908 | 0.051517 | 0.051307 | 0.052888 | 0.04984 | 100000 | 100000 | 0 | 0 | 0
796 |  |  |  | 9795.2055 |  |  |  |  | 1680.2013 | 1721.4488 | 1762.6963 | 1803.9438 | 1845.1913 | 32932.2083 | 32042.4931 | 31152.778 | 30263.0628 | 29373.3477 |  | 0 |  |  |  |  | 1 | 1 | 1 | 1 | 1 | [5 empty] | 17.4318 | 16.887 | 570.7763 | 26826.484 | 684.9315 | 0.081465 | 0.051205 | 0.0514 | 0.052708 | 0.049044 | 0.081465 | 0.051205 | 0.0514 | 0.052708 | 0.049044 | 100000 | 100000 | 0 | 0 | 0
797 |  |  |  | 9795.2055 |  |  |  |  | 1896.74 | 1937.7125 | 1978.685 | 2019.6575 | 2060.63 | 37549.64 | 36535.1777 | 35520.7154 | 34506.2531 | 33491.7908 |  | 0 |  |  |  |  | 1 | 1 | 1 | 1 | 1 | [5 empty] | 16.9804 | 15.2381 | 570.7763 | 26826.484 | 684.9315 | 0.081585 | 0.050174 | 0.051246 | 0.052718 | 0.049012 | 0.081585 | 0.050174 | 0.051246 | 0.052718 | 0.049012 | 100000 | 100000 | 0 | 0 | 0
798 |  |  |  | 9795.2055 |  |  |  |  | 2768.6846 | 2810.4821 | 2852.2796 | 2894.0771 | 2935.8746 | 51648.951 | 50253.5737 | 48858.1965 | 47462.8192 | 46067.4419 |  | 0 |  |  |  |  | 1 | 1 | 1 | 1 | 1 | [5 empty] | 16.9086 | 14.486 | 570.7763 | 26826.484 | 684.9315 | 0.082241 | 0.050389 | 0.051434 | 0.053101 | 0.04908 | 0.082241 | 0.050389 | 0.051434 | 0.053101 | 0.04908 | 100000 | 100000 | 0 | 0 | 0
799 |  |  |  | 9795.2055 |  |  |  |  | 4344.6695 | 4386.192 | 4427.7145 | 4469.237 | 4510.7595 | 61418.4182 | 59759.1035 | 58099.7887 | 56440.474 | 54781.1593 |  | 0 |  |  |  |  | 1 | 1 | 1 | 1 | 1 | [5 empty] | 16.7931 | 12.4927 | 570.7763 | 26826.484 | 684.9315 | 0.088891 | 0.05435 | 0.052146 | 0.05591 | 0.050163 | 0.088891 | 0.05435 | 0.052146 | 0.05591 | 0.050163 | 100000 | 100000 | 0 | 0 | 0
800 |  |  |  | 9795.2055 |  |  |  |  | 5682.1144 | 5723.4994 | 5764.8844 | 5806.2694 | 5847.6544 | 56960.8278 | 55421.9419 | 53883.0559 | 52344.17 | 50805.2841 |  | 0 |  |  |  |  | 1 | 1 | 1 | 1 | 1 | [5 empty] | 16.0134 | 14.0225 | 570.7763 | 26826.484 | 684.9315 | 0.093158 | 0.059257 | 0.056579 | 0.058638 | 0.052032 | 0.093158 | 0.059257 | 0.056579 | 0.058638 | 0.052032 | 100000 | 100000 | 0 | 0 | 0
801 |  |  |  | 9795.2055 |  |  |  |  | 4811.3278 | 4859.0103 | 4906.6928 | 4954.3753 | 5002.0578 | 55789.7748 | 54282.5267 | 52775.2786 | 51268.0305 | 49760.7824 |  | 0.00905 |  |  |  |  | 1 | 1 | 1 | 1 | 1 | [5 empty] | 16.3124 | 17.5221 | 570.7763 | 26826.484 | 684.9315 | 0.092958 | 0.056654 | 0.053788 | 0.054516 | 0.050601 | 0.092958 | 0.056654 | 0.053788 | 0.054516 | 0.050601 | 100000 | 100000 | 0 | 0 | 0
802 |  |  |  | 9795.2055 |  |  |  |  | 4267.0861 | 4343.0661 | 4419.0461 | 4495.0261 | 4571.0061 | 54316.4994 | 52849.0542 | 51381.6089 | 49914.1636 | 48446.7184 |  | 0.01783 |  |  |  |  | 1 | 1 | 1 | 1 | 1 | [5 empty] | 16.1518 | 18.7923 | 570.7763 | 26826.484 | 684.9315 | 0.090565 | 0.040517 | 0.050116 | 0.047539 | 0.045774 | 0.090565 | 0.040517 | 0.050116 | 0.047539 | 0.045774 | 100000 | 100000 | 0 | 0 | 0
803 |  |  |  | 9795.2055 |  |  |  |  | 4343.5115 | 4450.7565 | 4558.0015 | 4665.2465 | 4772.4915 | 52857.7502 | 51429.7153 | 50001.6804 | 48573.6456 | 47145.6107 |  | 0.038 |  |  |  |  | 1 | 1 | 1 | 1 | 1 | [5 empty] | 16.7069 | 20.5971 | 570.7763 | 26826.484 | 684.9315 | 0.089086 | 0.040268 | 0.04938 | 0.047372 | 0.045352 | 0.089086 | 0.040268 | 0.04938 | 0.047372 | 0.045352 | 100000 | 100000 | 0 | 0 | 0
804 |  |  |  | 9795.2055 |  |  |  |  | 5022.0767 | 5187.6192 | 5353.1617 | 5518.7042 | 5684.2467 | 50649.2951 | 49280.9251 | 47912.5551 | 46544.1851 | 45175.8151 |  | 0.06662 |  |  |  |  | 1 | 1 | 1 | 1 | 1 | [5 empty] | 16.5569 | 21.531 | 570.7763 | 26826.484 | 684.9315 | 0.08938 | 0.041337 | 0.050229 | 0.047695 | 0.045547 | 0.08938 | 0.041337 | 0.050229 | 0.047695 | 0.045547 | 100000 | 100000 | 0 | 0 | 0
805 |  |  |  | 9795.2055 |  |  |  |  | 4844.9086 | 5055.9636 | 5267.0186 | 5478.0736 | 5689.1286 | 49876.3331 | 48528.8459 | 47181.3587 | 45833.8715 | 44486.3843 |  | 0.06731 |  |  |  |  | 1 | 1 | 1 | 1 | 1 | [5 empty] | 15.8986 | 20.9786 | 570.7763 | 26826.484 | 684.9315 | 0.089397 | 0.041574 | 0.050812 | 0.048121 | 0.045767 | 0.089397 | 0.041574 | 0.050812 | 0.048121 | 0.045767 | 100000 | 100000 | 0 | 0 | 0
806 |  |  |  | 9795.2055 |  |  |  |  | 4834.487 | 5092.317 | 5350.147 | 5607.977 | 5865.807 | 49056.8768 | 47731.5285 | 46406.1802 | 45080.8318 | 43755.4835 |  | 0.11019 |  |  |  |  | 1 | 1 | 1 | 1 | 1 | [5 empty] | 15.7071 | 14.3871 | 570.7763 | 26826.484 | 684.9315 | 0.089856 | 0.04826 | 0.053992 | 0.050253 | 0.046457 | 0.089856 | 0.04826 | 0.053992 | 0.050253 | 0.046457 | 100000 | 100000 | 0 | 0 | 0
807 |  |  |  | 9795.2055 |  |  |  |  | 4814.8016 | 5130.1041 | 5445.4066 | 5760.7091 | 6076.0116 | 49812.3966 | 48466.6368 | 47120.8769 | 45775.117 | 44429.3571 |  | 0.06633 |  |  |  |  | 1 | 1 | 1 | 1 | 1 | [5 empty] | 15.6531 | 13.9391 | 570.7763 | 26826.484 | 684.9315 | 0.092362 | 0.062462 | 0.058194 | 0.058362 | 0.050705 | 0.092362 | 0.062462 | 0.058194 | 0.058362 | 0.050705 | 100000 | 100000 | 0 | 0 | 0
808 |  |  |  | 9795.2055 |  |  |  |  | 4527.6273 | 4960.8998 | 5394.1723 | 5827.4448 | 6260.7173 | 50286.0523 | 48927.4959 | 47568.9394 | 46210.383 | 44851.8266 |  | 0.07097 |  |  |  |  | 1 | 1 | 1 | 1 | 1 | [5 empty] | 14.6013 | 12.6297 | 570.7763 | 26826.484 | 684.9315 | 0.099502 | 0.080253 | 0.073622 | 0.070481 | 0.057204 | 0.099502 | 0.080253 | 0.073622 | 0.070481 | 0.057204 | 100000 | 100000 | 0 | 0 | 0
809 |  |  |  | 9795.2055 |  |  |  |  | 4894.701 | 5517.5518 | 6140.4026 | 6763.2535 | 7386.1043 | 53148.3264 | 51712.4411 | 50276.5559 | 48840.6706 | 47404.7854 |  | 0 |  |  |  |  | 1 | 1 | 1 | 1 | 1 | [5 empty] | 13.3916 | 10.8873 | 570.7763 | 26826.484 | 684.9315 | 0.10552 | 0.092191 | 0.083806 | 0.097696 | 0.073526 | 0.10552 | 0.092191 | 0.083806 | 0.097696 | 0.073526 | 100000 | 100000 | 0 | 0 | 0
810 |  |  |  | 9795.2055 |  |  |  |  | 6671.0131 | 7449.5081 | 8228.0031 | 9006.4981 | 9784.9931 | 54467.5925 | 52996.0653 | 51524.538 | 50053.0107 | 48581.4834 |  | 0 |  |  |  |  | 1 | 1 | 1 | 1 | 1 | [5 empty] | 11.573 | 10.0312 | 570.7763 | 26826.484 | 684.9315 | 0.11013 | 0.094016 | 0.086053 | 0.10206 | 0.0793 | 0.11013 | 0.094016 | 0.086053 | 0.10206 | 0.0793 | 100000 | 100000 | 0 | 0 | 0
811 |  |  |  | 9795.2055 |  |  |  |  | 7809.2887 | 8620.507 | 9431.7253 | 10242.9437 | 11054.162 | 54947.0623 | 53462.5814 | 51978.1005 | 50493.6195 | 49009.1386 |  | 0 |  |  |  |  | 1 | 1 | 1 | 1 | 1 | [5 empty] | 11.277 | 11.5794 | 570.7763 | 26826.484 | 684.9315 | 0.1107 | 0.095486 | 0.088525 | 0.10351 | 0.084294 | 0.1107 | 0.095486 | 0.088525 | 0.10351 | 0.084294 | 100000 | 100000 | 0 | 0 | 0
812 |  |  |  | 9795.2055 |  |  |  |  | 8197.2056 | 8972.6756 | 9748.1456 | 10523.6156 | 11299.0856 | 54566.3953 | 53092.1987 | 51618.0021 | 50143.8056 | 48669.609 |  | 0 |  |  |  |  | 1 | 1 | 1 | 1 | 1 | [5 empty] | 10.2845 | 10.3199 | 570.7763 | 26826.484 | 684.9315 | 0.11024 | 0.093898 | 0.088049 | 0.10379 | 0.084164 | 0.11024 | 0.093898 | 0.088049 | 0.1038 | 0.084164 | 100000 | 100000 | 0 | 0 | 0
813 |  |  |  | 9795.2055 |  |  |  |  | 7273.1528 | 7929.3869 | 8585.6211 | 9241.8553 | 9898.0894 | 52846.122 | 51418.4013 | 49990.6806 | 48562.9599 | 47135.2392 |  | 0 |  |  |  |  | 1 | 1 | 1 | 1 | 1 | [5 empty] | 9.6688 | 12.2082 | 570.7763 | 26826.484 | 684.9315 | 0.10897 | 0.095187 | 0.087331 | 0.11079 | 0.078488 | 0.10897 | 0.095187 | 0.087331 | 0.11079 | 0.078488 | 100000 | 100000 | 0 | 0 | 0
814 |  |  |  | 9795.2055 |  |  |  |  | 6177.7217 | 6726.4625 | 7275.2034 | 7823.9442 | 8372.685 | 47737.6106 | 46447.9043 | 45158.1981 | 43868.4918 | 42578.7855 |  | 0 |  |  |  |  | 1 | 1 | 1 | 1 | 1 | [5 empty] | 10.7121 | 10.8097 | 570.7763 | 26826.484 | 684.9315 | 0.10837 | 0.095886 | 0.087619 | 0.10073 | 0.078499 | 0.10837 | 0.095886 | 0.087619 | 0.10073 | 0.078499 | 100000 | 100000 | 0 | 0 | 0
815 |  |  |  | 9795.2055 |  |  |  |  | 5932.234 | 6384.4531 | 6836.6723 | 7288.8915 | 7741.1106 | 39371.6321 | 38307.9458 | 37244.2595 | 36180.5733 | 35116.887 |  | 0 |  |  |  |  | 1 | 1 | 1 | 1 | 1 | [5 empty] | 10.521 | 8.8847 | 570.7763 | 26826.484 | 684.9315 | 0.10594 | 0.095495 | 0.086975 | 0.091422 | 0.069171 | 0.10594 | 0.095495 | 0.086975 | 0.091422 | 0.069171 | 100000 | 100000 | 0 | 0 | 0
816 |  |  |  | 9795.2055 |  |  |  |  | 4421.0949 | 4813.9999 | 5206.9049 | 5599.8099 | 5992.7149 | 31700.1168 | 30843.6885 | 29987.2602 | 29130.8319 | 28274.4036 |  | 0 |  |  |  |  | 1 | 1 | 1 | 1 | 1 | [5 empty] | 10.6812 | 10.2498 | 570.7763 | 26826.484 | 684.9315 | 0.10371 | 0.092579 | 0.085637 | 0.082652 | 0.065297 | 0.10371 | 0.092579 | 0.085637 | 0.082652 | 0.065297 | 100000 | 100000 | 0 | 0 | 0
817 |  |  |  | 9795.2055 |  |  |  |  | 3325.831 | 3541.0101 | 3756.1893 | 3971.3685 | 4186.5476 | 26213.5395 | 25505.3397 | 24797.1399 | 24088.9401 | 23380.7402 |  | 0 |  |  |  |  | 1 | 1 | 1 | 1 | 1 | [5 empty] | 7.8559 | 9.7381 | 570.7763 | 26826.484 | 684.9315 | 0.10118 | 0.092635 | 0.085364 | 0.082508 | 0.065441 | 0.10118 | 0.092635 | 0.085364 | 0.082508 | 0.065441 | 100000 | 100000 | 0 | 0 | 0
818 |  |  |  | 9795.2055 |  |  |  |  | 2369.4811 | 2470.7861 | 2572.0911 | 2673.3961 | 2774.7011 | 27528.7618 | 26785.0292 | 26041.2966 | 25297.564 | 24553.8314 |  | 0 |  |  |  |  | 1 | 1 | 1 | 1 | 1 | [5 empty] | 7.0419 | 8.8933 | 570.7763 | 26826.484 | 684.9315 | 0.10079 | 0.092122 | 0.086028 | 0.081751 | 0.065044 | 0.10079 | 0.092122 | 0.086028 | 0.081751 | 0.065044 | 100000 | 100000 | 0 | 0 | 0
819 |  |  |  | 9795.2055 |  |  |  |  | 1791.2768 | 1838.9593 | 1886.6418 | 1934.3243 | 1982.0068 | 27958.4653 | 27203.1236 | 26447.7819 | 25692.4402 | 24937.0985 |  | 0 |  |  |  |  | 1 | 1 | 1 | 1 | 1 | [5 empty] | 5.8124 | 6.995 | 570.7763 | 26826.484 | 684.9315 | 0.10067 | 0.091828 | 0.086172 | 0.081402 | 0.064759 | 0.10067 | 0.091827 | 0.086172 | 0.081402 | 0.064759 | 100000 | 100000 | 0 | 0 | 0
820 |  |  |  | 9795.2055 |  |  |  |  | 1677.9488 | 1718.5088 | 1759.0688 | 1799.6288 | 1840.1888 | 30372.0179 | 29551.4703 | 28730.9227 | 27910.3751 | 27089.8275 |  | 0 |  |  |  |  | 1 | 1 | 1 | 1 | 1 | [5 empty] | 4.0222 | 6.0132 | 570.7763 | 26826.484 | 684.9315 | 0.096854 | 0.088211 | 0.081679 | 0.077351 | 0.063395 | 0.096854 | 0.088211 | 0.081679 | 0.077351 | 0.063395 | 100000 | 100000 | 0 | 0 | 0
821 |  |  |  | 9795.2055 |  |  |  |  | 1894.1972 | 1934.7572 | 1975.3172 | 2015.8772 | 2056.4372 | 35747.3095 | 34781.54 | 33815.7704 | 32850.0009 | 31884.2314 |  | 0 |  |  |  |  | 1 | 1 | 1 | 1 | 1 | [5 empty] | 4.1158 | 6.5085 | 570.7763 | 26826.484 | 684.9315 | 0.098177 | 0.088347 | 0.081835 | 0.076601 | 0.063153 | 0.098177 | 0.088347 | 0.081835 | 0.076601 | 0.063153 | 100000 | 100000 | 0 | 0 | 0
822 |  |  |  | 9795.2055 |  |  |  |  | 2764.9728 | 2807.3203 | 2849.6678 | 2892.0153 | 2934.3628 | 52443.4016 | 51026.561 | 49609.7204 | 48192.8798 | 46776.0392 |  | 0 |  |  |  |  | 1 | 1 | 1 | 1 | 1 | [5 empty] | 4.3304 | 5.8672 | 570.7763 | 26826.484 | 684.9315 | 0.099665 | 0.089312 | 0.082181 | 0.077758 | 0.063715 | 0.099666 | 0.089312 | 0.082181 | 0.077758 | 0.063715 | 100000 | 100000 | 0 | 0 | 0
823 |  |  |  | 9795.2055 |  |  |  |  | 4338.8449 | 4380.2299 | 4421.6149 | 4462.9999 | 4504.3849 | 62195.5267 | 60515.2172 | 58834.9077 | 57154.5981 | 55474.2886 |  | 0 |  |  |  |  | 1 | 1 | 1 | 1 | 1 | [5 empty] | 3.8621 | 7.6133 | 570.7763 | 26826.484 | 684.9315 | 0.10203 | 0.092467 | 0.084993 | 0.079966 | 0.065365 | 0.10203 | 0.092467 | 0.084993 | 0.079966 | 0.065365 | 100000 | 100000 | 0 | 0 | 0
824 |  |  |  | 9795.2055 |  |  |  |  | 5674.4967 | 5715.4692 | 5756.4417 | 5797.4142 | 5838.3867 | 58501.025 | 56920.5282 | 55340.0314 | 53759.5347 | 52179.0379 |  | 0 |  |  |  |  | 1 | 1 | 1 | 1 | 1 | [5 empty] | 3.3646 | 7.2106 | 570.7763 | 26826.484 | 684.9315 | 0.10498 | 0.095353 | 0.088675 | 0.083719 | 0.068192 | 0.10498 | 0.095353 | 0.088675 | 0.083719 | 0.068192 | 100000 | 100000 | 0 | 0 | 0
825 |  |  |  | 9795.2055 |  |  |  |  | 4804.8775 | 4855.365 | 4905.8525 | 4956.34 | 5006.8275 | 55912.8499 | 54402.2768 | 52891.7036 | 51381.1304 | 49870.5572 |  | 0.22482 |  |  |  |  | 1 | 1 | 1 | 1 | 1 | [5 empty] | 2.514 | 6.019 | 570.7763 | 26826.484 | 684.9315 | 0.10308 | 0.089853 | 0.079073 | 0.069467 | 0.057299 | 0.10308 | 0.089853 | 0.079073 | 0.069467 | 0.057299 | 100000 | 100000 | 0 | 0 | 0
826 |  |  |  | 9795.2055 |  |  |  |  | 4261.3655 | 4335.118 | 4408.8705 | 4482.623 | 4556.3755 | 54278.4105 | 52811.9942 | 51345.578 | 49879.1618 | 48412.7455 |  | 0.36573 |  |  |  |  | 1 | 1 | 1 | 1 | 1 | [5 empty] | 2.3961 | 6.4177 | 570.7763 | 26826.484 | 684.9315 | 0.1005 | 0.085172 | 0.075693 | 0.064936 | 0.054246 | 0.1005 | 0.085172 | 0.075693 | 0.064936 | 0.054246 | 100000 | 100000 | 0 | 0 | 0
827 |  |  |  | 9795.2055 |  |  |  |  | 4337.6885 | 4444.2185 | 4550.7485 | 4657.2785 | 4763.8085 | 52352.8237 | 50938.4302 | 49524.0367 | 48109.6433 | 46695.2498 |  | 0.43959 |  |  |  |  | 1 | 1 | 1 | 1 | 1 | [5 empty] | 3.1197 | 6.0532 | 570.7763 | 26826.484 | 684.9315 | 0.099469 | 0.084748 | 0.074606 | 0.064471 | 0.053768 | 0.099469 | 0.084748 | 0.074606 | 0.064471 | 0.053768 | 100000 | 100000 | 0 | 0 | 0
828 |  |  |  | 9795.2055 |  |  |  |  | 5015.3439 | 5181.4372 | 5347.5305 | 5513.6239 | 5679.7172 | 50150.1246 | 48795.2405 | 47440.3564 | 46085.4722 | 44730.5881 |  | 0.48788 |  |  |  |  | 1 | 1 | 1 | 1 | 1 | [5 empty] | 3.4763 | 7.1125 | 570.7763 | 26826.484 | 684.9315 | 0.1001 | 0.085362 | 0.074711 | 0.064475 | 0.054004 | 0.1001 | 0.085362 | 0.074711 | 0.064475 | 0.054004 | 100000 | 100000 | 0 | 0 | 0
829 |  |  |  | 9795.2055 |  |  |  |  | 4838.4134 | 5048.0934 | 5257.7734 | 5467.4534 | 5677.1334 | 49435.3124 | 48099.74 | 46764.1677 | 45428.5953 | 44093.023 |  | 0.70288 |  |  |  |  | 1 | 1 | 1 | 1 | 1 | [5 empty] | 3.5936 | 8.1344 | 570.7763 | 26826.484 | 684.9315 | 0.10061 | 0.085586 | 0.074769 | 0.064528 | 0.05391 | 0.10061 | 0.085586 | 0.074769 | 0.064528 | 0.05391 | 100000 | 100000 | 0 | 0 | 0
830 |  |  |  | 9795.2055 |  |  |  |  | 4828.0057 | 5101.6748 | 5375.344 | 5649.0132 | 5922.6823 | 48965.462 | 47642.5834 | 46319.7048 | 44996.8262 | 43673.9476 |  | 0.65891 |  |  |  |  | 1 | 1 | 1 | 1 | 1 | [5 empty] | 3.7452 | 8.4279 | 570.7763 | 26826.484 | 684.9315 | 0.10214 | 0.086876 | 0.07575 | 0.064954 | 0.054307 | 0.10214 | 0.086876 | 0.07575 | 0.064954 | 0.054307 | 100000 | 100000 | 0 | 0 | 0
831 |  |  |  | 9795.2055 |  |  |  |  | 4808.3467 | 5130.0842 | 5451.8217 | 5773.5592 | 6095.2967 | 49521.6446 | 48183.7399 | 46845.8351 | 45507.9304 | 44170.0256 |  | 0.4937 |  |  |  |  | 1 | 1 | 1 | 1 | 1 | [5 empty] | 4.7585 | 7.7798 | 570.7763 | 26826.484 | 684.9315 | 0.10391 | 0.092169 | 0.082627 | 0.069289 | 0.057276 | 0.10391 | 0.092169 | 0.082627 | 0.069289 | 0.057275 | 100000 | 100000 | 0 | 0 | 0
832 |  |  |  | 9795.2055 |  |  |  |  | 4521.5574 | 4944.8207 | 5368.0841 | 5791.3474 | 6214.6107 | 50302.7157 | 48943.7091 | 47584.7025 | 46225.6959 | 44866.6893 |  | 0.31582 |  |  |  |  | 1 | 1 | 1 | 1 | 1 | [5 empty] | 5.8549 | 7.0843 | 570.7763 | 26826.484 | 684.9315 | 0.10981 | 0.10255 | 0.093805 | 0.11873 | 0.08086 | 0.10981 | 0.10255 | 0.093805 | 0.11873 | 0.08086 | 100000 | 100000 | 0 | 0 | 0
833 |  |  |  | 9795.2055 |  |  |  |  | 4888.1389 | 5504.8023 | 6121.4656 | 6738.1289 | 7354.7923 | 53168.0031 | 51731.5863 | 50295.1694 | 48858.7526 | 47422.3358 |  | 0.02685 |  |  |  |  | 1 | 1 | 1 | 1 | 1 | [5 empty] | 5.9268 | 7.2851 | 570.7763 | 26826.484 | 684.9315 | 0.11306 | 0.11557 | 0.098831 | 0.13356 | 0.092658 | 0.11306 | 0.11557 | 0.098831 | 0.13356 | 0.092658 | 100000 | 100000 | 0 | 0 | 0
834 |  |  |  | 9795.2055 |  |  |  |  | 6662.0696 | 7445.7888 | 8229.508 | 9013.2271 | 9796.9463 | 55252.2195 | 53759.4943 | 52266.7691 | 50774.0439 | 49281.3187 |  | 0 |  |  |  |  | 1 | 1 | 1 | 1 | 1 | [5 empty] | 5.041 | 7.3573 | 570.7763 | 26826.484 | 684.9315 | 0.11358 | 0.11581 | 0.099347 | 0.13443 | 0.092657 | 0.11358 | 0.11581 | 0.099347 | 0.13443 | 0.092657 | 100000 | 100000 | 0 | 0 | 0
835 |  |  |  | 9795.2055 |  |  |  |  | 7798.8192 | 8601.7876 | 9404.7559 | 10207.7242 | 11010.6926 | 56137.7384 | 54621.0895 | 53104.4406 | 51587.7917 | 50071.1428 |  | 0 |  |  |  |  | 1 | 1 | 1 | 1 | 1 | [5 empty] | 3.4019 | 7.1035 | 570.7763 | 26826.484 | 684.9315 | 0.11358 | 0.11085 | 0.098043 | 0.1283 | 0.091411 | 0.11358 | 0.11085 | 0.098043 | 0.1283 | 0.091411 | 100000 | 100000 | 0 | 0 | 0
836 |  |  |  | 9795.2055 |  |  |  |  | 8186.2161 | 8938.4211 | 9690.6261 | 10442.8311 | 11195.0361 | 56137.7384 | 54621.0895 | 53104.4406 | 51587.7917 | 50071.1428 |  | 0 |  |  |  |  | 1 | 1 | 1 | 1 | 1 | [5 empty] | 2.0983 | 7.2712 | 570.7763 | 26826.484 | 684.9315 | 0.11249 | 0.1068 | 0.095956 | 0.12326 | 0.081061 | 0.11249 | 0.1068 | 0.095956 | 0.12326 | 0.081061 | 100000 | 100000 | 0 | 0 | 0
837 |  |  |  | 9795.2055 |  |  |  |  | 7263.4021 | 7886.1979 | 8508.9937 | 9131.7896 | 9754.5854 | 54569.5577 | 53095.2757 | 51620.9937 | 50146.7117 | 48672.4296 |  | 0 |  |  |  |  | 1 | 1 | 1 | 1 | 1 | [5 empty] | 2.0807 | 7.0478 | 570.7763 | 26826.484 | 684.9315 | 0.10789 | 0.10184 | 0.092422 | 0.10592 | 0.075841 | 0.10789 | 0.10184 | 0.092422 | 0.10592 | 0.075841 | 100000 | 100000 | 0 | 0 | 0
838 |  |  |  | 9795.2055 |  |  |  |  | 6169.4396 | 6718.1804 | 7266.9213 | 7815.6621 | 8364.4029 | 49389.127 | 48054.8024 | 46720.4778 | 45386.1532 | 44051.8287 |  | 0 |  |  |  |  | 1 | 1 | 1 | 1 | 1 | [5 empty] | 2.0999 | 8.0567 | 570.7763 | 26826.484 | 684.9315 | 0.10492 | 0.093525 | 0.086506 | 0.088365 | 0.067346 | 0.10492 | 0.093525 | 0.086506 | 0.088365 | 0.067346 | 100000 | 100000 | 0 | 0 | 0
839 |  |  |  | 9795.2055 |  |  |  |  | 5924.281 | 6371.9635 | 6819.646 | 7267.3285 | 7715.011 | 38496.237 | 37456.2009 | 36416.1647 | 35376.1286 | 34336.0925 |  | 0 |  |  |  |  | 1 | 1 | 1 | 1 | 1 | [5 empty] | 2.2918 | 8.3238 | 570.7763 | 26826.484 | 684.9315 | 0.10112 | 0.089728 | 0.081663 | 0.079244 | 0.063335 | 0.10112 | 0.089728 | 0.081663 | 0.079244 | 0.063335 | 100000 | 100000 | 0 | 0 | 0
840 |  |  |  | 9795.2055 |  |  |  |  | 4415.1678 | 4808.0728 | 5200.9778 | 5593.8828 | 5986.7878 | 29504.6146 | 28707.5013 | 27910.3879 | 27113.2746 | 26316.1612 |  | 0 |  |  |  |  | 1 | 1 | 1 | 1 | 1 | [5 empty] | 3.9187 | 9.8961 | 570.7763 | 26826.484 | 684.9315 | 0.097815 | 0.079232 | 0.071149 | 0.073591 | 0.060525 | 0.097815 | 0.079232 | 0.071149 | 0.073591 | 0.060525 | 100000 | 100000 | 0 | 0 | 0
841 |  |  |  | 9795.2055 |  |  |  |  | 3321.1546 | 3528.0846 | 3735.0146 | 3941.9446 | 4148.8746 | 25068.3794 | 24391.1179 | 23713.8564 | 23036.5949 | 22359.3334 |  | 0 |  |  |  |  | 1 | 1 | 1 | 1 | 1 | [5 empty] | 4.0796 | 9.6815 | 570.7763 | 26826.484 | 684.9315 | 0.096244 | 0.076734 | 0.06983 | 0.072539 | 0.058231 | 0.096244 | 0.076734 | 0.06983 | 0.072539 | 0.058231 | 100000 | 100000 | 0 | 0 | 0
842 |  |  |  | 9795.2055 |  |  |  |  | 2366.1494 | 2461.1852 | 2556.2211 | 2651.2569 | 2746.2927 | 26328.7926 | 25617.479 | 24906.1655 | 24194.8519 | 23483.5384 |  | 0 |  |  |  |  | 1 | 1 | 1 | 1 | 1 | [5 empty] | 2.3134 | 10.2626 | 570.7763 | 26826.484 | 684.9315 | 0.095755 | 0.076154 | 0.069674 | 0.072257 | 0.057768 | 0.095755 | 0.076154 | 0.069674 | 0.072257 | 0.057768 | 100000 | 100000 | 0 | 0 | 0
843 |  |  |  | 9795.2055 |  |  |  |  | 1788.7581 | 1839.2456 | 1889.7331 | 1940.2206 | 1990.7081 | 26740.3228 | 26017.8911 | 25295.4594 | 24573.0278 | 23850.5961 |  | 0 |  |  |  |  | 1 | 1 | 1 | 1 | 1 | [5 empty] | 4.617 | 11.7935 | 570.7763 | 26826.484 | 684.9315 | 0.094917 | 0.075368 | 0.068619 | 0.071401 | 0.057003 | 0.094917 | 0.075368 | 0.068619 | 0.071401 | 0.057003 | 100000 | 100000 | 0 | 0 | 0
844 |  |  |  | 9795.2055 |  |  |  |  | 1675.5895 | 1716.4245 | 1757.2595 | 1798.0945 | 1838.9295 | 29050.3185 | 28265.4787 | 27480.6388 | 26695.799 | 25910.9592 |  | 0 |  |  |  |  | 1 | 1 | 1 | 1 | 1 | [5 empty] | 3.1636 | 12.7661 | 570.7763 | 26826.484 | 684.9315 | 0.088871 | 0.060387 | 0.061181 | 0.066164 | 0.056308 | 0.088871 | 0.060387 | 0.061181 | 0.066164 | 0.056308 | 100000 | 100000 | 0 | 0 | 0
845 |  |  |  | 9795.2055 |  |  |  |  | 1891.5338 | 1932.7813 | 1974.0288 | 2015.2763 | 2056.5238 | 34196.5713 | 33272.6974 | 32348.8235 | 31424.9496 | 30501.0757 |  | 0 |  |  |  |  | 1 | 1 | 1 | 1 | 1 | [5 empty] | 3.6275 | 13.5282 | 570.7763 | 26826.484 | 684.9315 | 0.089822 | 0.059753 | 0.061945 | 0.066024 | 0.056033 | 0.089822 | 0.059753 | 0.061945 | 0.066024 | 0.056033 | 100000 | 100000 | 0 | 0 | 0
846 |  |  |  | 9795.2055 |  |  |  |  | 2761.085 | 2801.2325 | 2841.38 | 2881.5275 | 2921.675 | 50177.2828 | 48821.6649 | 47466.0471 | 46110.4293 | 44754.8114 |  | 0 |  |  |  |  | 1 | 1 | 1 | 1 | 1 | [5 empty] | 2.5706 | 14.2004 | 570.7763 | 26826.484 | 684.9315 | 0.091801 | 0.065992 | 0.062162 | 0.06706 | 0.056564 | 0.091801 | 0.065992 | 0.062162 | 0.06706 | 0.056564 | 100000 | 100000 | 0 | 0 | 0
847 |  |  |  | 9795.2055 |  |  |  |  | 4332.7441 | 4375.3666 | 4417.9891 | 4460.6116 | 4503.2341 | 59465.3304 | 57858.7814 | 56252.2324 | 54645.6834 | 53039.1344 |  | 0 |  |  |  |  | 1 | 1 | 1 | 1 | 1 | [5 empty] | 0.86064 | 14.3907 | 570.7763 | 26826.484 | 684.9315 | 0.094746 | 0.070174 | 0.063908 | 0.069645 | 0.058471 | 0.094746 | 0.070174 | 0.063908 | 0.069645 | 0.058471 | 100000 | 100000 | 0 | 0 | 0
848 |  |  |  | 9795.2055 |  |  |  |  | 5666.5179 | 5708.1779 | 5749.8379 | 5791.4979 | 5833.1579 | 55941.006 | 54429.6722 | 52918.3383 | 51407.0045 | 49895.6706 |  | 0 |  |  |  |  | 1 | 1 | 1 | 1 | 1 | [5 empty] | 3.5449 | 15.4931 | 570.7763 | 26826.484 | 684.9315 | 0.098026 | 0.076685 | 0.070214 | 0.079621 | 0.059889 | 0.098026 | 0.076685 | 0.070214 | 0.079621 | 0.059889 | 100000 | 100000 | 0 | 0 | 0
849 |  |  |  | 9795.2055 |  |  |  |  | 4798.1214 | 4845.4739 | 4892.8264 | 4940.1789 | 4987.5314 | 53470.5146 | 52025.925 | 50581.3353 | 49136.7456 | 47692.156 |  | 0.01371 |  |  |  |  | 1 | 1 | 1 | 1 | 1 | [5 empty] | 6.8818 | 15.879 | 570.7763 | 26826.484 | 684.9315 | 0.096869 | 0.07513 | 0.064905 | 0.074576 | 0.059264 | 0.096869 | 0.07513 | 0.064905 | 0.074576 | 0.059264 | 100000 | 100000 | 0 | 0 | 0
850 |  |  |  | 9795.2055 |  |  |  |  | 4255.3736 | 4327.3936 | 4399.4136 | 4471.4336 | 4543.4536 | 51909.052 | 50506.6477 | 49104.2434 | 47701.8391 | 46299.4348 |  | 0.03492 |  |  |  |  | 1 | 1 | 1 | 1 | 1 | [5 empty] | 5.68 | 15.3781 | 570.7763 | 26826.484 | 684.9315 | 0.094897 | 0.069833 | 0.060034 | 0.065643 | 0.056491 | 0.094897 | 0.069833 | 0.060034 | 0.065643 | 0.056491 | 100000 | 100000 | 0 | 0 | 0
851 |  |  |  | 9795.2055 |  |  |  |  | 4331.5893 | 4435.2593 | 4538.9293 | 4642.5993 | 4746.2693 | 50069.4223 | 48716.7185 | 47364.0146 | 46011.3108 | 44658.607 |  | 0.07655 |  |  |  |  | 1 | 1 | 1 | 1 | 1 | [5 empty] | 2.1982 | 14.5024 | 570.7763 | 26826.484 | 684.9315 | 0.093516 | 0.068531 | 0.060817 | 0.064945 | 0.055592 | 0.093516 | 0.068531 | 0.060817 | 0.064945 | 0.055592 | 100000 | 100000 | 0 | 0 | 0
852 |  |  |  | 9795.2055 |  |  |  |  | 5008.2918 | 5178.2343 | 5348.1768 | 5518.1193 | 5688.0618 | 47963.0665 | 46667.2692 | 45371.4718 | 44075.6745 | 42779.8772 |  | 0.08487 |  |  |  |  | 1 | 1 | 1 | 1 | 1 | [5 empty] | 4.1875 | 14.044 | 570.7763 | 26826.484 | 684.9315 | 0.093366 | 0.068389 | 0.061282 | 0.065116 | 0.055293 | 0.093366 | 0.068389 | 0.061282 | 0.065116 | 0.055293 | 100000 | 100000 | 0 | 0 | 0
853 |  |  |  | 9795.2055 |  |  |  |  | 4831.6101 | 5042.6651 | 5253.7201 | 5464.7751 | 5675.8301 | 47280.5598 | 46003.2014 | 44725.8431 | 43448.4848 | 42171.1264 |  | 0.02894 |  |  |  |  | 1 | 1 | 1 | 1 | 1 | [5 empty] | 9.2601 | 13.2039 | 570.7763 | 26826.484 | 684.9315 | 0.095099 | 0.068401 | 0.061442 | 0.065153 | 0.055278 | 0.095099 | 0.068401 | 0.061442 | 0.065153 | 0.055278 | 100000 | 100000 | 0 | 0 | 0
854 |  |  |  | 9795.2055 |  |  |  |  | 4821.2171 | 5091.3662 | 5361.5154 | 5631.6646 | 5901.8137 | 46831.7659 | 45566.5325 | 44301.299 | 43036.0655 | 41770.8321 |  | 0.04438 |  |  |  |  | 1 | 1 | 1 | 1 | 1 | [5 empty] | 7.2578 | 12.9585 | 570.7763 | 26826.484 | 684.9315 | 0.095761 | 0.070479 | 0.061862 | 0.066099 | 0.058103 | 0.095761 | 0.070479 | 0.061862 | 0.066099 | 0.058103 | 100000 | 100000 | 0 | 0 | 0
855 |  |  |  | 9795.2055 |  |  |  |  | 4801.5858 | 5134.0483 | 5466.5108 | 5798.9733 | 6131.4358 | 47362.2778 | 46082.7117 | 44803.1456 | 43523.5795 | 42244.0135 |  | 0.11614 |  |  |  |  | 1 | 1 | 1 | 1 | 1 | [5 empty] | 8.0483 | 12.51 | 570.7763 | 26826.484 | 684.9315 | 0.097117 | 0.076909 | 0.067374 | 0.075652 | 0.062058 | 0.097117 | 0.07691 | 0.067374 | 0.075652 | 0.062058 | 100000 | 100000 | 0 | 0 | 0
856 |  |  |  | 9795.2055 |  |  |  |  | 4515.1997 | 4938.463 | 5361.7264 | 5784.9897 | 6208.253 | 48107.8706 | 46808.1612 | 45508.4518 | 44208.7423 | 42909.0329 |  | 0.01578 |  |  |  |  | 1 | 1 | 1 | 1 | 1 | [5 empty] | 8.0853 | 12.4487 | 570.7763 | 26826.484 | 684.9315 | 0.098829 | 0.078725 | 0.074909 | 0.086625 | 0.070246 | 0.098829 | 0.078725 | 0.074909 | 0.086625 | 0.070246 | 100000 | 100000 | 0 | 0 | 0
857 |  |  |  | 9795.2055 |  |  |  |  | 4881.2658 | 5508.2408 | 6135.2158 | 6762.1908 | 7389.1658 | 50845.0881 | 49471.4284 | 48097.7688 | 46724.1091 | 45350.4495 |  | 0.00628 |  |  |  |  | 1 | 1 | 1 | 1 | 1 | [5 empty] | 7.1043 | 12.4171 | 570.7763 | 26826.484 | 684.9315 | 0.10091 | 0.079867 | 0.074631 | 0.089556 | 0.072393 | 0.10091 | 0.079867 | 0.074631 | 0.089556 | 0.072393 | 100000 | 100000 | 0 | 0 | 0
858 |  |  |  | 9795.2055 |  |  |  |  | 6652.7022 | 7439.0338 | 8225.3655 | 9011.6972 | 9798.0288 | 52836.7127 | 51409.2462 | 49981.7797 | 48554.3132 | 47126.8467 |  | 0 |  |  |  |  | 1 | 1 | 1 | 1 | 1 | [5 empty] | 8.7952 | 12.8337 | 570.7763 | 26826.484 | 684.9315 | 0.10661 | 0.081373 | 0.074716 | 0.09203 | 0.073947 | 0.10661 | 0.081373 | 0.074716 | 0.09203 | 0.073947 | 100000 | 100000 | 0 | 0 | 0
859 |  |  |  | 9795.2055 |  |  |  |  | 7787.8534 | 8607.3217 | 9426.7901 | 10246.2584 | 11065.7267 | 53685.5956 | 52235.1952 | 50784.7948 | 49334.3944 | 47883.994 |  | 0 |  |  |  |  | 1 | 1 | 1 | 1 | 1 | [5 empty] | 12.8149 | 12.6298 | 570.7763 | 26826.484 | 684.9315 | 0.10813 | 0.087582 | 0.078649 | 0.093408 | 0.075809 | 0.10813 | 0.087582 | 0.078649 | 0.093408 | 0.075809 | 100000 | 100000 | 0 | 0 | 0
860 |  |  |  | 9795.2055 |  |  |  |  | 8174.7055 | 8924.3255 | 9673.9455 | 10423.5655 | 11173.1855 | 53685.5956 | 52235.1952 | 50784.7948 | 49334.3944 | 47883.994 |  | 0 |  |  |  |  | 1 | 1 | 1 | 1 | 1 | [5 empty] | 12.2222 | 12.1945 | 570.7763 | 26826.484 | 684.9315 | 0.10901 | 0.093527 | 0.082333 | 0.093234 | 0.07663 | 0.10901 | 0.093527 | 0.082333 | 0.093234 | 0.07663 | 100000 | 100000 | 0 | 0 | 0
861 |  |  |  | 9795.2055 |  |  |  |  | 7253.1891 | 7896.8841 | 8540.5791 | 9184.2741 | 9827.9691 | 52187.2192 | 50777.2998 | 49367.3804 | 47957.461 | 46547.5415 |  | 0 |  |  |  |  | 1 | 1 | 1 | 1 | 1 | [5 empty] | 11.6599 | 11.2274 | 570.7763 | 26826.484 | 684.9315 | 0.10576 | 0.084276 | 0.07793 | 0.09167 | 0.073363 | 0.10576 | 0.084276 | 0.07793 | 0.09167 | 0.073363 | 100000 | 100000 | 0 | 0 | 0
862 |  |  |  | 9795.2055 |  |  |  |  | 6160.7648 | 6682.6948 | 7204.6248 | 7726.5548 | 8248.4848 | 47236.1054 | 45959.9481 | 44683.7908 | 43407.6334 | 42131.4761 |  | 0 |  |  |  |  | 1 | 1 | 1 | 1 | 1 | [5 empty] | 10.1603 | 10.5218 | 570.7763 | 26826.484 | 684.9315 | 0.10458 | 0.080596 | 0.076393 | 0.088626 | 0.072799 | 0.10458 | 0.080596 | 0.076393 | 0.088626 | 0.072799 | 100000 | 100000 | 0 | 0 | 0
863 |  |  |  | 9795.2055 |  |  |  |  | 5915.9509 | 6375.7334 | 6835.5159 | 7295.2984 | 7755.0809 | 36832.1288 | 35837.0512 | 34841.9736 | 33846.896 | 32851.8184 |  | 0 |  |  |  |  | 1 | 1 | 1 | 1 | 1 | [5 empty] | 8.8975 | 10.3035 | 570.7763 | 26826.484 | 684.9315 | 0.10394 | 0.080611 | 0.07608 | 0.088787 | 0.072589 | 0.10394 | 0.080611 | 0.07608 | 0.088787 | 0.072589 | 100000 | 100000 | 0 | 0 | 0
864 |  |  |  | 9795.2055 |  |  |  |  | 4408.9597 | 4797.9872 | 5187.0147 | 5576.0422 | 5965.0697 | 28223.0077 | 27460.5189 | 26698.0302 | 25935.5415 | 25173.0527 |  | 0 |  |  |  |  | 1 | 1 | 1 | 1 | 1 | [5 empty] | 8.9037 | 10.2503 | 570.7763 | 26826.484 | 684.9315 | 0.10309 | 0.092288 | 0.082487 | 0.090844 | 0.074385 | 0.10309 | 0.092288 | 0.082487 | 0.090844 | 0.074385 | 100000 | 100000 | 0 | 0 | 0
865 |  |  |  | 9795.2055 |  |  |  |  | 3477.7025 | 3798.505 | 4119.3075 | 4440.11 | 4760.9125 | 24621.5993 | 23956.4083 | 23291.2172 | 22626.0262 | 21960.8351 |  | 0 |  |  |  |  | 1 | 1 | 1 | 1 | 1 | [5 empty] | 9.5506 | 10.2092 | 570.7763 | 26826.484 | 684.9315 | 0.10337 | 0.093769 | 0.085089 | 0.094679 | 0.076745 | 0.10337 | 0.093769 | 0.085089 | 0.09468 | 0.076745 | 100000 | 100000 | 0 | 0 | 0
866 |  |  |  | 9795.2055 |  |  |  |  | 2549.4696 | 2729.0646 | 2908.6596 | 3088.2546 | 3267.8496 | 25860.5507 | 25161.8875 | 24463.2242 | 23764.5609 | 23065.8977 |  | 0 |  |  |  |  | 1 | 1 | 1 | 1 | 1 | [5 empty] | 9.5567 | 10.0926 | 570.7763 | 26826.484 | 684.9315 | 0.10367 | 0.094542 | 0.086669 | 0.098271 | 0.077988 | 0.10366 | 0.094542 | 0.086669 | 0.098271 | 0.077988 | 100000 | 100000 | 0 | 0 | 0
867 |  |  |  | 9795.2055 |  |  |  |  | 1872.6091 | 1981.9991 | 2091.3891 | 2200.7791 | 2310.1691 | 26264.973 | 25555.3837 | 24845.7943 | 24136.205 | 23426.6156 |  | 0 |  |  |  |  | 1 | 1 | 1 | 1 | 1 | [5 empty] | 8.1824 | 9.5124 | 570.7763 | 26826.484 | 684.9315 | 0.10202 | 0.092764 | 0.084409 | 0.095491 | 0.076653 | 0.10202 | 0.092764 | 0.084409 | 0.095491 | 0.076653 | 100000 | 100000 | 0 | 0 | 0
868 |  |  |  | 9795.2055 |  |  |  |  | 1658.1354 | 1712.9954 | 1767.8554 | 1822.7154 | 1877.5754 | 28534.5109 | 27763.6064 | 26992.7019 | 26221.7974 | 25450.893 |  | 0 |  |  |  |  | 1 | 1 | 1 | 1 | 1 | [5 empty] | 7.2065 | 9.1975 | 570.7763 | 26826.484 | 684.9315 | 0.098343 | 0.089158 | 0.080737 | 0.092063 | 0.074966 | 0.098343 | 0.089158 | 0.080737 | 0.092063 | 0.074966 | 100000 | 100000 | 0 | 0 | 0
869 |  |  |  | 9795.2055 |  |  |  |  | 1821.8733 | 1871.3708 | 1920.8683 | 1970.3658 | 2019.8633 | 33591.2344 | 32683.7146 | 31776.1948 | 30868.675 | 29961.1552 |  | 0 |  |  |  |  | 1 | 1 | 1 | 1 | 1 | [5 empty] | 6.7044 | 9.0821 | 570.7763 | 26826.484 | 684.9315 | 0.099979 | 0.090042 | 0.081982 | 0.093227 | 0.074851 | 0.099979 | 0.090042 | 0.081982 | 0.093227 | 0.074851 | 100000 | 100000 | 0 | 0 | 0
870 |  |  |  | 9795.2055 |  |  |  |  | 2292.3318 | 2341.3343 | 2390.3368 | 2439.3393 | 2488.3418 | 49292.4295 | 47960.7173 | 46629.0052 | 45297.293 | 43965.5809 |  | 0 |  |  |  |  | 1 | 1 | 1 | 1 | 1 | [5 empty] | 5.4767 | 8.5142 | 570.7763 | 26826.484 | 684.9315 | 0.10296 | 0.09254 | 0.083277 | 0.096898 | 0.077136 | 0.10296 | 0.092541 | 0.083277 | 0.096898 | 0.077136 | 100000 | 100000 | 0 | 0 | 0
871 |  |  |  | 9795.2055 |  |  |  |  | 2974.9577 | 3017.1677 | 3059.3777 | 3101.5877 | 3143.7977 | 58400.5415 | 56822.7594 | 55244.9774 | 53667.1953 | 52089.4133 |  | 0 |  |  |  |  | 1 | 1 | 1 | 1 | 1 | [5 empty] | 3.6445 | 8.3489 | 570.7763 | 26826.484 | 684.9315 | 0.10717 | 0.096304 | 0.086122 | 0.099245 | 0.080582 | 0.10717 | 0.096304 | 0.086122 | 0.099245 | 0.080582 | 100000 | 100000 | 0 | 0 | 0
872 |  |  |  | 9795.2055 |  |  |  |  | 4264.1061 | 4305.6286 | 4347.1511 | 4388.6736 | 4430.1961 | 54942.3521 | 53457.9985 | 51973.6448 | 50489.2912 | 49004.9375 |  | 0.00234 |  |  |  |  | 1 | 1 | 1 | 1 | 1 | [5 empty] | 2.9884 | 8.248 | 570.7763 | 26826.484 | 684.9315 | 0.11047 | 0.10135 | 0.08796 | 0.10383 | 0.082205 | 0.11047 | 0.10135 | 0.08796 | 0.10383 | 0.082205 | 100000 | 100000 | 0 | 0 | 0
873 |  |  |  | 9795.2055 |  |  |  |  | 4580.0512 | 4655.7837 | 4731.5162 | 4807.2487 | 4882.9812 | 52517.6384 | 51098.7922 | 49679.9459 | 48261.0997 | 46842.2535 |  | 0.10496 |  |  |  |  | 1 | 1 | 1 | 1 | 1 | [5 empty] | 4.0213 | 8.5817 | 570.7763 | 26826.484 | 684.9315 | 0.10738 | 0.095811 | 0.084727 | 0.098809 | 0.081704 | 0.10738 | 0.095811 | 0.084727 | 0.098809 | 0.081704 | 100000 | 100000 | 0 | 0 | 0
874 |  |  |  | 9795.2055 |  |  |  |  | 4982.4777 | 5102.9227 | 5223.3677 | 5343.8127 | 5464.2577 | 50984.601 | 49607.1722 | 48229.7434 | 46852.3146 | 45474.8858 |  | 0.29247 |  |  |  |  | 1 | 1 | 1 | 1 | 1 | [5 empty] | 3.3168 | 7.9853 | 570.7763 | 26826.484 | 684.9315 | 0.10468 | 0.090046 | 0.082359 | 0.094839 | 0.077269 | 0.10468 | 0.090046 | 0.082359 | 0.094839 | 0.077269 | 100000 | 100000 | 0 | 0 | 0
875 |  |  |  | 9795.2055 |  |  |  |  | 5342.24 | 5590.3075 | 5838.375 | 6086.4425 | 6334.51 | 49178.4529 | 47849.82 | 46521.1871 | 45192.5542 | 43863.9213 |  | 0.35959 |  |  |  |  | 1 | 1 | 1 | 1 | 1 | [5 empty] | 2.0178 | 7.2687 | 570.7763 | 26826.484 | 684.9315 | 0.10478 | 0.090548 | 0.082991 | 0.095837 | 0.077402 | 0.10478 | 0.090548 | 0.082991 | 0.095837 | 0.077402 | 100000 | 100000 | 0 | 0 | 0
876 |  |  |  | 9795.2055 |  |  |  |  | 6096.3572 | 6411.6597 | 6726.9622 | 7042.2647 | 7357.5672 | 47109.6816 | 45836.9398 | 44564.198 | 43291.4562 | 42018.7144 |  | 0.34519 |  |  |  |  | 1 | 1 | 1 | 1 | 1 | [5 empty] | 1.2304 | 7.2918 | 570.7763 | 26826.484 | 684.9315 | 0.10517 | 0.0908 | 0.082746 | 0.096624 | 0.078017 | 0.10517 | 0.0908 | 0.082746 | 0.096624 | 0.078017 | 100000 | 100000 | 0 | 0 | 0
877 |  |  |  | 9795.2055 |  |  |  |  | 5861.128 | 6308.0955 | 6755.063 | 7202.0305 | 7648.998 | 46439.747 | 45185.1045 | 43930.4621 | 42675.8196 | 41421.1772 |  | 0.71379 |  |  |  |  | 1 | 1 | 1 | 1 | 1 | [5 empty] | 0.73631 | 7.3697 | 570.7763 | 26826.484 | 684.9315 | 0.10533 | 0.091478 | 0.083007 | 0.097749 | 0.07869 | 0.10533 | 0.091478 | 0.083007 | 0.097749 | 0.07869 | 100000 | 100000 | 0 | 0 | 0
878 |  |  |  | 9795.2055 |  |  |  |  | 5652.4197 | 6157.0797 | 6661.7397 | 7166.3997 | 7671.0597 | 45999.1526 | 44756.4135 | 43513.6744 | 42270.9353 | 41028.1962 |  | 0.62521 |  |  |  |  | 1 | 1 | 1 | 1 | 1 | [5 empty] | 0.44165 | 7.6838 | 570.7763 | 26826.484 | 684.9315 | 0.10559 | 0.092203 | 0.083819 | 0.098248 | 0.08003 | 0.10559 | 0.092203 | 0.083819 | 0.098248 | 0.08003 | 100000 | 100000 | 0 | 0 | 0
879 |  |  |  | 9795.2055 |  |  |  |  | 5975.2833 | 6476.8358 | 6978.3883 | 7479.9408 | 7981.4933 | 46519.6896 | 45262.8874 | 44006.0851 | 42749.2829 | 41492.4807 |  | 0.48753 |  |  |  |  | 1 | 1 | 1 | 1 | 1 | [5 empty] | 0.89057 | 7.5802 | 570.7763 | 26826.484 | 684.9315 | 0.107 | 0.094468 | 0.087974 | 0.10066 | 0.084525 | 0.107 | 0.094468 | 0.087974 | 0.10066 | 0.084525 | 100000 | 100000 | 0 | 0 | 0
880 |  |  |  | 9795.2055 |  |  |  |  | 6309.6778 | 6802.5137 | 7295.3495 | 7788.1853 | 8281.0212 | 47251.4808 | 45974.9081 | 44698.3354 | 43421.7626 | 42145.1899 |  | 0.35169 |  |  |  |  | 1 | 1 | 1 | 1 | 1 | [5 empty] | 0.65036 | 7.6226 | 570.7763 | 26826.484 | 684.9315 | 0.11394 | 0.10924 | 0.10398 | 0.13162 | 0.11344 | 0.11394 | 0.10924 | 0.10398 | 0.13162 | 0.11344 | 100000 | 100000 | 0 | 0 | 0
881 |  |  |  | 9795.2055 |  |  |  |  | 6955.4051 | 7433.8867 | 7912.3684 | 8390.8501 | 8869.3317 | 49938.8177 | 48589.6424 | 47240.467 | 45891.2917 | 44542.1164 |  | 0.03098 |  |  |  |  | 1 | 1 | 1 | 1 | 1 | [5 empty] | 1.0175 | 8.3646 | 570.7763 | 26826.484 | 684.9315 | 0.1215 | 0.1108 | 0.11484 | 0.14153 | 0.12255 | 0.1215 | 0.1108 | 0.11484 | 0.14153 | 0.12255 | 100000 | 100000 | 0 | 0 | 0
882 |  |  |  | 9795.2055 |  |  |  |  | 8687.3378 | 9175.7187 | 9664.0995 | 10152.4803 | 10640.8612 | 51894.3634 | 50492.356 | 49090.3485 | 47688.341 | 46286.3336 |  | 0 |  |  |  |  | 1 | 1 | 1 | 1 | 1 | [5 empty] | 1.7541 | 8.458 | 570.7763 | 26826.484 | 684.9315 | 0.12235 | 0.11399 | 0.11468 | 0.14268 | 0.12361 | 0.12235 | 0.11399 | 0.11468 | 0.14268 | 0.12361 | 100000 | 100000 | 0 | 0 | 0
883 |  |  |  | 9795.2055 |  |  |  |  | 9060.9372 | 9550.2522 | 10039.5672 | 10528.8822 | 11018.1972 | 52728.8925 | 51304.339 | 49879.7854 | 48455.2318 | 47030.6782 |  | 0 |  |  |  |  | 1 | 1 | 1 | 1 | 1 | [5 empty] | 2.4535 | 8.5826 | 570.7763 | 26826.484 | 684.9315 | 0.12333 | 0.11552 | 0.11471 | 0.14413 | 0.12356 | 0.12333 | 0.11552 | 0.11471 | 0.14413 | 0.12356 | 100000 | 100000 | 0 | 0 | 0
884 |  |  |  | 9795.2055 |  |  |  |  | 8408.2914 | 8901.5123 | 9394.7331 | 9887.9539 | 10381.1748 | 52728.8925 | 51304.339 | 49879.7854 | 48455.2318 | 47030.6782 |  | 0 |  |  |  |  | 1 | 1 | 1 | 1 | 1 | [5 empty] | 2.8366 | 8.8324 | 570.7763 | 26826.484 | 684.9315 | 0.12333 | 0.11625 | 0.11528 | 0.14406 | 0.12355 | 0.12333 | 0.11625 | 0.11528 | 0.14406 | 0.12355 | 100000 | 100000 | 0 | 0 | 0
885 |  |  |  | 9795.2055 |  |  |  |  | 7089.1629 | 7521.1154 | 7953.0679 | 8385.0204 | 8816.9729 | 51257.7117 | 49872.9044 | 48488.0971 | 47103.2898 | 45718.4824 |  | 0 |  |  |  |  | 1 | 1 | 1 | 1 | 1 | [5 empty] | 2.9424 | 7.8849 | 570.7763 | 26826.484 | 684.9315 | 0.12094 | 0.11358 | 0.11458 | 0.14176 | 0.12335 | 0.12094 | 0.11358 | 0.11458 | 0.14176 | 0.12335 | 100000 | 100000 | 0 | 0 | 0
886 |  |  |  | 9795.2055 |  |  |  |  | 6017.9475 | 6403.0975 | 6788.2475 | 7173.3975 | 7558.5475 | 46395.9765 | 45142.5166 | 43889.0566 | 42635.5967 | 41382.1368 |  | 0 |  |  |  |  | 1 | 1 | 1 | 1 | 1 | [5 empty] | 3.9191 | 7.0072 | 570.7763 | 26826.484 | 684.9315 | 0.11795 | 0.11277 | 0.1146 | 0.14167 | 0.12325 | 0.11795 | 0.11277 | 0.1146 | 0.14167 | 0.12325 | 100000 | 100000 | 0 | 0 | 0
887 |  |  |  | 9795.2055 |  |  |  |  | 6186.2978 | 6542.0245 | 6897.7511 | 7253.4778 | 7609.2045 | 36182.3627 | 35204.8396 | 34227.3164 | 33249.7932 | 32272.2701 |  | 0 |  |  |  |  | 1 | 1 | 1 | 1 | 1 | [5 empty] | 4.8316 | 7.349 | 570.7763 | 26826.484 | 684.9315 | 0.11722 | 0.11231 | 0.11447 | 0.14087 | 0.12325 | 0.11722 | 0.11231 | 0.11447 | 0.14087 | 0.12325 | 100000 | 100000 | 0 | 0 | 0
888 |  |  |  | 9795.2055 |  |  |  |  | 4928.2827 | 5273.6144 | 5618.946 | 5964.2777 | 6309.6094 | 27722.7771 | 26973.8029 | 26224.8286 | 25475.8544 | 24726.8802 |  | 0 |  |  |  |  | 1 | 1 | 1 | 1 | 1 | [5 empty] | 4.3766 | 7.0986 | 570.7763 | 26826.484 | 684.9315 | 0.11588 | 0.11282 | 0.11458 | 0.14102 | 0.12321 | 0.11587 | 0.11282 | 0.11458 | 0.14102 | 0.12321 | 100000 | 100000 | 0 | 0 | 0
889 |  |  |  | 9795.2055 |  |  |  |  | 3947.8612 | 4327.3462 | 4706.8312 | 5086.3162 | 5465.8012 | 25120.8091 | 24442.1311 | 23763.4531 | 23084.7752 | 22406.0972 |  | 0 |  |  |  |  | 1 | 1 | 1 | 1 | 1 | [5 empty] | 3.3302 | 6.1142 | 570.7763 | 26826.484 | 684.9315 | 0.11591 | 0.11288 | 0.11489 | 0.14102 | 0.12305 | 0.11591 | 0.11288 | 0.11489 | 0.14102 | 0.12305 | 100000 | 100000 | 0 | 0 | 0
890 |  |  |  | 9795.2055 |  |  |  |  | 3031.414 | 3349.0815 | 3666.749 | 3984.4165 | 4302.084 | 26383.7379 | 25670.94 | 24958.142 | 24245.344 | 23532.546 |  | 0 |  |  |  |  | 1 | 1 | 1 | 1 | 1 | [5 empty] | 3.734 | 5.859 | 570.7763 | 26826.484 | 684.9315 | 0.11615 | 0.1129 | 0.11498 | 0.14111 | 0.1232 | 0.11615 | 0.1129 | 0.11498 | 0.14111 | 0.1232 | 100000 | 100000 | 0 | 0 | 0
891 |  |  |  | 9795.2055 |  |  |  |  | 2235.8549 | 2436.7624 | 2637.6699 | 2838.5774 | 3039.4849 | 26796.1016 | 26072.163 | 25348.2243 | 24624.2857 | 23900.3471 |  | 0 |  |  |  |  | 1 | 1 | 1 | 1 | 1 | [5 empty] | 5.0998 | 6.4879 | 570.7763 | 26826.484 | 684.9315 | 0.11625 | 0.11287 | 0.11502 | 0.14139 | 0.12336 | 0.11625 | 0.11287 | 0.11502 | 0.14139 | 0.12336 | 100000 | 100000 | 0 | 0 | 0
892 |  |  |  | 9795.2055 |  |  |  |  | 1987.1707 | 2086.4957 | 2185.8207 | 2285.1457 | 2384.4707 | 29110.843 | 28324.368 | 27537.893 | 26751.418 | 25964.943 |  | 0 |  |  |  |  | 1 | 1 | 1 | 1 | 1 | [5 empty] | 4.4717 | 6.8896 | 570.7763 | 26826.484 | 684.9315 | 0.11325 | 0.11106 | 0.11298 | 0.13765 | 0.11997 | 0.11325 | 0.11106 | 0.11298 | 0.13765 | 0.11997 | 100000 | 100000 | 0 | 0 | 0
893 |  |  |  | 9795.2055 |  |  |  |  | 2103.4536 | 2161.7786 | 2220.1036 | 2278.4286 | 2336.7536 | 34267.5959 | 33341.8031 | 32416.0104 | 31490.2176 | 30564.4249 |  | 0 |  |  |  |  | 1 | 1 | 1 | 1 | 1 | [5 empty] | 3.0826 | 6.3611 | 570.7763 | 26826.484 | 684.9315 | 0.11346 | 0.11106 | 0.1138 | 0.13797 | 0.12027 | 0.11346 | 0.11106 | 0.1138 | 0.13797 | 0.12027 | 100000 | 100000 | 0 | 0 | 0
894 |  |  |  | 9795.2055 |  |  |  |  | 2454.6049 | 2493.9274 | 2533.2499 | 2572.5724 | 2611.8949 | 50281.0935 | 48922.671 | 47564.2486 | 46205.8261 | 44847.4037 |  | 0 |  |  |  |  | 1 | 1 | 1 | 1 | 1 | [5 empty] | 3.2748 | 7.4672 | 570.7763 | 26826.484 | 684.9315 | 0.11528 | 0.113 | 0.11484 | 0.1395 | 0.12162 | 0.11528 | 0.113 | 0.11484 | 0.1395 | 0.12162 | 100000 | 100000 | 0 | 0 | 0
895 |  |  |  | 9795.2055 |  |  |  |  | 2908.2232 | 2949.7457 | 2991.2682 | 3032.7907 | 3074.3132 | 59590.2976 | 57980.3724 | 56370.4472 | 54760.5221 | 53150.5969 |  | 0 |  |  |  |  | 1 | 1 | 1 | 1 | 1 | [5 empty] | 4.1226 | 8.0258 | 570.7763 | 26826.484 | 684.9315 | 0.11841 | 0.11531 | 0.11853 | 0.14164 | 0.12355 | 0.11841 | 0.11531 | 0.11853 | 0.14164 | 0.12355 | 100000 | 100000 | 0 | 0 | 0
896 |  |  |  | 9795.2055 |  |  |  |  | 4330.098 | 4372.583 | 4415.068 | 4457.553 | 4500.038 | 56058.2028 | 54543.7027 | 53029.2026 | 51514.7025 | 50000.2024 |  | 0.00548 |  |  |  |  | 1 | 1 | 1 | 1 | 1 | [5 empty] | 5.9185 | 8.1472 | 570.7763 | 26826.484 | 684.9315 | 0.1207 | 0.12208 | 0.12069 | 0.14541 | 0.12456 | 0.1207 | 0.12208 | 0.12069 | 0.14541 | 0.12456 | 100000 | 100000 | 0 | 0 | 0
897 |  |  |  | 9795.2055 |  |  |  |  | 5365.1307 | 5406.2407 | 5447.3507 | 5488.4607 | 5529.5707 | 53582.3344 | 52134.7238 | 50687.1131 | 49239.5025 | 47791.8918 |  | 0.08235 |  |  |  |  | 1 | 1 | 1 | 1 | 1 | [5 empty] | 5.079 | 7.8846 | 570.7763 | 26826.484 | 684.9315 | 0.11691 | 0.11272 | 0.11588 | 0.13812 | 0.1161 | 0.11691 | 0.11272 | 0.11588 | 0.13812 | 0.1161 | 100000 | 100000 | 0 | 0 | 0
898 |  |  |  | 9795.2055 |  |  |  |  | 6337.9924 | 6393.8149 | 6449.6374 | 6505.4599 | 6561.2824 | 52017.5344 | 50612.1993 | 49206.8642 | 47801.5291 | 46396.1939 |  | 0.05408 |  |  |  |  | 1 | 1 | 1 | 1 | 1 | [5 empty] | 3.5492 | 8.0473 | 570.7763 | 26826.484 | 684.9315 | 0.11486 | 0.10355 | 0.099598 | 0.12497 | 0.10778 | 0.11486 | 0.10355 | 0.099598 | 0.12497 | 0.10778 | 100000 | 100000 | 0 | 0 | 0
899 |  |  |  | 9795.2055 |  |  |  |  | 7112.8278 | 7185.8378 | 7258.8478 | 7331.8578 | 7404.8678 | 50173.9736 | 48818.4452 | 47462.9167 | 46107.3883 | 44751.8599 |  | 0.04282 |  |  |  |  | 1 | 1 | 1 | 1 | 1 | [5 empty] | 2.9014 | 7.3383 | 570.7763 | 26826.484 | 684.9315 | 0.11566 | 0.10363 | 0.099987 | 0.12522 | 0.10787 | 0.11566 | 0.10363 | 0.099987 | 0.12522 | 0.10787 | 100000 | 100000 | 0 | 0 | 0
900 |  |  |  | 9795.2055 |  |  |  |  | 8218.0908 | 8332.4308 | 8446.7708 | 8561.1108 | 8675.4508 | 48063.2071 | 46764.7044 | 45466.2016 | 44167.6988 | 42869.196 |  | 0.05144 |  |  |  |  | 1 | 1 | 1 | 1 | 1 | [5 empty] | 2.2049 | 6.4902 | 570.7763 | 26826.484 | 684.9315 | 0.11657 | 0.10387 | 0.10003 | 0.1261 | 0.10798 | 0.11657 | 0.10387 | 0.10003 | 0.1261 | 0.10798 | 100000 | 100000 | 0 | 0 | 0
901 |  |  |  | 9795.2055 |  |  |  |  | 7731.0843 | 7910.1018 | 8089.1193 | 8268.1368 | 8447.1543 | 47379.2239 | 46099.2 | 44819.1761 | 43539.1522 | 42259.1283 |  | 0.03412 |  |  |  |  | 1 | 1 | 1 | 1 | 1 | [5 empty] | 1.8093 | 6.2744 | 570.7763 | 26826.484 | 684.9315 | 0.1166 | 0.10403 | 0.099616 | 0.12529 | 0.10819 | 0.1166 | 0.10403 | 0.099616 | 0.12529 | 0.10819 | 100000 | 100000 | 0 | 0 | 0
902 |  |  |  | 9795.2055 |  |  |  |  | 6798.5187 | 7034.5695 | 7270.6203 | 7506.6712 | 7742.722 | 46929.4673 | 45661.5943 | 44393.7213 | 43125.8482 | 41857.9752 |  | 0.03717 |  |  |  |  | 1 | 1 | 1 | 1 | 1 | [5 empty] | 1.8033 | 6.0583 | 570.7763 | 26826.484 | 684.9315 | 0.11747 | 0.10432 | 0.09998 | 0.12789 | 0.10898 | 0.11747 | 0.10432 | 0.09998 | 0.12789 | 0.10898 | 100000 | 100000 | 0 | 0 | 0
903 |  |  |  | 9795.2055 |  |  |  |  | 6237.828 | 6587.3396 | 6936.8513 | 7286.363 | 7635.8746 | 47461.1512 | 46178.9139 | 44896.6766 | 43614.4393 | 42332.202 |  | 0.03638 |  |  |  |  | 1 | 1 | 1 | 1 | 1 | [5 empty] | 2.001 | 6.2282 | 570.7763 | 26826.484 | 684.9315 | 0.12081 | 0.12944 | 0.14277 | 0.14351 | 0.12235 | 0.12081 | 0.12944 | 0.14277 | 0.14351 | 0.12235 | 100000 | 100000 | 0 | 0 | 0
904 |  |  |  | 9795.2055 |  |  |  |  | 6021.3806 | 6340.9731 | 6660.5656 | 6980.1581 | 7299.7506 | 48208.3651 | 46905.9407 | 45603.5162 | 44301.0918 | 42998.6673 |  | 0.03331 |  |  |  |  | 1 | 1 | 1 | 1 | 1 | [5 empty] | 2.1236 | 6.4791 | 570.7763 | 26826.484 | 684.9315 | 0.13153 | 0.17282 | 0.24258 | 0.20511 | 0.17449 | 0.13153 | 0.17282 | 0.24258 | 0.20511 | 0.17449 | 100000 | 100000 | 0 | 0 | 0
905 |  |  |  | 9795.2055 |  |  |  |  | 6499.1766 | 6857.3216 | 7215.4666 | 7573.6116 | 7931.7566 | 50951.4392 | 49574.9063 | 48198.3734 | 46821.8405 | 45445.3076 |  | 0.0076 |  |  |  |  | 1 | 1 | 1 | 1 | 1 | [5 empty] | 2.9724 | 7.2637 | 570.7763 | 26826.484 | 684.9315 | 0.13919 | 0.19728 | 0.24714 | 0.21152 | 0.17925 | 0.13919 | 0.19728 | 0.24714 | 0.21152 | 0.17925 | 100000 | 100000 | 0 | 0 | 0
906 |  |  |  | 9795.2055 |  |  |  |  | 8207.729 | 8601.074 | 8994.419 | 9387.764 | 9781.109 | 52947.2993 | 51516.8452 | 50086.391 | 48655.9368 | 47225.4826 |  | 0 |  |  |  |  | 1 | 1 | 1 | 1 | 1 | [5 empty] | 5.0628 | 8.0166 | 570.7763 | 26826.484 | 684.9315 | 0.14107 | 0.19661 | 0.24727 | 0.21155 | 0.17925 | 0.14107 | 0.19661 | 0.24728 | 0.21155 | 0.17925 | 100000 | 100000 | 0 | 0 | 0
907 |  |  |  | 9795.2055 |  |  |  |  | 8654.4394 | 9152.7194 | 9650.9994 | 10149.2794 | 10647.5594 | 53797.8645 | 52344.431 | 50890.9974 | 49437.5639 | 47984.1304 |  | 0 |  |  |  |  | 1 | 1 | 1 | 1 | 1 | [5 empty] | 5.1632 | 8.6592 | 570.7763 | 26826.484 | 684.9315 | 0.14105 | 0.19681 | 0.24609 | 0.21101 | 0.17928 | 0.14105 | 0.19681 | 0.24609 | 0.21101 | 0.17928 | 100000 | 100000 | 0 | 0 | 0
908 |  |  |  | 9795.2055 |  |  |  |  | 8201.9724 | 8735.2315 | 9268.4907 | 9801.7499 | 10335.009 | 53797.8645 | 52344.431 | 50890.9974 | 49437.5639 | 47984.1304 |  | 0 |  |  |  |  | 1 | 1 | 1 | 1 | 1 | [5 empty] | 6.4517 | 8.5915 | 570.7763 | 26826.484 | 684.9315 | 0.1409 | 0.19204 | 0.2448 | 0.20989 | 0.17886 | 0.1409 | 0.19204 | 0.2448 | 0.20989 | 0.17886 | 100000 | 100000 | 0 | 0 | 0
909 |  |  |  | 9795.2055 |  |  |  |  | 7085.1962 | 7571.9271 | 8058.6579 | 8545.3887 | 9032.1196 | 52296.2953 | 50883.429 | 49470.5627 | 48057.6964 | 46644.8301 |  | 0 |  |  |  |  | 1 | 1 | 1 | 1 | 1 | [5 empty] | 7.2124 | 8.4608 | 570.7763 | 26826.484 | 684.9315 | 0.1405 | 0.18956 | 0.24189 | 0.20915 | 0.17834 | 0.1405 | 0.18956 | 0.24189 | 0.20915 | 0.17834 | 100000 | 100000 | 0 | 0 | 0
910 |  |  |  | 9795.2055 |  |  |  |  | 6001.8083 | 6404.6949 | 6807.5816 | 7210.4683 | 7613.3549 | 47334.6897 | 46055.8689 | 44777.0482 | 43498.2274 | 42219.4067 |  | 0 |  |  |  |  | 1 | 1 | 1 | 1 | 1 | [5 empty] | 7.6267 | 8.7055 | 570.7763 | 26826.484 | 684.9315 | 0.13863 | 0.18736 | 0.23984 | 0.20749 | 0.17851 | 0.13863 | 0.18736 | 0.23984 | 0.20749 | 0.17851 | 100000 | 100000 | 0 | 0 | 0
911 |  |  |  | 9795.2055 |  |  |  |  | 5883.2227 | 6211.0094 | 6538.7961 | 6866.5827 | 7194.3694 | 36908.3599 | 35911.2228 | 34914.0857 | 33916.9485 | 32919.8114 |  | 0 |  |  |  |  | 1 | 1 | 1 | 1 | 1 | [5 empty] | 7.9792 | 8.333 | 570.7763 | 26826.484 | 684.9315 | 0.13549 | 0.18201 | 0.23704 | 0.20559 | 0.17753 | 0.13549 | 0.18201 | 0.23704 | 0.20559 | 0.17753 | 100000 | 100000 | 0 | 0 | 0
912 |  |  |  | 9795.2055 |  |  |  |  | 4537.3348 | 4798.6848 | 5060.0348 | 5321.3848 | 5582.7348 | 28281.7018 | 27517.6274 | 26753.5529 | 25989.4785 | 25225.4041 |  | 0 |  |  |  |  | 1 | 1 | 1 | 1 | 1 | [5 empty] | 7.9062 | 8.2842 | 570.7763 | 26826.484 | 684.9315 | 0.12954 | 0.1815 | 0.23364 | 0.20445 | 0.17709 | 0.12954 | 0.1815 | 0.23364 | 0.20445 | 0.17709 | 100000 | 100000 | 0 | 0 | 0
913 |  |  |  | 9795.2055 |  |  |  |  | 3305.8976 | 3518.3268 | 3730.756 | 3943.1851 | 4155.6143 | 30733.3816 | 29903.0711 | 29072.7607 | 28242.4503 | 27412.1399 |  | 0 |  |  |  |  | 1 | 1 | 1 | 1 | 1 | [5 empty] | 7.9774 | 7.4821 | 570.7763 | 26826.484 | 684.9315 | 0.12918 | 0.18034 | 0.23333 | 0.20393 | 0.17696 | 0.12918 | 0.18034 | 0.23333 | 0.20393 | 0.17696 | 100000 | 100000 | 0 | 0 | 0
914 |  |  |  | 9795.2055 |  |  |  |  | 2355.2796 | 2454.9346 | 2554.5896 | 2654.2446 | 2753.8996 | 31321.9423 | 30475.731 | 29629.5197 | 28783.3084 | 27937.0971 |  | 0 |  |  |  |  | 1 | 1 | 1 | 1 | 1 | [5 empty] | 7.5167 | 6.5817 | 570.7763 | 26826.484 | 684.9315 | 0.12914 | 0.18033 | 0.23327 | 0.20396 | 0.17692 | 0.12914 | 0.18033 | 0.23327 | 0.20396 | 0.17692 | 100000 | 100000 | 0 | 0 | 0
915 |  |  |  | 9795.2055 |  |  |  |  | 1780.5408 | 1828.8833 | 1877.2258 | 1925.5683 | 1973.9108 | 31953.2736 | 31090.0059 | 30226.7382 | 29363.4705 | 28500.2028 |  | 0 |  |  |  |  | 1 | 1 | 1 | 1 | 1 | [5 empty] | 6.5952 | 6.4139 | 570.7763 | 26826.484 | 684.9315 | 0.12914 | 0.18037 | 0.2332 | 0.20399 | 0.17705 | 0.12914 | 0.18037 | 0.2332 | 0.20399 | 0.17705 | 100000 | 100000 | 0 | 0 | 0
916 |  |  |  | 9795.2055 |  |  |  |  | 1667.892 | 1709.4145 | 1750.937 | 1792.4595 | 1833.982 | 33921.2285 | 33004.7934 | 32088.3583 | 31171.9232 | 30255.4882 |  | 0 |  |  |  |  | 1 | 1 | 1 | 1 | 1 | [5 empty] | 5.1043 | 6.4595 | 570.7763 | 26826.484 | 684.9315 | 0.1254 | 0.17265 | 0.22866 | 0.19955 | 0.17279 | 0.1254 | 0.17265 | 0.22866 | 0.19955 | 0.17279 | 100000 | 100000 | 0 | 0 | 0
917 |  |  |  | 9795.2055 |  |  |  |  | 1882.8443 | 1923.5418 | 1964.2393 | 2004.9368 | 2045.6343 | 38674.2597 | 37629.414 | 36584.5684 | 35539.7227 | 34494.877 |  | 0 |  |  |  |  | 1 | 1 | 1 | 1 | 1 | [5 empty] | 4.2264 | 7.2083 | 570.7763 | 26826.484 | 684.9315 | 0.12525 | 0.17281 | 0.22934 | 0.19946 | 0.17269 | 0.12525 | 0.17281 | 0.22934 | 0.19946 | 0.17269 | 100000 | 100000 | 0 | 0 | 0
918 |  |  |  | 9795.2055 |  |  |  |  | 2748.401 | 2789.511 | 2830.621 | 2871.731 | 2912.841 | 53179.7498 | 51743.0156 | 50306.2814 | 48869.5472 | 47432.813 |  | 0 |  |  |  |  | 1 | 1 | 1 | 1 | 1 | [5 empty] | 4.1454 | 7.7797 | 570.7763 | 26826.484 | 684.9315 | 0.12657 | 0.17491 | 0.22997 | 0.20383 | 0.17689 | 0.12657 | 0.17491 | 0.22997 | 0.20383 | 0.17689 | 100000 | 100000 | 0 | 0 | 0
919 |  |  |  | 9795.2055 |  |  |  |  | 4312.84 | 4353.8125 | 4394.785 | 4435.7575 | 4476.73 | 63272.088 | 61562.6934 | 59853.2989 | 58143.9044 | 56434.5099 |  | 0 |  |  |  |  | 1 | 1 | 1 | 1 | 1 | [5 empty] | 4.395 | 7.8146 | 570.7763 | 26826.484 | 684.9315 | 0.1378 | 0.18726 | 0.24085 | 0.20926 | 0.17855 | 0.1378 | 0.18726 | 0.24085 | 0.20926 | 0.17855 | 100000 | 100000 | 0 | 0 | 0
920 |  |  |  | 9795.2055 |  |  |  |  | 5640.4867 | 5682.4217 | 5724.3567 | 5766.2917 | 5808.2267 | 58675.0095 | 57089.8123 | 55504.615 | 53919.4178 | 52334.2206 |  | 0.01171 |  |  |  |  | 1 | 1 | 1 | 1 | 1 | [5 empty] | 4.4758 | 7.6789 | 570.7763 | 26826.484 | 684.9315 | 0.14248 | 0.2069 | 0.25566 | 0.21363 | 0.17989 | 0.14248 | 0.2069 | 0.25566 | 0.21363 | 0.17989 | 100000 | 100000 | 0 | 0 | 0
921 |  |  |  | 9795.2055 |  |  |  |  | 4776.0795 | 4825.577 | 4875.0745 | 4924.572 | 4974.0695 | 57463.148 | 55910.6911 | 54358.2342 | 52805.7773 | 51253.3204 |  | 0.06786 |  |  |  |  | 1 | 1 | 1 | 1 | 1 | [5 empty] | 5.2602 | 7.6412 | 570.7763 | 26826.484 | 684.9315 | 0.14023 | 0.19473 | 0.24343 | 0.2117 | 0.17807 | 0.14023 | 0.19473 | 0.24343 | 0.2117 | 0.17807 | 100000 | 100000 | 0 | 0 | 0
922 |  |  |  | 9795.2055 |  |  |  |  | 4235.825 | 4310.5675 | 4385.31 | 4460.0525 | 4534.795 | 55945.637 | 54434.178 | 52922.719 | 51411.2601 | 49899.8011 |  | 0.08457 |  |  |  |  | 1 | 1 | 1 | 1 | 1 | [5 empty] | 4.6796 | 7.4121 | 570.7763 | 26826.484 | 684.9315 | 0.13093 | 0.16631 | 0.19857 | 0.16244 | 0.14485 | 0.13093 | 0.16631 | 0.19857 | 0.16244 | 0.14485 | 100000 | 100000 | 0 | 0 | 0
923 |  |  |  | 9795.2055 |  |  |  |  | 4311.6906 | 4416.4331 | 4521.1756 | 4625.9181 | 4730.6606 | 54444.6085 | 52973.7022 | 51502.7959 | 50031.8895 | 48560.9832 |  | 0.11254 |  |  |  |  | 1 | 1 | 1 | 1 | 1 | [5 empty] | 3.6391 | 6.6876 | 570.7763 | 26826.484 | 684.9315 | 0.12906 | 0.16603 | 0.19961 | 0.16223 | 0.14602 | 0.12906 | 0.16603 | 0.19961 | 0.16223 | 0.14602 | 100000 | 100000 | 0 | 0 | 0
924 |  |  |  | 9795.2055 |  |  |  |  | 4985.2844 | 5153.0278 | 5320.7711 | 5488.5144 | 5656.2578 | 52167.4546 | 50758.0691 | 49348.6837 | 47939.2982 | 46529.9128 |  | 0.11405 |  |  |  |  | 1 | 1 | 1 | 1 | 1 | [5 empty] | 2.498 | 6.1478 | 570.7763 | 26826.484 | 684.9315 | 0.12903 | 0.16592 | 0.1985 | 0.16148 | 0.14461 | 0.12903 | 0.16592 | 0.1985 | 0.16148 | 0.14461 | 100000 | 100000 | 0 | 0 | 0
925 |  |  |  | 9795.2055 |  |  |  |  | 4809.4144 | 5014.2819 | 5219.1494 | 5424.0169 | 5628.8844 | 51371.7185 | 49983.8311 | 48595.9437 | 47208.0563 | 45820.1689 |  | 0.08803 |  |  |  |  | 1 | 1 | 1 | 1 | 1 | [5 empty] | 1.9131 | 5.828 | 570.7763 | 26826.484 | 684.9315 | 0.12929 | 0.166 | 0.19841 | 0.16149 | 0.14466 | 0.12929 | 0.166 | 0.19841 | 0.16149 | 0.14466 | 100000 | 100000 | 0 | 0 | 0
926 |  |  |  | 9795.2055 |  |  |  |  | 4799.0691 | 5060.4191 | 5321.7691 | 5583.1191 | 5844.4691 | 50528.3092 | 49163.2079 | 47798.1065 | 46433.0051 | 45067.9037 |  | 0.10158 |  |  |  |  | 1 | 1 | 1 | 1 | 1 | [5 empty] | 1.2825 | 5.7702 | 570.7763 | 26826.484 | 684.9315 | 0.12955 | 0.16631 | 0.19852 | 0.16184 | 0.14477 | 0.12955 | 0.16631 | 0.19852 | 0.16184 | 0.14477 | 100000 | 100000 | 0 | 0 | 0
927 |  |  |  | 9795.2055 |  |  |  |  | 4779.528 | 5094.8305 | 5410.133 | 5725.4355 | 6040.738 | 51309.3374 | 49923.1353 | 48536.9332 | 47150.7312 | 45764.5291 |  | 0.14131 |  |  |  |  | 1 | 1 | 1 | 1 | 1 | [5 empty] | 1.1162 | 5.9789 | 570.7763 | 26826.484 | 684.9315 | 0.13247 | 0.17265 | 0.20367 | 0.17124 | 0.15058 | 0.13247 | 0.17265 | 0.20367 | 0.17124 | 0.15058 | 100000 | 100000 | 0 | 0 | 0
928 |  |  |  | 9795.2055 |  |  |  |  | 4494.4575 | 4927.73 | 5361.0025 | 5794.275 | 6227.5475 | 51797.6491 | 50398.2546 | 48998.86 | 47599.4654 | 46200.0708 |  | 0.15748 |  |  |  |  | 1 | 1 | 1 | 1 | 1 | [5 empty] | 1.5688 | 6.1468 | 570.7763 | 26826.484 | 684.9315 | 0.14786 | 0.26526 | 0.26386 | 0.25156 | 0.41365 | 0.14786 | 0.26526 | 0.26386 | 0.25156 | 0.41365 | 100000 | 100000 | 0 | 0 | 0
929 |  |  |  | 9795.2055 |  |  |  |  | 4858.8419 | 5485.8169 | 6112.7919 | 6739.7669 | 7366.7419 | 54748.9049 | 53269.7775 | 51790.6502 | 50311.5228 | 48832.3954 |  | 0.03891 |  |  |  |  | 1 | 1 | 1 | 1 | 1 | [5 empty] | 3.199 | 6.118 | 570.7763 | 26826.484 | 684.9315 | 0.14785 | 0.28664 | 0.28185 | 0.27489 | 0.45474 | 0.14785 | 0.28664 | 0.28185 | 0.27489 | 0.45474 | 100000 | 100000 | 0 | 0 | 0
930 |  |  |  | 9795.2055 |  |  |  |  | 6622.1406 | 7400.6347 | 8179.1289 | 8957.6231 | 9736.1172 | 56106.9138 | 54591.0977 | 53075.2816 | 51559.4655 | 50043.6494 |  | 0 |  |  |  |  | 1 | 1 | 1 | 1 | 1 | [5 empty] | 4.6091 | 6.0121 | 570.7763 | 26826.484 | 684.9315 | 0.14784 | 0.28358 | 0.27979 | 0.27104 | 0.4485 | 0.14784 | 0.28358 | 0.27979 | 0.27104 | 0.4485 | 100000 | 100000 | 0 | 0 | 0
931 |  |  |  | 9795.2055 |  |  |  |  | 7752.0771 | 8626.5429 | 9501.0087 | 10375.4746 | 11249.9404 | 56600.1282 | 55070.9872 | 53541.8461 | 52012.705 | 50483.564 |  | 0 |  |  |  |  | 1 | 1 | 1 | 1 | 1 | [5 empty] | 4.6134 | 5.9006 | 570.7763 | 26826.484 | 684.9315 | 0.14781 | 0.28125 | 0.2784 | 0.26824 | 0.44487 | 0.14781 | 0.28125 | 0.2784 | 0.26824 | 0.44487 | 100000 | 100000 | 0 | 0 | 0
932 |  |  |  | 9795.2055 |  |  |  |  | 8137.1521 | 8886.7721 | 9636.3921 | 10386.0121 | 11135.6321 | 56207.1628 | 54688.6383 | 53170.1138 | 51651.5893 | 50133.0649 |  | 0 |  |  |  |  | 1 | 1 | 1 | 1 | 1 | [5 empty] | 3.6103 | 5.3818 | 570.7763 | 26826.484 | 684.9315 | 0.1477 | 0.27856 | 0.27504 | 0.26548 | 0.43991 | 0.1477 | 0.27856 | 0.27504 | 0.26548 | 0.43991 | 100000 | 100000 | 0 | 0 | 0
933 |  |  |  | 9795.2055 |  |  |  |  | 7219.8689 | 7859.3839 | 8498.8989 | 9138.4139 | 9777.9289 | 54434.8032 | 52964.1618 | 51493.5204 | 50022.879 | 48552.2375 |  | 0 |  |  |  |  | 1 | 1 | 1 | 1 | 1 | [5 empty] | 2.5682 | 5.1264 | 570.7763 | 26826.484 | 684.9315 | 0.14729 | 0.27384 | 0.27079 | 0.26193 | 0.43524 | 0.14729 | 0.27384 | 0.27079 | 0.26193 | 0.43524 | 100000 | 100000 | 0 | 0 | 0
934 |  |  |  | 9795.2055 |  |  |  |  | 6132.4631 | 6663.3298 | 7194.1964 | 7725.0631 | 8255.9298 | 49170.3003 | 47841.8877 | 46513.475 | 45185.0624 | 43856.6498 |  | 0 |  |  |  |  | 1 | 1 | 1 | 1 | 1 | [5 empty] | 1.8799 | 4.821 | 570.7763 | 26826.484 | 684.9315 | 0.14321 | 0.26764 | 0.2676 | 0.25837 | 0.42702 | 0.14321 | 0.26764 | 0.2676 | 0.25837 | 0.42702 | 100000 | 100000 | 0 | 0 | 0
935 |  |  |  | 9795.2055 |  |  |  |  | 5888.7739 | 6348.5564 | 6808.3389 | 7268.1214 | 7727.9039 | 40545.0936 | 39449.7044 | 38354.3152 | 37258.9261 | 36163.5369 |  | 0 |  |  |  |  | 1 | 1 | 1 | 1 | 1 | [5 empty] | 1.3818 | 4.5193 | 570.7763 | 26826.484 | 684.9315 | 0.14018 | 0.26109 | 0.26221 | 0.25217 | 0.42312 | 0.14018 | 0.26109 | 0.26221 | 0.25217 | 0.42312 | 100000 | 100000 | 0 | 0 | 0
936 |  |  |  | 9795.2055 |  |  |  |  | 4388.7056 | 4791.9506 | 5195.1956 | 5598.4406 | 6001.6856 | 32653.6633 | 31771.4735 | 30889.2836 | 30007.0938 | 29124.904 |  | 0 |  |  |  |  | 1 | 1 | 1 | 1 | 1 | [5 empty] | 1.3749 | 4.0065 | 570.7763 | 26826.484 | 684.9315 | 0.13666 | 0.25973 | 0.26108 | 0.25037 | 0.4163 | 0.13666 | 0.25973 | 0.26108 | 0.25037 | 0.4163 | 100000 | 100000 | 0 | 0 | 0
937 |  |  |  | 9795.2055 |  |  |  |  | 3300.4168 | 3499.7843 | 3699.1518 | 3898.5193 | 4097.8868 | 31251.7371 | 30407.4225 | 29563.1079 | 28718.7933 | 27874.4787 |  | 0 |  |  |  |  | 1 | 1 | 1 | 1 | 1 | [5 empty] | 1.3568 | 3.6122 | 570.7763 | 26826.484 | 684.9315 | 0.13629 | 0.25956 | 0.26104 | 0.25042 | 0.41545 | 0.13629 | 0.25956 | 0.26104 | 0.25042 | 0.41545 | 100000 | 100000 | 0 | 0 | 0
938 |  |  |  | 9795.2055 |  |  |  |  | 2351.3748 | 2452.0198 | 2552.6648 | 2653.3098 | 2753.9548 | 31849.5473 | 30989.0819 | 30128.6165 | 29268.1511 | 28407.6857 |  | 0 |  |  |  |  | 1 | 1 | 1 | 1 | 1 | [5 empty] | 1.4413 | 3.3115 | 570.7763 | 26826.484 | 684.9315 | 0.13625 | 0.25956 | 0.26107 | 0.25056 | 0.41535 | 0.13625 | 0.25956 | 0.26107 | 0.25056 | 0.41535 | 100000 | 100000 | 0 | 0 | 0
939 |  |  |  | 9795.2055 |  |  |  |  | 1777.5889 | 1828.7364 | 1879.8839 | 1931.0314 | 1982.1789 | 32491.3612 | 31613.5562 | 30735.7512 | 29857.9462 | 28980.1412 |  | 0 |  |  |  |  | 1 | 1 | 1 | 1 | 1 | [5 empty] | 1.791 | 3.0764 | 570.7763 | 26826.484 | 684.9315 | 0.13624 | 0.25963 | 0.26104 | 0.25063 | 0.41544 | 0.13624 | 0.25963 | 0.26104 | 0.25063 | 0.41544 | 100000 | 100000 | 0 | 0 | 0
940 |  |  |  | 9795.2055 |  |  |  |  | 1665.1268 | 1706.9243 | 1748.7218 | 1790.5193 | 1832.3168 | 34491.4927 | 33559.6511 | 32627.8094 | 31695.9677 | 30764.126 |  | 0 |  |  |  |  | 1 | 1 | 1 | 1 | 1 | [5 empty] | 2.2126 | 3.0101 | 570.7763 | 26826.484 | 684.9315 | 0.131 | 0.2463 | 0.25672 | 0.23908 | 0.40442 | 0.131 | 0.2463 | 0.25672 | 0.23908 | 0.40442 | 100000 | 100000 | 0 | 0 | 0
941 |  |  |  | 9795.2055 |  |  |  |  | 1879.7228 | 1921.6578 | 1963.5928 | 2005.5278 | 2047.4628 | 39322.6111 | 38260.2492 | 37197.8873 | 36135.5254 | 35073.1635 |  | 0 |  |  |  |  | 1 | 1 | 1 | 1 | 1 | [5 empty] | 2.4301 | 3.1831 | 570.7763 | 26826.484 | 684.9315 | 0.13108 | 0.24691 | 0.2571 | 0.23932 | 0.40648 | 0.13108 | 0.24691 | 0.2571 | 0.23932 | 0.40648 | 100000 | 100000 | 0 | 0 | 0
942 |  |  |  | 9795.2055 |  |  |  |  | 2743.8444 | 2785.5044 | 2827.1644 | 2868.8244 | 2910.4844 | 54061.7467 | 52601.184 | 51140.6212 | 49680.0585 | 48219.4958 |  | 0 |  |  |  |  | 1 | 1 | 1 | 1 | 1 | [5 empty] | 2.5701 | 3.4286 | 570.7763 | 26826.484 | 684.9315 | 0.13372 | 0.25226 | 0.26114 | 0.24178 | 0.41386 | 0.13372 | 0.25226 | 0.26114 | 0.24178 | 0.41386 | 100000 | 100000 | 0 | 0 | 0
943 |  |  |  | 9795.2055 |  |  |  |  | 4305.6898 | 4345.6998 | 4385.7098 | 4425.7198 | 4465.7298 | 64341.1994 | 62602.9212 | 60864.643 | 59126.3648 | 57388.0865 |  | 0 |  |  |  |  | 1 | 1 | 1 | 1 | 1 | [5 empty] | 2.7943 | 3.5682 | 570.7763 | 26826.484 | 684.9315 | 0.14467 | 0.26869 | 0.26872 | 0.25841 | 0.42778 | 0.14467 | 0.26869 | 0.26872 | 0.25841 | 0.42778 | 100000 | 100000 | 0 | 0 | 0
944 |  |  |  | 9795.2055 |  |  |  |  | 5631.1353 | 5673.0703 | 5715.0053 | 5756.9403 | 5798.8753 | 59663.512 | 58051.6088 | 56439.7057 | 54827.8025 | 53215.8993 |  | 0.06872 |  |  |  |  | 1 | 1 | 1 | 1 | 1 | [5 empty] | 2.9472 | 3.3328 | 570.7763 | 26826.484 | 684.9315 | 0.14811 | 0.28493 | 0.27668 | 0.27864 | 0.46153 | 0.14811 | 0.28493 | 0.27668 | 0.27864 | 0.46153 | 100000 | 100000 | 0 | 0 | 0
945 |  |  |  | 9795.2055 |  |  |  |  | 4768.1612 | 4817.9887 | 4867.8162 | 4917.6437 | 4967.4712 | 58427.9391 | 56849.4168 | 55270.8946 | 53692.3724 | 52113.8501 |  | 0.3129 |  |  |  |  | 1 | 1 | 1 | 1 | 1 | [5 empty] | 2.9908 | 3.3131 | 570.7763 | 26826.484 | 684.9315 | 0.14809 | 0.28352 | 0.27358 | 0.26287 | 0.4142 | 0.14809 | 0.28352 | 0.27358 | 0.26287 | 0.4142 | 100000 | 100000 | 0 | 0 | 0
946 |  |  |  | 9795.2055 |  |  |  |  | 4228.8024 | 4303.7924 | 4378.7824 | 4453.7724 | 4528.7624 | 56884.9222 | 55348.087 | 53811.2518 | 52274.4166 | 50737.5813 |  | 0.39944 |  |  |  |  | 1 | 1 | 1 | 1 | 1 | [5 empty] | 2.0187 | 3.3125 | 570.7763 | 26826.484 | 684.9315 | 0.14356 | 0.23779 | 0.23591 | 0.18596 | 0.16687 | 0.14356 | 0.23779 | 0.23591 | 0.18596 | 0.16687 | 100000 | 100000 | 0 | 0 | 0
947 |  |  |  | 9795.2055 |  |  |  |  | 4304.5422 | 4413.5747 | 4522.6072 | 4631.6397 | 4740.6722 | 55359.5651 | 53863.9398 | 52368.3144 | 50872.6891 | 49377.0638 |  | 0.18076 |  |  |  |  | 1 | 1 | 1 | 1 | 1 | [5 empty] | 1.2452 | 3.124 | 570.7763 | 26826.484 | 684.9315 | 0.13656 | 0.23622 | 0.23553 | 0.17644 | 0.16409 | 0.13656 | 0.23622 | 0.23553 | 0.17644 | 0.16409 | 100000 | 100000 | 0 | 0 | 0
948 |  |  |  | 9795.2055 |  |  |  |  | 4977.0193 | 5142.5618 | 5308.1043 | 5473.6468 | 5639.1893 | 53042.7232 | 51609.691 | 50176.6588 | 48743.6266 | 47310.5944 |  | 0.18842 |  |  |  |  | 1 | 1 | 1 | 1 | 1 | [5 empty] | 1.558 | 2.683 | 570.7763 | 26826.484 | 684.9315 | 0.13543 | 0.2339 | 0.23299 | 0.1759 | 0.16253 | 0.13543 | 0.2339 | 0.23299 | 0.1759 | 0.16253 | 100000 | 100000 | 0 | 0 | 0
949 |  |  |  | 9795.2055 |  |  |  |  | 4801.4408 | 5004.2458 | 5207.0508 | 5409.8558 | 5612.6608 | 52233.8698 | 50822.6901 | 49411.5103 | 48000.3306 | 46589.1508 |  | 0.29559 |  |  |  |  | 1 | 1 | 1 | 1 | 1 | [5 empty] | 1.67 | 1.9477 | 570.7763 | 26826.484 | 684.9315 | 0.13544 | 0.23407 | 0.23316 | 0.1758 | 0.16237 | 0.13544 | 0.23407 | 0.23316 | 0.1758 | 0.16237 | 100000 | 100000 | 0 | 0 | 0
950 |  |  |  | 9795.2055 |  |  |  |  | 4791.1127 | 5063.9027 | 5336.6927 | 5609.4827 | 5882.2727 | 51376.6706 | 49988.6494 | 48600.6282 | 47212.607 | 45824.5859 |  | 0.38495 |  |  |  |  | 1 | 1 | 1 | 1 | 1 | [5 empty] | 2.3537 | 1.9243 | 570.7763 | 26826.484 | 684.9315 | 0.13548 | 0.23419 | 0.23319 | 0.176 | 0.16265 | 0.13548 | 0.23419 | 0.23319 | 0.176 | 0.16265 | 100000 | 100000 | 0 | 0 | 0
951 |  |  |  | 9795.2055 |  |  |  |  | 4771.6039 | 5096.5589 | 5421.5139 | 5746.4689 | 6071.4239 | 52172.4975 | 50762.9758 | 49353.4541 | 47943.9324 | 46534.4107 |  | 0.43068 |  |  |  |  | 1 | 1 | 1 | 1 | 1 | [5 empty] | 2.1936 | 2.2735 | 570.7763 | 26826.484 | 684.9315 | 0.1363 | 0.23512 | 0.23397 | 0.18322 | 0.17041 | 0.1363 | 0.23512 | 0.23397 | 0.18322 | 0.17041 | 100000 | 100000 | 0 | 0 | 0
952 |  |  |  | 9795.2055 |  |  |  |  | 4487.0061 | 4917.4186 | 5347.8311 | 5778.2436 | 6208.6561 | 52669.2737 | 51246.3309 | 49823.388 | 48400.4451 | 46977.5022 |  | 0.09099 |  |  |  |  | 1 | 1 | 1 | 1 | 1 | [5 empty] | 1.8166 | 2.4359 | 570.7763 | 26826.484 | 684.9315 | 0.14812 | 0.28503 | 0.26907 | 0.22265 | 0.1867 | 0.14812 | 0.28503 | 0.26907 | 0.22265 | 0.1867 | 100000 | 100000 | 0 | 0 | 0
953 |  |  |  | 9795.2055 |  |  |  |  | 4850.7864 | 5502.5114 | 6154.2364 | 6805.9614 | 7457.6864 | 55671.9332 | 54167.8688 | 52663.8043 | 51159.7399 | 49655.6755 |  | 0.03055 |  |  |  |  | 1 | 1 | 1 | 1 | 1 | [5 empty] | 0.88306 | 2.4495 | 570.7763 | 26826.484 | 684.9315 | 0.14846 | 4.3992 | 0.27274 | 0.22545 | 0.19137 | 0.14846 | 4.3992 | 0.27274 | 0.22545 | 0.19137 | 100000 | 100000 | 0 | 0 | 0
954 |  |  |  | 9795.2055 |  |  |  |  | 6611.1617 | 7394.8809 | 8178.6 | 8962.3192 | 9746.0384 | 57052.2527 | 55510.8968 | 53969.5409 | 52428.185 | 50886.8291 |  | 0 |  |  |  |  | 1 | 1 | 1 | 1 | 1 | [5 empty] | 0.9528 | 2.9472 | 570.7763 | 26826.484 | 684.9315 | 0.14918 | 4.3549 | 0.26966 | 0.22251 | 0.18868 | 0.14918 | 4.3549 | 0.26966 | 0.22251 | 0.18868 | 100000 | 100000 | 0 | 0 | 0
955 |  |  |  | 9795.2055 |  |  |  |  | 7739.2249 | 8572.4424 | 9405.6599 | 10238.8774 | 11072.0949 | 57553.3712 | 55998.4767 | 54443.5823 | 52888.6879 | 51333.7935 |  | 0 |  |  |  |  | 1 | 1 | 1 | 1 | 1 | [5 empty] | 3.5355 | 2.9944 | 570.7763 | 26826.484 | 684.9315 | 0.14862 | 4.3189 | 0.26709 | 0.221 | 0.18729 | 0.14862 | 4.3189 | 0.26709 | 0.221 | 0.18729 | 100000 | 100000 | 0 | 0 | 0
956 |  |  |  | 9795.2055 |  |  |  |  | 8123.6615 | 8930.1506 | 9736.6398 | 10543.129 | 11349.6181 | 57153.2866 | 55609.2011 | 54065.1156 | 52521.0301 | 50976.9446 |  | 0 |  |  |  |  | 1 | 1 | 1 | 1 | 1 | [5 empty] | 2.5645 | 2.941 | 570.7763 | 26826.484 | 684.9315 | 0.14849 | 4.2924 | 0.26553 | 0.21916 | 0.18639 | 0.14849 | 4.2924 | 0.26553 | 0.21916 | 0.18639 | 100000 | 100000 | 0 | 0 | 0
957 |  |  |  | 9795.2055 |  |  |  |  | 7207.8991 | 7822.3349 | 8436.7707 | 9051.2066 | 9665.6424 | 55350.8807 | 53855.49 | 52360.0994 | 50864.7087 | 49369.318 |  | 0 |  |  |  |  | 1 | 1 | 1 | 1 | 1 | [5 empty] | 1.4326 | 2.5756 | 570.7763 | 26826.484 | 684.9315 | 0.14816 | 4.2456 | 0.26487 | 0.21917 | 0.18554 | 0.14816 | 4.2456 | 0.26487 | 0.21917 | 0.18554 | 100000 | 100000 | 0 | 0 | 0
958 |  |  |  | 9795.2055 |  |  |  |  | 6122.2961 | 6635.2886 | 7148.2811 | 7661.2736 | 8174.2661 | 49996.3511 | 48645.6214 | 47294.8917 | 45944.162 | 44593.4323 |  | 0 |  |  |  |  | 1 | 1 | 1 | 1 | 1 | [5 empty] | 1.0055 | 2.5763 | 570.7763 | 26826.484 | 684.9315 | 0.14651 | 0.2821 | 0.26275 | 0.21647 | 0.18286 | 0.14651 | 0.2821 | 0.26275 | 0.21647 | 0.18286 | 100000 | 100000 | 0 | 0 | 0
959 |  |  |  | 9795.2055 |  |  |  |  | 5879.0108 | 6328.2058 | 6777.4008 | 7226.5958 | 7675.7908 | 41221.4177 | 40107.7566 | 38994.0955 | 37880.4343 | 36766.7732 |  | 0 |  |  |  |  | 1 | 1 | 1 | 1 | 1 | [5 empty] | 1.1033 | 2.9903 | 570.7763 | 26826.484 | 684.9315 | 0.14275 | 0.23494 | 0.22469 | 0.19334 | 0.17743 | 0.14275 | 0.23494 | 0.22469 | 0.19334 | 0.17743 | 100000 | 100000 | 0 | 0 | 0
960 |  |  |  | 9795.2055 |  |  |  |  | 4381.4295 | 4773.042 | 5164.6545 | 5556.267 | 5947.8795 | 33203.5228 | 32306.4776 | 31409.4325 | 30512.3873 | 29615.3422 |  | 0 |  |  |  |  | 1 | 1 | 1 | 1 | 1 | [5 empty] | 0.7205 | 2.7576 | 570.7763 | 26826.484 | 684.9315 | 0.13 | 0.17926 | 0.18571 | 0.15238 | 0.14671 | 0.13 | 0.17926 | 0.18572 | 0.15238 | 0.14671 | 100000 | 100000 | 0 | 0 | 0
961 |  |  |  | 9795.2055 |  |  |  |  | 3294.7452 | 3503.0502 | 3711.3552 | 3919.6602 | 4127.9652 | 33982.5843 | 33064.4916 | 32146.3989 | 31228.3062 | 30310.2135 |  | 0 |  |  |  |  | 1 | 1 | 1 | 1 | 1 | [5 empty] | 0.56732 | 3.0073 | 570.7763 | 26826.484 | 684.9315 | 0.12827 | 0.17928 | 0.18526 | 0.15213 | 0.14629 | 0.12827 | 0.17928 | 0.18526 | 0.15213 | 0.14629 | 100000 | 100000 | 0 | 0 | 0
962 |  |  |  | 9795.2055 |  |  |  |  | 2347.3341 | 2444.68 | 2542.0258 | 2639.3716 | 2736.7175 | 34628.6688 | 33693.1211 | 32757.5734 | 31822.0257 | 30886.478 |  | 0 |  |  |  |  | 1 | 1 | 1 | 1 | 1 | [5 empty] | 0.96286 | 3.6326 | 570.7763 | 26826.484 | 684.9315 | 0.12823 | 0.17935 | 0.18546 | 0.1524 | 0.14654 | 0.12823 | 0.17935 | 0.18546 | 0.1524 | 0.14654 | 100000 | 100000 | 0 | 0 | 0
963 |  |  |  | 9795.2055 |  |  |  |  | 1774.5342 | 1821.8867 | 1869.2392 | 1916.5917 | 1963.9442 | 35325.5971 | 34371.2208 | 33416.8445 | 32462.4682 | 31508.0919 |  | 0 |  |  |  |  | 1 | 1 | 1 | 1 | 1 | [5 empty] | 1.0942 | 5.1841 | 570.7763 | 26826.484 | 684.9315 | 0.12826 | 0.17946 | 0.18569 | 0.15273 | 0.14695 | 0.12826 | 0.17946 | 0.18569 | 0.15273 | 0.14695 | 100000 | 100000 | 0 | 0 | 0
964 |  |  |  | 9795.2055 |  |  |  |  | 1662.2654 | 1703.5129 | 1744.7604 | 1786.0079 | 1827.2554 | 37494.5634 | 36481.5891 | 35468.6148 | 34455.6405 | 33442.6661 |  | 0 |  |  |  |  | 1 | 1 | 1 | 1 | 1 | [5 empty] | 0.82737 | 6.7434 | 570.7763 | 26826.484 | 684.9315 | 0.11035 | 0.11156 | 0.098514 | 0.13815 | 0.12273 | 0.11035 | 0.11157 | 0.098514 | 0.13815 | 0.12273 | 100000 | 100000 | 0 | 0 | 0
965 |  |  |  | 9795.2055 |  |  |  |  | 1876.4926 | 1917.4651 | 1958.4376 | 1999.4101 | 2040.3826 | 42735.6733 | 41581.1022 | 40426.5311 | 39271.96 | 38117.3889 |  | 0 |  |  |  |  | 1 | 1 | 1 | 1 | 1 | [5 empty] | 0.77751 | 7.2234 | 570.7763 | 26826.484 | 684.9315 | 0.10976 | 0.11067 | 0.097071 | 0.13437 | 0.12201 | 0.10976 | 0.11067 | 0.097071 | 0.13437 | 0.12201 | 100000 | 100000 | 0 | 0 | 0
966 |  |  |  | 9795.2055 |  |  |  |  | 2739.1293 | 2780.9268 | 2822.7243 | 2864.5218 | 2906.3193 | 58698.3374 | 57112.5099 | 55526.6825 | 53940.855 | 52355.0275 |  | 0 |  |  |  |  | 1 | 1 | 1 | 1 | 1 | [5 empty] | 2.2254 | 8.1317 | 570.7763 | 26826.484 | 684.9315 | 0.10905 | 0.10749 | 0.09632 | 0.12978 | 0.11974 | 0.10905 | 0.10749 | 0.09632 | 0.12978 | 0.11974 | 100000 | 100000 | 0 | 0 | 0
967 |  |  |  | 9795.2055 |  |  |  |  | 4298.2907 | 4339.8132 | 4381.3357 | 4422.8582 | 4464.3807 | 69974.898 | 68084.4166 | 66193.9351 | 64303.4537 | 62412.9723 |  | 0 |  |  |  |  | 1 | 1 | 1 | 1 | 1 | [5 empty] | 2.3594 | 9.2161 | 570.7763 | 26826.484 | 684.9315 | 0.11348 | 0.11112 | 0.098016 | 0.13397 | 0.11832 | 0.11348 | 0.11112 | 0.098016 | 0.13397 | 0.11832 | 100000 | 100000 | 0 | 0 | 0
968 |  |  |  | 9795.2055 |  |  |  |  | 5621.4586 | 5662.8436 | 5704.2286 | 5745.6136 | 5786.9986 | 64870.4771 | 63117.8996 | 61365.3221 | 59612.7446 | 57860.1671 |  | 0.03266 |  |  |  |  | 1 | 1 | 1 | 1 | 1 | [5 empty] | 1.9871 | 9.5221 | 570.7763 | 26826.484 | 684.9315 | 0.11583 | 0.11727 | 0.10099 | 0.13751 | 0.12206 | 0.11583 | 0.11727 | 0.10099 | 0.13751 | 0.12206 | 100000 | 100000 | 0 | 0 | 0
969 |  |  |  | 9795.2055 |  |  |  |  | 4759.9675 | 4807.65 | 4855.3325 | 4903.015 | 4950.6975 | 63507.7902 | 61792.0279 | 60076.2655 | 58360.5031 | 56644.7407 |  | 0.07731 |  |  |  |  | 1 | 1 | 1 | 1 | 1 | [5 empty] | 1.0233 | 10.2494 | 570.7763 | 26826.484 | 684.9315 | 0.11594 | 0.10757 | 0.095064 | 0.12589 | 0.11104 | 0.11594 | 0.10757 | 0.095064 | 0.12589 | 0.11104 | 100000 | 100000 | 0 | 0 | 0
970 |  |  |  | 9795.2055 |  |  |  |  | 4221.5355 | 4297.5155 | 4373.4955 | 4449.4755 | 4525.4555 | 61830.4612 | 60160.0145 | 58489.5678 | 56819.1211 | 55148.6744 |  | 0.05097 |  |  |  |  | 1 | 1 | 1 | 1 | 1 | [5 empty] | 0.80124 | 10.1748 | 570.7763 | 26826.484 | 684.9315 | 0.11022 | 0.096119 | 0.085585 | 0.1057 | 0.091696 | 0.11022 | 0.096119 | 0.085585 | 0.1057 | 0.091696 | 100000 | 100000 | 0 | 0 | 0
971 |  |  |  | 9795.2055 |  |  |  |  | 4297.1451 | 4404.3901 | 4511.6351 | 4618.8801 | 4726.1251 | 60177.5961 | 58551.8041 | 56926.0122 | 55300.2202 | 53674.4282 |  | 0.04927 |  |  |  |  | 1 | 1 | 1 | 1 | 1 | [5 empty] | 1.5665 | 10.1518 | 570.7763 | 26826.484 | 684.9315 | 0.10893 | 0.09586 | 0.08605 | 0.10628 | 0.091751 | 0.10893 | 0.09586 | 0.086049 | 0.10628 | 0.091751 | 100000 | 100000 | 0 | 0 | 0
972 |  |  |  | 9795.2055 |  |  |  |  | 4968.4666 | 5134.0091 | 5299.5516 | 5465.0941 | 5630.6366 | 57650.8075 | 56093.2807 | 54535.7539 | 52978.2271 | 51420.7003 |  | 0.1032 |  |  |  |  | 1 | 1 | 1 | 1 | 1 | [5 empty] | 1.9121 | 10.8647 | 570.7763 | 26826.484 | 684.9315 | 0.10855 | 0.095943 | 0.085584 | 0.10571 | 0.091406 | 0.10855 | 0.095943 | 0.085584 | 0.10571 | 0.091406 | 100000 | 100000 | 0 | 0 | 0
973 |  |  |  | 9795.2055 |  |  |  |  | 4793.1899 | 5004.2449 | 5215.2999 | 5426.3549 | 5637.4099 | 56773.0522 | 55239.2394 | 53705.4265 | 52171.6136 | 50637.8007 |  | 0.05993 |  |  |  |  | 1 | 1 | 1 | 1 | 1 | [5 empty] | 2.8771 | 11.8553 | 570.7763 | 26826.484 | 684.9315 | 0.10841 | 0.095594 | 0.085033 | 0.10587 | 0.092338 | 0.10841 | 0.095594 | 0.085033 | 0.10587 | 0.092338 | 100000 | 100000 | 0 | 0 | 0
974 |  |  |  | 9795.2055 |  |  |  |  | 4782.8795 | 5040.7095 | 5298.5395 | 5556.3695 | 5814.1995 | 55843.4952 | 54334.7958 | 52826.0963 | 51317.3969 | 49808.6975 |  | 0.0599 |  |  |  |  | 1 | 1 | 1 | 1 | 1 | [5 empty] | 2.9529 | 12.0894 | 570.7763 | 26826.484 | 684.9315 | 0.10801 | 0.095154 | 0.084606 | 0.10542 | 0.092112 | 0.10801 | 0.095154 | 0.084606 | 0.10542 | 0.092112 | 100000 | 100000 | 0 | 0 | 0
975 |  |  |  | 9795.2055 |  |  |  |  | 4763.4043 | 5078.7068 | 5394.0093 | 5709.3118 | 6024.6143 | 56718.3766 | 55186.0409 | 53653.7052 | 52121.3694 | 50589.0337 |  | 0.07983 |  |  |  |  | 1 | 1 | 1 | 1 | 1 | [5 empty] | 2.7785 | 12.7466 | 570.7763 | 26826.484 | 684.9315 | 0.10928 | 0.1009 | 0.085242 | 0.10776 | 0.092947 | 0.10928 | 0.1009 | 0.085242 | 0.10776 | 0.092947 | 100000 | 100000 | 0 | 0 | 0
976 |  |  |  | 9795.2055 |  |  |  |  | 4479.2955 | 4912.568 | 5345.8405 | 5779.113 | 6212.3855 | 57259.8998 | 55712.9339 | 54165.9681 | 52619.0023 | 51072.0364 |  | 0.06911 |  |  |  |  | 1 | 1 | 1 | 1 | 1 | [5 empty] | 3.3868 | 13.2876 | 570.7763 | 26826.484 | 684.9315 | 0.11338 | 0.10909 | 0.090623 | 0.10744 | 0.092787 | 0.11338 | 0.10909 | 0.090623 | 0.10744 | 0.092787 | 100000 | 100000 | 0 | 0 | 0
977 |  |  |  | 9795.2055 |  |  |  |  | 4842.4507 | 5465.3015 | 6088.1523 | 6711.0032 | 7333.854 | 60534.4603 | 58899.0271 | 57263.5939 | 55628.1607 | 53992.7275 |  | 0.03597 |  |  |  |  | 1 | 1 | 1 | 1 | 1 | [5 empty] | 5.1422 | 14.1773 | 570.7763 | 26826.484 | 684.9315 | 0.11487 | 0.10798 | 0.088871 | 0.10617 | 0.089334 | 0.11487 | 0.10798 | 0.088871 | 0.10617 | 0.089334 | 100000 | 100000 | 0 | 0 | 0
978 |  |  |  | 9795.2055 |  |  |  |  | 6599.8009 | 7378.2959 | 8156.7909 | 8935.2859 | 9713.7809 | 62031.9203 | 60356.0309 | 58680.1414 | 57004.252 | 55328.3626 |  | 0 |  |  |  |  | 1 | 1 | 1 | 1 | 1 | [5 empty] | 7.1877 | 14.5984 | 570.7763 | 26826.484 | 684.9315 | 0.1153 | 0.10734 | 0.088005 | 0.10444 | 0.089217 | 0.1153 | 0.10734 | 0.088005 | 0.10444 | 0.089217 | 100000 | 100000 | 0 | 0 | 0
979 |  |  |  | 9795.2055 |  |  |  |  | 7725.9255 | 8537.1439 | 9348.3622 | 10159.5805 | 10970.7989 | 62574.4014 | 60883.856 | 59193.3106 | 57502.7651 | 55812.2197 |  | 0 |  |  |  |  | 1 | 1 | 1 | 1 | 1 | [5 empty] | 7.4183 | 15.1234 | 570.7763 | 26826.484 | 684.9315 | 0.11531 | 0.107 | 0.08787 | 0.10437 | 0.088888 | 0.11531 | 0.107 | 0.08787 | 0.10437 | 0.088888 | 100000 | 100000 | 0 | 0 | 0
980 |  |  |  | 9795.2055 |  |  |  |  | 8109.7015 | 8885.1715 | 9660.6415 | 10436.1115 | 11211.5815 | 62136.4817 | 60457.7674 | 58779.053 | 57100.3387 | 55421.6244 |  | 0 |  |  |  |  | 1 | 1 | 1 | 1 | 1 | [5 empty] | 8.1677 | 15.3268 | 570.7763 | 26826.484 | 684.9315 | 0.1139 | 0.10668 | 0.088063 | 0.10399 | 0.088365 | 0.1139 | 0.10668 | 0.088063 | 0.10399 | 0.088365 | 100000 | 100000 | 0 | 0 | 0
981 |  |  |  | 9795.2055 |  |  |  |  | 7195.5128 | 7851.747 | 8507.9811 | 9164.2153 | 9820.4495 | 60175.6802 | 58549.94 | 56924.1998 | 55298.4596 | 53672.7194 |  | 0 |  |  |  |  | 1 | 1 | 1 | 1 | 1 | [5 empty] | 7.1085 | 15.3467 | 570.7763 | 26826.484 | 684.9315 | 0.11056 | 0.10162 | 0.086887 | 0.10205 | 0.086483 | 0.11057 | 0.10162 | 0.086887 | 0.10205 | 0.086483 | 100000 | 100000 | 0 | 0 | 0
982 |  |  |  | 9795.2055 |  |  |  |  | 6111.7753 | 6660.5162 | 7209.257 | 7757.9978 | 8306.7387 | 54346.0353 | 52877.7921 | 51409.5488 | 49941.3056 | 48473.0624 |  | 0 |  |  |  |  | 1 | 1 | 1 | 1 | 1 | [5 empty] | 6.2562 | 15.0661 | 570.7763 | 26826.484 | 684.9315 | 0.10728 | 0.094729 | 0.083776 | 0.098907 | 0.084406 | 0.10728 | 0.094729 | 0.083776 | 0.098907 | 0.084406 | 100000 | 100000 | 0 | 0 | 0
983 |  |  |  | 9795.2055 |  |  |  |  | 5868.9081 | 6321.1273 | 6773.3465 | 7225.5656 | 7677.7848 | 44779.4462 | 43569.6594 | 42359.8725 | 41150.0857 | 39940.2989 |  | 0 |  |  |  |  | 1 | 1 | 1 | 1 | 1 | [5 empty] | 6.8807 | 14.9575 | 570.7763 | 26826.484 | 684.9315 | 0.10452 | 0.08967 | 0.083078 | 0.09535 | 0.083188 | 0.10452 | 0.08967 | 0.083078 | 0.09535 | 0.083188 | 100000 | 100000 | 0 | 0 | 0
984 |  |  |  | 9795.2055 |  |  |  |  | 4373.9003 | 4766.8053 | 5159.7103 | 5552.6153 | 5945.5203 | 36099.7489 | 35124.4577 | 34149.1665 | 33173.8753 | 32198.584 |  | 0 |  |  |  |  | 1 | 1 | 1 | 1 | 1 | [5 empty] | 8.3887 | 14.7919 | 570.7763 | 26826.484 | 684.9315 | 0.10049 | 0.088219 | 0.080597 | 0.096125 | 0.083709 | 0.10049 | 0.088219 | 0.080597 | 0.096125 | 0.083709 | 100000 | 100000 | 0 | 0 | 0
985 |  |  |  | 9795.2055 |  |  |  |  | 3288.8871 | 3504.0663 | 3719.2455 | 3934.4246 | 4149.6038 | 39788.0976 | 38713.1598 | 37638.2221 | 36563.2844 | 35488.3466 |  | 0 |  |  |  |  | 1 | 1 | 1 | 1 | 1 | [5 empty] | 7.7461 | 13.7761 | 570.7763 | 26826.484 | 684.9315 | 0.099582 | 0.088582 | 0.080874 | 0.09666 | 0.084939 | 0.099582 | 0.088582 | 0.080874 | 0.09666 | 0.084939 | 100000 | 100000 | 0 | 0 | 0
986 |  |  |  | 9795.2055 |  |  |  |  | 2343.1606 | 2444.4656 | 2545.7706 | 2647.0756 | 2748.3806 | 38997.4097 | 37943.8336 | 36890.2575 | 35836.6815 | 34783.1054 |  | 0 |  |  |  |  | 1 | 1 | 1 | 1 | 1 | [5 empty] | 7.9767 | 13.5801 | 570.7763 | 26826.484 | 684.9315 | 0.099832 | 0.088731 | 0.081037 | 0.097265 | 0.085711 | 0.099832 | 0.088731 | 0.081037 | 0.097265 | 0.085711 | 100000 | 100000 | 0 | 0 | 0
987 |  |  |  | 9795.2055 |  |  |  |  | 1771.3791 | 1819.0616 | 1866.7441 | 1914.4266 | 1962.1091 | 39163.8817 | 38105.8081 | 37047.7345 | 35989.6609 | 34931.5874 |  | 0 |  |  |  |  | 1 | 1 | 1 | 1 | 1 | [5 empty] | 7.2672 | 13.2548 | 570.7763 | 26826.484 | 684.9315 | 0.099956 | 0.08917 | 0.081447 | 0.098516 | 0.086808 | 0.099956 | 0.08917 | 0.081447 | 0.098516 | 0.086808 | 100000 | 100000 | 0 | 0 | 0
988 |  |  |  | 9795.2055 |  |  |  |  | 1659.3099 | 1699.8699 | 1740.4299 | 1780.9899 | 1821.5499 | 40554.6028 | 39458.9567 | 38363.3106 | 37267.6646 | 36172.0185 |  | 0 |  |  |  |  | 1 | 1 | 1 | 1 | 1 | [5 empty] | 6.2437 | 12.8941 | 570.7763 | 26826.484 | 684.9315 | 0.098553 | 0.0843 | 0.075005 | 0.068754 | 0.069461 | 0.098553 | 0.0843 | 0.075005 | 0.068754 | 0.069461 | 100000 | 100000 | 0 | 0 | 0
989 |  |  |  | 9795.2055 |  |  |  |  | 1873.1562 | 1913.7162 | 1954.2762 | 1994.8362 | 2035.3962 | 44090.8907 | 42899.7063 | 41708.5218 | 40517.3374 | 39326.153 |  | 0 |  |  |  |  | 1 | 1 | 1 | 1 | 1 | [5 empty] | 6.032 | 12.79 | 570.7763 | 26826.484 | 684.9315 | 0.098524 | 0.085508 | 0.075526 | 0.069 | 0.070336 | 0.098524 | 0.085508 | 0.075526 | 0.069 | 0.070336 | 100000 | 100000 | 0 | 0 | 0
990 |  |  |  | 9795.2055 |  |  |  |  | 2734.2591 | 2776.6066 | 2818.9541 | 2861.3016 | 2903.6491 | 60088.3939 | 58465.0118 | 56841.6298 | 55218.2478 | 53594.8658 |  | 0 |  |  |  |  | 1 | 1 | 1 | 1 | 1 | [5 empty] | 6.9123 | 12.773 | 570.7763 | 26826.484 | 684.9315 | 0.098865 | 0.086641 | 0.076464 | 0.069526 | 0.07148 | 0.098865 | 0.086641 | 0.076464 | 0.069526 | 0.07148 | 100000 | 100000 | 0 | 0 | 0
991 |  |  |  | 9795.2055 |  |  |  |  | 4290.6483 | 4332.0333 | 4373.4183 | 4414.8033 | 4456.1883 | 78924.9898 | 76792.7076 | 74660.4254 | 72528.1433 | 70395.8611 |  | 0 |  |  |  |  | 1 | 1 | 1 | 1 | 1 | [5 empty] | 7.6679 | 12.4563 | 570.7763 | 26826.484 | 684.9315 | 0.098807 | 0.087312 | 0.07744 | 0.070735 | 0.073379 | 0.098807 | 0.087312 | 0.07744 | 0.070735 | 0.073379 | 100000 | 100000 | 0 | 0 | 0
992 |  |  |  | 9795.2055 |  |  |  |  | 5611.4636 | 5652.4361 | 5693.4086 | 5734.3811 | 5775.3536 | 70191.5806 | 68295.2452 | 66398.9097 | 64502.5743 | 62606.2389 |  | 0.02573 |  |  |  |  | 1 | 1 | 1 | 1 | 1 | [5 empty] | 8.3177 | 12.6475 | 570.7763 | 26826.484 | 684.9315 | 0.099135 | 0.088387 | 0.078405 | 0.071493 | 0.074359 | 0.099135 | 0.088387 | 0.078405 | 0.071493 | 0.074359 | 100000 | 100000 | 0 | 0 | 0
993 |  |  |  | 9795.2055 |  |  |  |  | 4751.5042 | 4801.9917 | 4852.4792 | 4902.9667 | 4953.4542 | 66332.9286 | 64540.8407 | 62748.7528 | 60956.6649 | 59164.5769 |  | 0.05418 |  |  |  |  | 1 | 1 | 1 | 1 | 1 | [5 empty] | 7.8987 | 12.7578 | 570.7763 | 26826.484 | 684.9315 | 0.098856 | 0.088241 | 0.077814 | 0.069835 | 0.07315 | 0.098856 | 0.088241 | 0.077814 | 0.069835 | 0.07315 | 100000 | 100000 | 0 | 0 | 0
994 |  |  |  | 9795.2055 |  |  |  |  | 4214.0296 | 4287.7821 | 4361.5346 | 4435.2871 | 4509.0396 | 63629.8642 | 61910.8038 | 60191.7434 | 58472.683 | 56753.6226 |  | 0.10914 |  |  |  |  | 1 | 1 | 1 | 1 | 1 | [5 empty] | 7.3058 | 12.8186 | 570.7763 | 26826.484 | 684.9315 | 0.098382 | 0.084857 | 0.07597 | 0.067394 | 0.056524 | 0.098382 | 0.084857 | 0.07597 | 0.067394 | 0.056524 | 100000 | 100000 | 0 | 0 | 0
995 |  |  |  | 9795.2055 |  |  |  |  | 4289.5048 | 4396.0348 | 4502.5648 | 4609.0948 | 4715.6248 | 61426.2157 | 59766.6903 | 58107.165 | 56447.6396 | 54788.1142 |  | 0.16931 |  |  |  |  | 1 | 1 | 1 | 1 | 1 | [5 empty] | 6.7713 | 12.6315 | 570.7763 | 26826.484 | 684.9315 | 0.097521 | 0.082485 | 0.07589 | 0.065778 | 0.056252 | 0.097521 | 0.082485 | 0.075891 | 0.065778 | 0.056252 | 100000 | 100000 | 0 | 0 | 0
996 |  |  |  | 9795.2055 |  |  |  |  | 4959.6327 | 5125.726 | 5291.8193 | 5457.9127 | 5624.006 | 59416.0287 | 57810.8117 | 56205.5947 | 54600.3777 | 52995.1606 |  | 0.17361 |  |  |  |  | 1 | 1 | 1 | 1 | 1 | [5 empty] | 6.2643 | 12.3204 | 570.7763 | 26826.484 | 684.9315 | 0.097408 | 0.082527 | 0.075938 | 0.065825 | 0.055857 | 0.097408 | 0.082527 | 0.075938 | 0.065825 | 0.055857 | 100000 | 100000 | 0 | 0 | 0
997 |  |  |  | 9795.2055 |  |  |  |  | 4784.6675 | 4994.3475 | 5204.0275 | 5413.7075 | 5623.3875 | 57503.6522 | 55950.101 | 54396.5499 | 52842.9987 | 51289.4475 |  | 0.10944 |  |  |  |  | 1 | 1 | 1 | 1 | 1 | [5 empty] | 5.8746 | 12.3746 | 570.7763 | 26826.484 | 684.9315 | 0.09769 | 0.082672 | 0.076045 | 0.065949 | 0.055872 | 0.09769 | 0.082672 | 0.076045 | 0.065949 | 0.055872 | 100000 | 100000 | 0 | 0 | 0
998 |  |  |  | 9795.2055 |  |  |  |  | 4774.3755 | 5048.0446 | 5321.7138 | 5595.383 | 5869.0521 | 57204.6073 | 55659.1352 | 54113.6632 | 52568.1912 | 51022.7192 |  | 0.10541 |  |  |  |  | 1 | 1 | 1 | 1 | 1 | [5 empty] | 6.0587 | 12.3617 | 570.7763 | 26826.484 | 684.9315 | 0.097681 | 0.082582 | 0.075877 | 0.066081 | 0.055826 | 0.097681 | 0.082582 | 0.075877 | 0.066081 | 0.055826 | 100000 | 100000 | 0 | 0 | 0
999 |  |  |  | 9795.2055 |  |  |  |  | 4754.9349 | 5076.6724 | 5398.4099 | 5720.1474 | 6041.8849 | 56546.4923 | 55018.8003 | 53491.1083 | 51963.4163 | 50435.7243 |  | 0.0725 |  |  |  |  | 1 | 1 | 1 | 1 | 1 | [5 empty] | 6.4003 | 12.3197 | 570.7763 | 26826.484 | 684.9315 | 0.09842 | 0.083323 | 0.076281 | 0.067255 | 0.056666 | 0.09842 | 0.083323 | 0.076281 | 0.067255 | 0.056666 | 100000 | 100000 | 0 | 0 | 0
1000 |  |  |  | 9795.2055 |  |  |  |  | 4471.3313 | 4894.5946 | 5317.8579 | 5741.1213 | 6164.3846 | 58731.7879 | 57145.0567 | 55558.3255 | 53971.5943 | 52384.8631 |  | 0.05087 |  |  |  |  | 1 | 1 | 1 | 1 | 1 | [5 empty] | 7.1448 | 12.3367 | 570.7763 | 26826.484 | 684.9315 | 0.099604 | 0.088087 | 0.077395 | 0.069731 | 0.073852 | 0.099604 | 0.088087 | 0.077395 | 0.069731 | 0.073852 | 100000 | 100000 | 0 | 0 | 0
1001 |  |  |  | 9795.2055 |  |  |  |  | 4833.8407 | 5450.5041 | 6067.1674 | 6683.8307 | 7300.4941 | 63386.9576 | 61674.4597 | 59961.9618 | 58249.4639 | 56536.966 |  | 0.03626 |  |  |  |  | 1 | 1 | 1 | 1 | 1 | [5 empty] | 8.3808 | 12.7568 | 570.7763 | 26826.484 | 684.9315 | 0.10109 | 0.092824 | 0.088415 | 0.11465 | 0.10039 | 0.10109 | 0.092824 | 0.088415 | 0.11465 | 0.10039 | 100000 | 100000 | 0 | 0 | 0
1002 |  |  |  | 9795.2055 |  |  |  |  | 6588.0664 | 7371.7855 | 8155.5047 | 8939.2239 | 9722.943 | 65293.5043 | 63529.4981 | 61765.4919 | 60001.4856 | 58237.4794 |  | 0 |  |  |  |  | 1 | 1 | 1 | 1 | 1 | [5 empty] | 9.8176 | 12.8117 | 570.7763 | 26826.484 | 684.9315 | 0.10655 | 0.095196 | 0.090519 | 0.12182 | 0.10486 | 0.10655 | 0.095196 | 0.090519 | 0.12182 | 0.10486 | 100000 | 100000 | 0 | 0 | 0
1003 |  |  |  | 9795.2055 |  |  |  |  | 7712.1888 | 8515.1571 | 9318.1254 | 10121.0938 | 10924.0621 | 64226.0109 | 62490.8446 | 60755.6784 | 59020.5122 | 57285.346 |  | 0 |  |  |  |  | 1 | 1 | 1 | 1 | 1 | [5 empty] | 11.3543 | 12.8426 | 570.7763 | 26826.484 | 684.9315 | 0.10758 | 0.096405 | 0.091396 | 0.12285 | 0.10503 | 0.10758 | 0.096405 | 0.091396 | 0.12285 | 0.10503 | 100000 | 100000 | 0 | 0 | 0
1004 |  |  |  | 9795.2055 |  |  |  |  | 8095.2824 | 8847.4874 | 9599.6924 | 10351.8974 | 11104.1024 | 64547.2953 | 62803.449 | 61059.6028 | 59315.7566 | 57571.9104 |  | 0 |  |  |  |  | 1 | 1 | 1 | 1 | 1 | [5 empty] | 12.0709 | 12.4333 | 570.7763 | 26826.484 | 684.9315 | 0.10709 | 0.096169 | 0.090851 | 0.12211 | 0.10475 | 0.10709 | 0.096169 | 0.090851 | 0.12211 | 0.10475 | 100000 | 100000 | 0 | 0 | 0
1005 |  |  |  | 9795.2055 |  |  |  |  | 7182.7191 | 7805.5149 | 8428.3108 | 9051.1066 | 9673.9024 | 63319.1596 | 61608.4934 | 59897.8272 | 58187.161 | 56476.4947 |  | 0 |  |  |  |  | 1 | 1 | 1 | 1 | 1 | [5 empty] | 12.556 | 12.2309 | 570.7763 | 26826.484 | 684.9315 | 0.10656 | 0.09598 | 0.090665 | 0.12132 | 0.1044 | 0.10656 | 0.09598 | 0.090665 | 0.12132 | 0.1044 | 100000 | 100000 | 0 | 0 | 0
1006 |  |  |  | 9795.2055 |  |  |  |  | 6100.9085 | 6649.6494 | 7198.3902 | 7747.131 | 8295.8719 | 58727.9014 | 57141.2752 | 55554.649 | 53968.0228 | 52381.3966 |  | 0 |  |  |  |  | 1 | 1 | 1 | 1 | 1 | [5 empty] | 12.0795 | 12.017 | 570.7763 | 26826.484 | 684.9315 | 0.10419 | 0.095278 | 0.090389 | 0.12074 | 0.10376 | 0.10419 | 0.095278 | 0.090389 | 0.12074 | 0.10376 | 100000 | 100000 | 0 | 0 | 0
1007 |  |  |  | 9795.2055 |  |  |  |  | 5858.4732 | 6306.1557 | 6753.8382 | 7201.5207 | 7649.2032 | 51113.1579 | 49732.2559 | 48351.3539 | 46970.4519 | 45589.55 |  | 0 |  |  |  |  | 1 | 1 | 1 | 1 | 1 | [5 empty] | 11.2649 | 11.7767 | 570.7763 | 26826.484 | 684.9315 | 0.10363 | 0.094935 | 0.089778 | 0.12072 | 0.1035 | 0.10363 | 0.094935 | 0.089778 | 0.12072 | 0.1035 | 100000 | 100000 | 0 | 0 | 0
1008 |  |  |  | 9795.2055 |  |  |  |  | 4366.1235 | 4759.0285 | 5151.9335 | 5544.8385 | 5937.7435 | 41580.4242 | 40457.064 | 39333.7037 | 38210.3435 | 37086.9832 |  | 0 |  |  |  |  | 1 | 1 | 1 | 1 | 1 | [5 empty] | 10.3403 | 11.4955 | 570.7763 | 26826.484 | 684.9315 | 0.10241 | 0.093726 | 0.089257 | 0.12037 | 0.10364 | 0.10241 | 0.093726 | 0.089257 | 0.12037 | 0.10364 | 100000 | 100000 | 0 | 0 | 0
1009 |  |  |  | 9795.2055 |  |  |  |  | 3282.8466 | 3489.7766 | 3696.7066 | 3903.6366 | 4110.5666 | 39433.6494 | 38368.2876 | 37302.9259 | 36237.5641 | 35172.2023 |  | 0 |  |  |  |  | 1 | 1 | 1 | 1 | 1 | [5 empty] | 9.7482 | 11.4355 | 570.7763 | 26826.484 | 684.9315 | 0.1016 | 0.093884 | 0.08892 | 0.11976 | 0.10329 | 0.1016 | 0.093884 | 0.08892 | 0.11976 | 0.10329 | 100000 | 100000 | 0 | 0 | 0
1010 |  |  |  | 9795.2055 |  |  |  |  | 2338.857 | 2433.8928 | 2528.9287 | 2623.9645 | 2719.0003 | 38649.8283 | 37605.6427 | 36561.4571 | 35517.2715 | 34473.0858 |  | 0 |  |  |  |  | 1 | 1 | 1 | 1 | 1 | [5 empty] | 9.0533 | 11.5764 | 570.7763 | 26826.484 | 684.9315 | 0.101 | 0.093718 | 0.088794 | 0.12043 | 0.10338 | 0.101 | 0.093718 | 0.088794 | 0.12043 | 0.10338 | 100000 | 100000 | 0 | 0 | 0
1011 |  |  |  | 9795.2055 |  |  |  |  | 1768.1257 | 1818.6132 | 1869.1007 | 1919.5882 | 1970.0757 | 38814.1335 | 37765.5089 | 36716.8843 | 35668.2597 | 34619.6352 |  | 0 |  |  |  |  | 1 | 1 | 1 | 1 | 1 | [5 empty] | 8.5457 | 11.4134 | 570.7763 | 26826.484 | 684.9315 | 0.10088 | 0.093856 | 0.088918 | 0.12099 | 0.10343 | 0.10088 | 0.093856 | 0.088918 | 0.12099 | 0.10343 | 100000 | 100000 | 0 | 0 | 0
1012 |  |  |  | 9795.2055 |  |  |  |  | 1656.2623 | 1697.0973 | 1737.9323 | 1778.7673 | 1819.6023 | 40192.7264 | 39106.857 | 38020.9876 | 36935.1182 | 35849.2487 |  | 0 |  |  |  |  | 1 | 1 | 1 | 1 | 1 | [5 empty] | 8.2576 | 11.7533 | 570.7763 | 26826.484 | 684.9315 | 0.098869 | 0.090766 | 0.086145 | 0.11808 | 0.10118 | 0.098869 | 0.090766 | 0.086145 | 0.11808 | 0.10118 | 100000 | 100000 | 0 | 0 | 0
1013 |  |  |  | 9795.2055 |  |  |  |  | 1869.7158 | 1910.9633 | 1952.2108 | 1993.4583 | 2034.7058 | 43700.349 | 42519.7156 | 41339.0823 | 40158.449 | 38977.8156 |  | 0 |  |  |  |  | 1 | 1 | 1 | 1 | 1 | [5 empty] | 7.9526 | 12.0519 | 570.7763 | 26826.484 | 684.9315 | 0.098553 | 0.090159 | 0.086484 | 0.11827 | 0.10057 | 0.098553 | 0.090159 | 0.086484 | 0.11827 | 0.10057 | 100000 | 100000 | 0 | 0 | 0
1014 |  |  |  | 9795.2055 |  |  |  |  | 2729.2372 | 2769.3847 | 2809.5322 | 2849.6797 | 2889.8272 | 59567.523 | 57958.2131 | 56348.9033 | 54739.5934 | 53130.2835 |  | 0 |  |  |  |  | 1 | 1 | 1 | 1 | 1 | [5 empty] | 8.1103 | 12.3189 | 570.7763 | 26826.484 | 684.9315 | 0.10044 | 0.090745 | 0.08675 | 0.11843 | 0.10054 | 0.10044 | 0.090745 | 0.08675 | 0.11843 | 0.10054 | 100000 | 100000 | 0 | 0 | 0
1015 |  |  |  | 9795.2055 |  |  |  |  | 4282.7679 | 4325.3904 | 4368.0129 | 4410.6354 | 4453.2579 | 78214.1355 | 76101.0582 | 73987.9809 | 71874.9036 | 69761.8263 |  | 0 |  |  |  |  | 1 | 1 | 1 | 1 | 1 | [5 empty] | 8.4462 | 12.4869 | 570.7763 | 26826.484 | 684.9315 | 0.10572 | 0.096832 | 0.090263 | 0.12351 | 0.10539 | 0.10572 | 0.096832 | 0.090263 | 0.12351 | 0.10539 | 100000 | 100000 | 0 | 0 | 0
1016 |  |  |  | 9795.2055 |  |  |  |  | 5601.1573 | 5642.8173 | 5684.4773 | 5726.1373 | 5767.7973 | 69558.719 | 67679.4813 | 65800.2436 | 63921.0059 | 62041.7682 |  | 0.02168 |  |  |  |  | 1 | 1 | 1 | 1 | 1 | [5 empty] | 8.3819 | 12.5249 | 570.7763 | 26826.484 | 684.9315 | 0.11022 | 0.10325 | 0.096112 | 0.13106 | 0.11011 | 0.11022 | 0.10325 | 0.096112 | 0.13106 | 0.11011 | 100000 | 100000 | 0 | 0 | 0
1017 |  |  |  | 9795.2055 |  |  |  |  | 4742.7773 | 4790.1298 | 4837.4823 | 4884.8348 | 4932.1873 | 65737.1497 | 63961.1577 | 62185.1657 | 60409.1737 | 58633.1817 |  | 0.07909 |  |  |  |  | 1 | 1 | 1 | 1 | 1 | [5 empty] | 6.5254 | 12.1911 | 570.7763 | 26826.484 | 684.9315 | 0.1077 | 0.10165 | 0.093488 | 0.12852 | 0.10766 | 0.1077 | 0.10165 | 0.093488 | 0.12852 | 0.10766 | 100000 | 100000 | 0 | 0 | 0
1018 |  |  |  | 9795.2055 |  |  |  |  | 4206.2899 | 4278.3099 | 4350.3299 | 4422.3499 | 4494.3699 | 63058.5162 | 61354.8916 | 59651.2671 | 57947.6426 | 56244.0181 |  | 0.04759 |  |  |  |  | 1 | 1 | 1 | 1 | 1 | [5 empty] | 2.6882 | 12.0624 | 570.7763 | 26826.484 | 684.9315 | 0.10451 | 0.092105 | 0.084701 | 0.11327 | 0.10382 | 0.10451 | 0.092105 | 0.084701 | 0.11326 | 0.10382 | 100000 | 100000 | 0 | 0 | 0
1019 |  |  |  | 9795.2055 |  |  |  |  | 4281.6264 | 4385.2964 | 4488.9664 | 4592.6364 | 4696.3064 | 60872.7981 | 59228.2242 | 57583.6503 | 55939.0763 | 54294.5024 |  | 0.0876 |  |  |  |  | 1 | 1 | 1 | 1 | 1 | [5 empty] | 1.0238 | 12.2463 | 570.7763 | 26826.484 | 684.9315 | 0.1033 | 0.091414 | 0.084655 | 0.11234 | 0.093961 | 0.1033 | 0.091414 | 0.084655 | 0.11234 | 0.093961 | 100000 | 100000 | 0 | 0 | 0
1020 |  |  |  | 9795.2055 |  |  |  |  | 4950.5236 | 5120.4661 | 5290.4086 | 5460.3511 | 5630.2936 | 58885.0326 | 57294.1612 | 55703.2899 | 54112.4186 | 52521.5472 |  | 0.06791 |  |  |  |  | 1 | 1 | 1 | 1 | 1 | [5 empty] | 0.048387 | 12.4054 | 570.7763 | 26826.484 | 684.9315 | 0.10344 | 0.091365 | 0.084032 | 0.10928 | 0.092923 | 0.10344 | 0.091365 | 0.084032 | 0.10928 | 0.092923 | 100000 | 100000 | 0 | 0 | 0
1021 |  |  |  | 9795.2055 |  |  |  |  | 4775.8798 | 4986.9348 | 5197.9898 | 5409.0448 | 5620.0998 | 56990.2202 | 55450.5401 | 53910.8601 | 52371.1801 | 50831.5001 |  | 0.06527 |  |  |  |  | 1 | 1 | 1 | 1 | 1 | [5 empty] | 0.78608 | 12.0995 | 570.7763 | 26826.484 | 684.9315 | 0.10345 | 0.09137 | 0.083893 | 0.1086 | 0.092609 | 0.10345 | 0.09137 | 0.083893 | 0.1086 | 0.092609 | 100000 | 100000 | 0 | 0 | 0
1022 |  |  |  | 9795.2055 |  |  |  |  | 4765.6066 | 5035.7558 | 5305.9049 | 5576.0541 | 5846.2033 | 56693.5543 | 55161.8891 | 53630.224 | 52098.5589 | 50566.8938 |  | 0.08276 |  |  |  |  | 1 | 1 | 1 | 1 | 1 | [5 empty] | 1.1897 | 11.8544 | 570.7763 | 26826.484 | 684.9315 | 0.1033 | 0.090842 | 0.083557 | 0.10779 | 0.092439 | 0.1033 | 0.090842 | 0.083557 | 0.10779 | 0.092439 | 100000 | 100000 | 0 | 0 | 0
1023 |  |  |  | 9795.2055 |  |  |  |  | 4746.2017 | 5078.6642 | 5411.1267 | 5743.5892 | 6076.0517 | 56042.0939 | 54528.029 | 53013.9641 | 51499.8992 | 49985.8343 |  | 0.07762 |  |  |  |  | 1 | 1 | 1 | 1 | 1 | [5 empty] | 1.4914 | 11.6995 | 570.7763 | 26826.484 | 684.9315 | 0.10454 | 0.094823 | 0.085009 | 0.11034 | 0.094041 | 0.10454 | 0.094823 | 0.085009 | 0.11035 | 0.094041 | 100000 | 100000 | 0 | 0 | 0
1024 |  |  |  | 9795.2055 |  |  |  |  | 4463.119 | 4886.3823 | 5309.6457 | 5732.909 | 6156.1723 | 58207.3881 | 56634.8244 | 55062.2607 | 53489.697 | 51917.1333 |  | 0.0834 |  |  |  |  | 1 | 1 | 1 | 1 | 1 | [5 empty] | 1.5717 | 11.8375 | 570.7763 | 26826.484 | 684.9315 | 0.1093 | 0.10295 | 0.094358 | 0.1123 | 0.10229 | 0.1093 | 0.10295 | 0.094358 | 0.1123 | 0.1023 | 100000 | 100000 | 0 | 0 | 0
1025 |  |  |  | 9795.2055 |  |  |  |  | 4824.9627 | 5451.9377 | 6078.9127 | 6705.8877 | 7332.8627 | 62817.0987 | 61119.9964 | 59422.8942 | 57725.7919 | 56028.6896 |  | 0.04093 |  |  |  |  | 1 | 1 | 1 | 1 | 1 | [5 empty] | 1.5859 | 12.2801 | 570.7763 | 26826.484 | 684.9315 | 0.11535 | 0.10715 | 0.098699 | 0.11485 | 0.11363 | 0.11535 | 0.10715 | 0.098699 | 0.11485 | 0.11363 | 100000 | 100000 | 0 | 0 | 0
1026 |  |  |  | 9795.2055 |  |  |  |  | 6575.9664 | 7362.298 | 8148.6297 | 8934.9614 | 9721.293 | 64707.5909 | 62959.414 | 61211.2372 | 59463.0603 | 57714.8834 |  | 0 |  |  |  |  | 1 | 1 | 1 | 1 | 1 | [5 empty] | 1.621 | 12.3566 | 570.7763 | 26826.484 | 684.9315 | 0.11585 | 0.10755 | 0.098246 | 0.11436 | 0.11378 | 0.11585 | 0.10755 | 0.098246 | 0.11436 | 0.11378 | 100000 | 100000 | 0 | 0 | 0
1027 |  |  |  | 9795.2055 |  |  |  |  | 7698.0242 | 8517.4925 | 9336.9608 | 10156.4292 | 10975.8975 | 63650.4079 | 61930.7925 | 60211.1771 | 58491.5617 | 56771.9463 |  | 0 |  |  |  |  | 1 | 1 | 1 | 1 | 1 | [5 empty] | 1.1492 | 12.4023 | 570.7763 | 26826.484 | 684.9315 | 0.11694 | 0.10925 | 0.098248 | 0.11399 | 0.11391 | 0.11694 | 0.10925 | 0.098248 | 0.11399 | 0.11391 | 100000 | 100000 | 0 | 0 | 0
1028 |  |  |  | 9795.2055 |  |  |  |  | 8080.4142 | 8830.0342 | 9579.6542 | 10329.2742 | 11078.8942 | 63970.3778 | 62242.1179 | 60513.858 | 58785.5981 | 57057.3382 |  | 0 |  |  |  |  | 1 | 1 | 1 | 1 | 1 | [5 empty] | 4.2986 | 11.3903 | 570.7763 | 26826.484 | 684.9315 | 0.11677 | 0.10884 | 0.098505 | 0.1146 | 0.11365 | 0.11677 | 0.10884 | 0.098505 | 0.1146 | 0.11365 | 100000 | 100000 | 0 | 0 | 0
1029 |  |  |  | 9795.2055 |  |  |  |  | 7169.527 | 7813.222 | 8456.917 | 9100.612 | 9744.307 | 62753.2099 | 61057.8337 | 59362.4575 | 57667.0813 | 55971.7051 |  | 0 |  |  |  |  | 1 | 1 | 1 | 1 | 1 | [5 empty] | 6.9156 | 10.7686 | 570.7763 | 26826.484 | 684.9315 | 0.11525 | 0.10837 | 0.097894 | 0.11421 | 0.11326 | 0.11525 | 0.10837 | 0.097894 | 0.11421 | 0.11326 | 100000 | 100000 | 0 | 0 | 0
1030 |  |  |  | 9795.2055 |  |  |  |  | 6089.7033 | 6611.6333 | 7133.5633 | 7655.4933 | 8177.4233 | 58204.508 | 56632.0221 | 55059.5362 | 53487.0503 | 51914.5644 |  | 0 |  |  |  |  | 1 | 1 | 1 | 1 | 1 | [5 empty] | 6.9761 | 10.0319 | 570.7763 | 26826.484 | 684.9315 | 0.11342 | 0.10622 | 0.097487 | 0.12116 | 0.11194 | 0.11342 | 0.10622 | 0.097487 | 0.12116 | 0.11195 | 100000 | 100000 | 0 | 0 | 0
1031 |  |  |  | 9795.2055 |  |  |  |  | 5847.7132 | 6307.4957 | 6767.2782 | 7227.0607 | 7686.8432 | 50664.6659 | 49295.8806 | 47927.0953 | 46558.3101 | 45189.5248 |  | 0 |  |  |  |  | 1 | 1 | 1 | 1 | 1 | [5 empty] | 7.202 | 9.7771 | 570.7763 | 26826.484 | 684.9315 | 0.11288 | 0.10577 | 0.098266 | 0.12168 | 0.11143 | 0.11288 | 0.10577 | 0.098265 | 0.12168 | 0.11143 | 100000 | 100000 | 0 | 0 | 0
1032 |  |  |  | 9795.2055 |  |  |  |  | 4358.1044 | 4747.1319 | 5136.1594 | 5525.1869 | 5914.2144 | 41212.2047 | 40098.7925 | 38985.3803 | 37871.9681 | 36758.5558 |  | 0 |  |  |  |  | 1 | 1 | 1 | 1 | 1 | [5 empty] | 7.3811 | 10.1605 | 570.7763 | 26826.484 | 684.9315 | 0.11146 | 0.10525 | 0.098059 | 0.12089 | 0.11112 | 0.11146 | 0.10525 | 0.098059 | 0.12089 | 0.11112 | 100000 | 100000 | 0 | 0 | 0
1033 |  |  |  | 9795.2055 |  |  |  |  | 3436.1297 | 3756.9322 | 4077.7347 | 4398.5372 | 4719.3397 | 39478.3855 | 38411.8151 | 37345.2447 | 36278.6743 | 35212.104 |  | 0 |  |  |  |  | 1 | 1 | 1 | 1 | 1 | [5 empty] | 7.6091 | 10.5596 | 570.7763 | 26826.484 | 684.9315 | 0.11062 | 0.10614 | 0.098682 | 0.12069 | 0.11233 | 0.11062 | 0.10614 | 0.098682 | 0.12069 | 0.11233 | 100000 | 100000 | 0 | 0 | 0
1034 |  |  |  | 9795.2055 |  |  |  |  | 2518.993 | 2698.588 | 2878.183 | 3057.778 | 3237.373 | 38693.6975 | 37648.3267 | 36602.9559 | 35557.5851 | 34512.2143 |  | 0 |  |  |  |  | 1 | 1 | 1 | 1 | 1 | [5 empty] | 7.9435 | 11.0721 | 570.7763 | 26826.484 | 684.9315 | 0.11097 | 0.10671 | 0.099456 | 0.12187 | 0.11311 | 0.11097 | 0.10671 | 0.099456 | 0.12187 | 0.11311 | 100000 | 100000 | 0 | 0 | 0
1035 |  |  |  | 9795.2055 |  |  |  |  | 1850.2237 | 1959.6137 | 2069.0037 | 2178.3937 | 2287.7837 | 38858.2753 | 37808.4582 | 36758.641 | 35708.8239 | 34659.0067 |  | 0 |  |  |  |  | 1 | 1 | 1 | 1 | 1 | [5 empty] | 8.1973 | 11.1144 | 570.7763 | 26826.484 | 684.9315 | 0.11106 | 0.10647 | 0.09926 | 0.12208 | 0.11315 | 0.11106 | 0.10647 | 0.09926 | 0.12208 | 0.11315 | 100000 | 100000 | 0 | 0 | 0
1036 |  |  |  | 9795.2055 |  |  |  |  | 1638.3138 | 1693.1738 | 1748.0338 | 1802.8938 | 1857.7538 | 40238.3993 | 39151.296 | 38064.1926 | 36977.0893 | 35889.9859 |  | 0 |  |  |  |  | 1 | 1 | 1 | 1 | 1 | [5 empty] | 7.8357 | 10.8845 | 570.7763 | 26826.484 | 684.9315 | 0.1074 | 0.10115 | 0.09413 | 0.11892 | 0.11075 | 0.1074 | 0.10115 | 0.09413 | 0.11892 | 0.11075 | 100000 | 100000 | 0 | 0 | 0
1037 |  |  |  | 9795.2055 |  |  |  |  | 1800.0945 | 1849.592 | 1899.0895 | 1948.587 | 1998.0845 | 43749.6434 | 42567.6783 | 41385.7132 | 40203.7481 | 39021.783 |  | 0 |  |  |  |  | 1 | 1 | 1 | 1 | 1 | [5 empty] | 7.1151 | 10.6425 | 570.7763 | 26826.484 | 684.9315 | 0.10711 | 0.10087 | 0.094516 | 0.11908 | 0.11135 | 0.10712 | 0.10087 | 0.094516 | 0.11908 | 0.11135 | 100000 | 100000 | 0 | 0 | 0
1038 |  |  |  | 9795.2055 |  |  |  |  | 2264.929 | 2313.9315 | 2362.934 | 2411.9365 | 2460.939 | 59633.2819 | 58022.1955 | 56411.109 | 54800.0225 | 53188.9361 |  | 0 |  |  |  |  | 1 | 1 | 1 | 1 | 1 | [5 empty] | 6.5286 | 10.323 | 570.7763 | 26826.484 | 684.9315 | 0.10728 | 0.10192 | 0.09561 | 0.12106 | 0.11228 | 0.10727 | 0.10192 | 0.09561 | 0.12106 | 0.11228 | 100000 | 100000 | 0 | 0 | 0
1039 |  |  |  | 9795.2055 |  |  |  |  | 2939.3948 | 2981.6048 | 3023.8148 | 3066.0248 | 3108.2348 | 78303.8451 | 76188.3442 | 74072.8432 | 71957.3423 | 69841.8413 |  | 0 |  |  |  |  | 1 | 1 | 1 | 1 | 1 | [5 empty] | 6.9699 | 10.1717 | 570.7763 | 26826.484 | 684.9315 | 0.11122 | 0.10568 | 0.098547 | 0.12417 | 0.11496 | 0.11122 | 0.10568 | 0.098547 | 0.12417 | 0.11496 | 100000 | 100000 | 0 | 0 | 0
1040 |  |  |  | 9795.2055 |  |  |  |  | 4213.1326 | 4254.6551 | 4296.1776 | 4337.7001 | 4379.2226 | 69638.5851 | 67757.1897 | 65875.7943 | 63994.3989 | 62113.0036 |  | 0.01548 |  |  |  |  | 1 | 1 | 1 | 1 | 1 | [5 empty] | 6.9856 | 10.2595 | 570.7763 | 26826.484 | 684.9315 | 0.11596 | 0.1104 | 0.1017 | 0.1308 | 0.11791 | 0.11596 | 0.1104 | 0.1017 | 0.1308 | 0.11791 | 100000 | 100000 | 0 | 0 | 0
1041 |  |  |  | 9795.2055 |  |  |  |  | 4525.3008 | 4601.0333 | 4676.7658 | 4752.4983 | 4828.2308 | 65812.3389 | 64034.3155 | 62256.2922 | 60478.2688 | 58700.2454 |  | 0.05679 |  |  |  |  | 1 | 1 | 1 | 1 | 1 | [5 empty] | 6.4808 | 10.5542 | 570.7763 | 26826.484 | 684.9315 | 0.11406 | 0.10196 | 0.093458 | 0.12133 | 0.11012 | 0.11406 | 0.10196 | 0.093458 | 0.12133 | 0.11012 | 100000 | 100000 | 0 | 0 | 0
1042 |  |  |  | 9795.2055 |  |  |  |  | 4922.9166 | 5043.3616 | 5163.8066 | 5284.2516 | 5404.6966 | 63130.6223 | 61425.0497 | 59719.4771 | 58013.9045 | 56308.3319 |  | 0.09251 |  |  |  |  | 1 | 1 | 1 | 1 | 1 | [5 empty] | 3.6377 | 10.1564 | 570.7763 | 26826.484 | 684.9315 | 0.11038 | 0.098966 | 0.090222 | 0.11275 | 0.10379 | 0.11038 | 0.098966 | 0.090221 | 0.11275 | 0.10379 | 100000 | 100000 | 0 | 0 | 0
1043 |  |  |  | 9795.2055 |  |  |  |  | 5278.3783 | 5526.4458 | 5774.5133 | 6022.5808 | 6270.6483 | 60942.6391 | 59296.1783 | 57649.7175 | 56003.2567 | 54356.7959 |  | 0.0763 |  |  |  |  | 1 | 1 | 1 | 1 | 1 | [5 empty] | 2.442 | 9.2285 | 570.7763 | 26826.484 | 684.9315 | 0.11018 | 0.098859 | 0.090772 | 0.11173 | 0.10369 | 0.11018 | 0.098859 | 0.090772 | 0.11173 | 0.10369 | 100000 | 100000 | 0 | 0 | 0
1044 |  |  |  | 9795.2055 |  |  |  |  | 6023.4807 | 6338.7832 | 6654.0857 | 6969.3882 | 7284.6907 | 58952.0493 | 57359.3674 | 55766.6855 | 54174.0036 | 52581.3217 |  | 0.06691 |  |  |  |  | 1 | 1 | 1 | 1 | 1 | [5 empty] | 1.5608 | 8.6016 | 570.7763 | 26826.484 | 684.9315 | 0.11035 | 0.098793 | 0.089979 | 0.11111 | 0.10304 | 0.11035 | 0.098793 | 0.089979 | 0.11111 | 0.10304 | 100000 | 100000 | 0 | 0 | 0
1045 |  |  |  | 9795.2055 |  |  |  |  | 5791.0635 | 6238.031 | 6684.9985 | 7131.966 | 7578.9335 | 57055.0207 | 55513.59 | 53972.1593 | 52430.7286 | 50889.2979 |  | 0.09527 |  |  |  |  | 1 | 1 | 1 | 1 | 1 | [5 empty] | 1.2068 | 8.2043 | 570.7763 | 26826.484 | 684.9315 | 0.11039 | 0.098021 | 0.089264 | 0.11 | 0.10168 | 0.11039 | 0.098021 | 0.089264 | 0.11 | 0.10168 | 100000 | 100000 | 0 | 0 | 0
1046 |  |  |  | 9795.2055 |  |  |  |  | 5584.8501 | 6089.5101 | 6594.1701 | 7098.8301 | 7603.4901 | 56758.0542 | 55224.6465 | 53691.2388 | 52157.8311 | 50624.4234 |  | 0.07986 |  |  |  |  | 1 | 1 | 1 | 1 | 1 | [5 empty] | 1.0552 | 7.9851 | 570.7763 | 26826.484 | 684.9315 | 0.11046 | 0.098141 | 0.089297 | 0.11003 | 0.10161 | 0.11046 | 0.098141 | 0.089297 | 0.11003 | 0.10161 | 100000 | 100000 | 0 | 0 | 0
1047 |  |  |  | 9795.2055 |  |  |  |  | 5903.8542 | 6405.4067 | 6906.9592 | 7408.5117 | 7910.0642 | 56105.7549 | 54589.9701 | 53074.1853 | 51558.4005 | 50042.6157 |  | 0.05579 |  |  |  |  | 1 | 1 | 1 | 1 | 1 | [5 empty] | 0.92482 | 7.7663 | 570.7763 | 26826.484 | 684.9315 | 0.11344 | 0.10315 | 0.094311 | 0.11887 | 0.10502 | 0.11344 | 0.10315 | 0.094311 | 0.11887 | 0.10502 | 100000 | 100000 | 0 | 0 | 0
1048 |  |  |  | 9795.2055 |  |  |  |  | 6234.2513 | 6727.0871 | 7219.923 | 7712.7588 | 8205.5946 | 58273.5729 | 56699.2211 | 55124.8693 | 53550.5175 | 51976.1657 |  | 0.05173 |  |  |  |  | 1 | 1 | 1 | 1 | 1 | [5 empty] | 0.80763 | 7.6734 | 570.7763 | 26826.484 | 684.9315 | 0.13204 | 0.15776 | 0.17922 | 0.14759 | 0.12444 | 0.13204 | 0.15776 | 0.17922 | 0.14759 | 0.12444 | 100000 | 100000 | 0 | 0 | 0
1049 |  |  |  | 9795.2055 |  |  |  |  | 6872.2595 | 7350.7411 | 7829.2228 | 8307.7045 | 8786.1861 | 62889.016 | 61189.9708 | 59490.9256 | 57791.8804 | 56092.8352 |  | 0.01141 |  |  |  |  | 1 | 1 | 1 | 1 | 1 | [5 empty] | 0.89714 | 7.4989 | 570.7763 | 26826.484 | 684.9315 | 0.14227 | 0.18514 | 0.25584 | 0.21061 | 0.17798 | 0.14227 | 0.18514 | 0.25584 | 0.21061 | 0.17798 | 100000 | 100000 | 0 | 0 | 0
1050 |  |  |  | 9795.2055 |  |  |  |  | 8583.4886 | 9071.8694 | 9560.2502 | 10048.6311 | 10537.0119 | 64781.5357 | 63031.3611 | 61281.1865 | 59531.0119 | 57780.8373 |  | 0 |  |  |  |  | 1 | 1 | 1 | 1 | 1 | [5 empty] | 1.9169 | 7.2939 | 570.7763 | 26826.484 | 684.9315 | 0.14268 | 0.18517 | 0.25639 | 0.21199 | 0.17797 | 0.14268 | 0.18517 | 0.25639 | 0.21199 | 0.17797 | 100000 | 100000 | 0 | 0 | 0
1051 |  |  |  | 9795.2055 |  |  |  |  | 8952.6219 | 9441.9369 | 9931.2519 | 10420.5669 | 10909.8819 | 63723.0524 | 62001.4744 | 60279.8964 | 58558.3183 | 56836.7403 |  | 0 |  |  |  |  | 1 | 1 | 1 | 1 | 1 | [5 empty] | 2.6323 | 7.2181 | 570.7763 | 26826.484 | 684.9315 | 0.14349 | 0.18906 | 0.25798 | 0.21221 | 0.17852 | 0.14349 | 0.18906 | 0.25798 | 0.21221 | 0.17852 | 100000 | 100000 | 0 | 0 | 0
1052 |  |  |  | 9795.2055 |  |  |  |  | 8307.7779 | 8800.9987 | 9294.2195 | 9787.4404 | 10280.6612 | 64043.1901 | 62312.9631 | 60582.7361 | 58852.509 | 57122.282 |  | 0 |  |  |  |  | 1 | 1 | 1 | 1 | 1 | [5 empty] | 5.2646 | 6.8784 | 570.7763 | 26826.484 | 684.9315 | 0.14298 | 0.18723 | 0.25614 | 0.21145 | 0.17797 | 0.14298 | 0.18723 | 0.25614 | 0.21145 | 0.17797 | 100000 | 100000 | 0 | 0 | 0
1053 |  |  |  | 9795.2055 |  |  |  |  | 7004.4183 | 7436.3708 | 7868.3233 | 8300.2758 | 8732.2283 | 62824.6379 | 61127.332 | 59430.0261 | 57732.7201 | 56035.4142 |  | 0 |  |  |  |  | 1 | 1 | 1 | 1 | 1 | [5 empty] | 5.4319 | 6.992 | 570.7763 | 26826.484 | 684.9315 | 0.14272 | 0.18611 | 0.25536 | 0.21067 | 0.17798 | 0.14272 | 0.18611 | 0.25536 | 0.21067 | 0.17798 | 100000 | 100000 | 0 | 0 | 0
1054 |  |  |  | 9795.2055 |  |  |  |  | 5946.0083 | 6331.1583 | 6716.3083 | 7101.4583 | 7486.6083 | 58270.5669 | 56696.2963 | 55122.0258 | 53547.7552 | 51973.4846 |  | 0 |  |  |  |  | 1 | 1 | 1 | 1 | 1 | [5 empty] | 5.189 | 7.2916 | 570.7763 | 26826.484 | 684.9315 | 0.14192 | 0.18482 | 0.25545 | 0.21071 | 0.1781 | 0.14192 | 0.18483 | 0.25545 | 0.21071 | 0.1781 | 100000 | 100000 | 0 | 0 | 0
1055 |  |  |  | 9795.2055 |  |  |  |  | 6112.3462 | 6468.0728 | 6823.7995 | 7179.5262 | 7535.2528 | 50721.2801 | 49350.9653 | 47980.6505 | 46610.3358 | 45240.021 |  | 0 |  |  |  |  | 1 | 1 | 1 | 1 | 1 | [5 empty] | 4.8629 | 7.2031 | 570.7763 | 26826.484 | 684.9315 | 0.14032 | 0.18426 | 0.25499 | 0.21064 | 0.17819 | 0.14032 | 0.18426 | 0.25499 | 0.21064 | 0.17819 | 100000 | 100000 | 0 | 0 | 0
1056 |  |  |  | 9795.2055 |  |  |  |  | 4869.3695 | 5214.7012 | 5560.0329 | 5905.3645 | 6250.6962 | 41258.6817 | 40144.0138 | 39029.346 | 37914.6781 | 36800.0102 |  | 0 |  |  |  |  | 1 | 1 | 1 | 1 | 1 | [5 empty] | 4.3925 | 6.952 | 570.7763 | 26826.484 | 684.9315 | 0.1365 | 0.18379 | 0.25406 | 0.20997 | 0.17804 | 0.1365 | 0.18379 | 0.25406 | 0.20997 | 0.17804 | 100000 | 100000 | 0 | 0 | 0
1057 |  |  |  | 9795.2055 |  |  |  |  | 3899.0382 | 4278.5232 | 4658.0082 | 5037.4932 | 5416.9782 | 35138.9655 | 34189.6313 | 33240.2971 | 32290.963 | 31341.6288 |  | 0 |  |  |  |  | 1 | 1 | 1 | 1 | 1 | [5 empty] | 4.2791 | 6.5922 | 570.7763 | 26826.484 | 684.9315 | 0.13545 | 0.18346 | 0.25429 | 0.21001 | 0.17783 | 0.13545 | 0.18346 | 0.25429 | 0.21001 | 0.17783 | 100000 | 100000 | 0 | 0 | 0
1058 |  |  |  | 9795.2055 |  |  |  |  | 2993.9247 | 3311.5922 | 3629.2597 | 3946.9272 | 4264.5947 | 35805.2551 | 34837.9201 | 33870.5851 | 32903.25 | 31935.915 |  | 0 |  |  |  |  | 1 | 1 | 1 | 1 | 1 | [5 empty] | 4.3837 | 6.2572 | 570.7763 | 26826.484 | 684.9315 | 0.13545 | 0.18345 | 0.25442 | 0.21009 | 0.17782 | 0.13545 | 0.18345 | 0.25442 | 0.21009 | 0.17782 | 100000 | 100000 | 0 | 0 | 0
1059 |  |  |  | 9795.2055 |  |  |  |  | 2208.2042 | 2409.1117 | 2610.0192 | 2810.9267 | 3011.8342 | 36525.4638 | 35538.6712 | 34551.8786 | 33565.086 | 32578.2934 |  | 0 |  |  |  |  | 1 | 1 | 1 | 1 | 1 | [5 empty] | 3.7956 | 5.7627 | 570.7763 | 26826.484 | 684.9315 | 0.13544 | 0.18345 | 0.25449 | 0.2103 | 0.17775 | 0.13544 | 0.18345 | 0.25449 | 0.2103 | 0.17775 | 100000 | 100000 | 0 | 0 | 0
1060 |  |  |  | 9795.2055 |  |  |  |  | 1962.5955 | 2061.9205 | 2161.2455 | 2260.5705 | 2359.8955 | 38765.5686 | 37718.2561 | 36670.9436 | 35623.6311 | 34576.3186 |  | 0 |  |  |  |  | 1 | 1 | 1 | 1 | 1 | [5 empty] | 3.3922 | 5.3109 | 570.7763 | 26826.484 | 684.9315 | 0.13076 | 0.16704 | 0.24734 | 0.20539 | 0.1751 | 0.13077 | 0.16704 | 0.24734 | 0.20539 | 0.1751 | 100000 | 100000 | 0 | 0 | 0
1061 |  |  |  | 9795.2055 |  |  |  |  | 2077.4403 | 2135.7653 | 2194.0903 | 2252.4153 | 2310.7403 | 44179.5637 | 42985.9836 | 41792.4035 | 40598.8235 | 39405.2434 |  | 0 |  |  |  |  | 1 | 1 | 1 | 1 | 1 | [5 empty] | 2.9993 | 5.2624 | 570.7763 | 26826.484 | 684.9315 | 0.13111 | 0.16704 | 0.24725 | 0.20572 | 0.17556 | 0.13111 | 0.16704 | 0.24725 | 0.20572 | 0.17556 | 100000 | 100000 | 0 | 0 | 0
1062 |  |  |  | 9795.2055 |  |  |  |  | 2424.2489 | 2463.5714 | 2502.8939 | 2542.2164 | 2581.5389 | 60656.4861 | 59017.7562 | 57379.0263 | 55740.2964 | 54101.5665 |  | 0 |  |  |  |  | 1 | 1 | 1 | 1 | 1 | [5 empty] | 2.7071 | 4.9667 | 570.7763 | 26826.484 | 684.9315 | 0.1321 | 0.16881 | 0.25101 | 0.2086 | 0.17707 | 0.1321 | 0.16881 | 0.25101 | 0.2086 | 0.17707 | 100000 | 100000 | 0 | 0 | 0
1063 |  |  |  | 9795.2055 |  |  |  |  | 2872.2574 | 2913.7799 | 2955.3024 | 2996.8249 | 3038.3474 | 72361.1776 | 70406.2271 | 68451.2766 | 66496.3261 | 64541.3756 |  | 0 |  |  |  |  | 1 | 1 | 1 | 1 | 1 | [5 empty] | 2.4556 | 4.578 | 570.7763 | 26826.484 | 684.9315 | 0.13274 | 0.16879 | 0.25439 | 0.21053 | 0.17818 | 0.13274 | 0.16879 | 0.25439 | 0.21053 | 0.17818 | 100000 | 100000 | 0 | 0 | 0
1064 |  |  |  | 9795.2055 |  |  |  |  | 4276.5479 | 4319.0329 | 4361.5179 | 4404.0029 | 4446.4879 | 67074.9817 | 65262.8461 | 63450.7105 | 61638.5748 | 59826.4392 |  | 0 |  |  |  |  | 1 | 1 | 1 | 1 | 1 | [5 empty] | 3.1539 | 4.2193 | 570.7763 | 26826.484 | 684.9315 | 0.13615 | 0.17487 | 0.25456 | 0.2101 | 0.17689 | 0.13615 | 0.17487 | 0.25456 | 0.2101 | 0.17689 | 100000 | 100000 | 0 | 0 | 0
1065 |  |  |  | 9795.2055 |  |  |  |  | 5298.7805 | 5339.8905 | 5381.0005 | 5422.1105 | 5463.2205 | 65657.3248 | 63883.4894 | 62109.654 | 60335.8186 | 58561.9832 |  | 0.00563 |  |  |  |  | 1 | 1 | 1 | 1 | 1 | [5 empty] | 4.0424 | 4.5357 | 570.7763 | 26826.484 | 684.9315 | 0.13123 | 0.15629 | 0.22062 | 0.17802 | 0.14913 | 0.13123 | 0.1563 | 0.22062 | 0.17802 | 0.14913 | 100000 | 100000 | 0 | 0 | 0
1066 |  |  |  | 9795.2055 |  |  |  |  | 6259.6108 | 6315.4333 | 6371.2558 | 6427.0783 | 6482.9008 | 63923.1522 | 62196.1682 | 60469.1841 | 58742.2001 | 57015.2161 |  | 0.02373 |  |  |  |  | 1 | 1 | 1 | 1 | 1 | [5 empty] | 1.9278 | 4.2769 | 570.7763 | 26826.484 | 684.9315 | 0.12269 | 0.14469 | 0.14629 | 0.13403 | 0.11626 | 0.12269 | 0.1447 | 0.14629 | 0.13403 | 0.11626 | 100000 | 100000 | 0 | 0 | 0
1067 |  |  |  | 9795.2055 |  |  |  |  | 7024.8639 | 7097.8739 | 7170.8839 | 7243.8939 | 7316.9039 | 62216.6389 | 60535.759 | 58854.8791 | 57173.9992 | 55493.1193 |  | 0.0376 |  |  |  |  | 1 | 1 | 1 | 1 | 1 | [5 empty] | 0.47019 | 3.715 | 570.7763 | 26826.484 | 684.9315 | 0.1221 | 0.14214 | 0.12019 | 0.13206 | 0.11642 | 0.1221 | 0.14214 | 0.12019 | 0.13206 | 0.11642 | 100000 | 100000 | 0 | 0 | 0
1068 |  |  |  | 9795.2055 |  |  |  |  | 8116.4581 | 8230.7981 | 8345.1381 | 8459.4781 | 8573.8181 | 59600.5005 | 57990.2996 | 56380.0988 | 54769.898 | 53159.6972 |  | 0.0478 |  |  |  |  | 1 | 1 | 1 | 1 | 1 | [5 empty] | 0.32696 | 3.0453 | 570.7763 | 26826.484 | 684.9315 | 0.122 | 0.14214 | 0.11986 | 0.13192 | 0.11646 | 0.122 | 0.14214 | 0.11986 | 0.13192 | 0.11646 | 100000 | 100000 | 0 | 0 | 0
1069 |  |  |  | 9795.2055 |  |  |  |  | 7635.4744 | 7814.4919 | 7993.5094 | 8172.5269 | 8351.5444 | 58693.6747 | 57107.9732 | 55522.2717 | 53936.5702 | 52350.8687 |  | 0.03414 |  |  |  |  | 1 | 1 | 1 | 1 | 1 | [5 empty] | 1.0093 | 2.342 | 570.7763 | 26826.484 | 684.9315 | 0.12205 | 0.14178 | 0.12015 | 0.13135 | 0.11578 | 0.12205 | 0.14178 | 0.12014 | 0.13135 | 0.11578 | 100000 | 100000 | 0 | 0 | 0
1070 |  |  |  | 9795.2055 |  |  |  |  | 6714.4418 | 6950.4926 | 7186.5434 | 7422.5943 | 7658.6451 | 57733.6298 | 56173.8654 | 54614.101 | 53054.3366 | 51494.5722 |  | 0.07719 |  |  |  |  | 1 | 1 | 1 | 1 | 1 | [5 empty] | 1.7973 | 1.7407 | 570.7763 | 26826.484 | 684.9315 | 0.12231 | 0.14234 | 0.12092 | 0.13144 | 0.11584 | 0.12231 | 0.14234 | 0.12092 | 0.13144 | 0.11584 | 100000 | 100000 | 0 | 0 | 0
1071 |  |  |  | 9795.2055 |  |  |  |  | 6160.6851 | 6510.1968 | 6859.7084 | 7209.2201 | 7558.7318 | 58642.555 | 57058.2346 | 55473.9142 | 53889.5938 | 52305.2733 |  | 0.04431 |  |  |  |  | 1 | 1 | 1 | 1 | 1 | [5 empty] | 1.5857 | 1.1863 | 570.7763 | 26826.484 | 684.9315 | 0.12435 | 0.15033 | 0.16616 | 0.14168 | 0.12423 | 0.12435 | 0.15033 | 0.16616 | 0.14168 | 0.12423 | 100000 | 100000 | 0 | 0 | 0
1072 |  |  |  | 9795.2055 |  |  |  |  | 5946.9146 | 6266.5071 | 6586.0996 | 6905.6921 | 7225.2846 | 59203.1061 | 57603.6416 | 56004.177 | 54404.7124 | 52805.2478 |  | 0.03715 |  |  |  |  | 1 | 1 | 1 | 1 | 1 | [5 empty] | 1.6997 | 1.0645 | 570.7763 | 26826.484 | 684.9315 | 0.13705 | 0.18198 | 0.24993 | 0.20065 | 0.1744 | 0.13705 | 0.18198 | 0.24994 | 0.20065 | 0.1744 | 100000 | 100000 | 0 | 0 | 0
1073 |  |  |  | 9795.2055 |  |  |  |  | 6418.8017 | 6776.9467 | 7135.0917 | 7493.2367 | 7851.3817 | 62593.3723 | 60902.3143 | 59211.2564 | 57520.1985 | 55829.1405 |  | 0.03005 |  |  |  |  | 1 | 1 | 1 | 1 | 1 | [5 empty] | 1.2298 | 0.96596 | 570.7763 | 26826.484 | 684.9315 | 0.14481 | 0.26317 | 0.26477 | 0.22142 | 0.18901 | 0.14481 | 0.26317 | 0.26477 | 0.22142 | 0.18901 | 100000 | 100000 | 0 | 0 | 0
1074 |  |  |  | 9795.2055 |  |  |  |  | 8106.2244 | 8499.5694 | 8892.9144 | 9286.2594 | 9679.6044 | 64140.228 | 62407.3793 | 60674.5307 | 58941.682 | 57208.8333 |  | 0 |  |  |  |  | 1 | 1 | 1 | 1 | 1 | [5 empty] | 0.30862 | 0.98427 | 570.7763 | 26826.484 | 684.9315 | 0.14506 | 0.26429 | 0.26515 | 0.22441 | 0.19 | 0.14506 | 0.26429 | 0.26515 | 0.22441 | 0.19 | 100000 | 100000 | 0 | 0 | 0
1075 |  |  |  | 9795.2055 |  |  |  |  | 8547.4105 | 9045.6905 | 9543.9705 | 10042.2505 | 10540.5305 | 64700.0793 | 62952.1053 | 61204.1314 | 59456.1575 | 57708.1836 |  | 0 |  |  |  |  | 1 | 1 | 1 | 1 | 1 | [5 empty] | 1.8562 | 1.0791 | 570.7763 | 26826.484 | 684.9315 | 0.14552 | 0.26556 | 0.26759 | 0.22497 | 0.19182 | 0.14552 | 0.26556 | 0.26759 | 0.22497 | 0.19182 | 100000 | 100000 | 0 | 0 | 0
1076 |  |  |  | 9795.2055 |  |  |  |  | 8100.5391 | 8633.7982 | 9167.0574 | 9700.3166 | 10233.5757 | 64245.9665 | 62510.2612 | 60774.5558 | 59038.8505 | 57303.1451 |  | 0 |  |  |  |  | 1 | 1 | 1 | 1 | 1 | [5 empty] | 2.2447 | 4.6984 | 570.7763 | 26826.484 | 684.9315 | 0.14502 | 0.26461 | 0.26545 | 0.22331 | 0.18984 | 0.14502 | 0.26461 | 0.26545 | 0.22331 | 0.18984 | 100000 | 100000 | 0 | 0 | 0
1077 |  |  |  | 9795.2055 |  |  |  |  | 6997.574 | 7484.3049 | 7971.0357 | 8457.7665 | 8944.4974 | 62218.0386 | 60537.1209 | 58856.2032 | 57175.2854 | 55494.3677 |  | 0 |  |  |  |  | 1 | 1 | 1 | 1 | 1 | [5 empty] | 2.4362 | 3.7611 | 570.7763 | 26826.484 | 684.9315 | 0.14478 | 0.26303 | 0.2643 | 0.22161 | 0.18911 | 0.14478 | 0.26303 | 0.2643 | 0.22161 | 0.18911 | 100000 | 100000 | 0 | 0 | 0
1078 |  |  |  | 9795.2055 |  |  |  |  | 5927.5842 | 6330.4709 | 6733.3576 | 7136.2442 | 7539.1309 | 56186.774 | 54668.8004 | 53150.8267 | 51632.8531 | 50114.8794 |  | 0 |  |  |  |  | 1 | 1 | 1 | 1 | 1 | [5 empty] | 2.2596 | 3.2893 | 570.7763 | 26826.484 | 684.9315 | 0.14487 | 0.26187 | 0.26287 | 0.21974 | 0.18755 | 0.14487 | 0.26187 | 0.26287 | 0.21974 | 0.18755 | 100000 | 100000 | 0 | 0 | 0
1079 |  |  |  | 9795.2055 |  |  |  |  | 5810.4653 | 6138.2519 | 6466.0386 | 6793.8253 | 7121.6119 | 46283.4713 | 45033.0509 | 43782.6304 | 42532.21 | 41281.7896 |  | 0 |  |  |  |  | 1 | 1 | 1 | 1 | 1 | [5 empty] | 1.7428 | 3.3282 | 570.7763 | 26826.484 | 684.9315 | 0.1424 | 0.25649 | 0.26193 | 0.21722 | 0.18518 | 0.1424 | 0.25649 | 0.26193 | 0.21722 | 0.18518 | 100000 | 100000 | 0 | 0 | 0
1080 |  |  |  | 9795.2055 |  |  |  |  | 4481.2218 | 4742.5718 | 5003.9218 | 5265.2718 | 5526.6218 | 37325.8511 | 36317.4348 | 35309.0185 | 34300.6022 | 33292.1859 |  | 0 |  |  |  |  | 1 | 1 | 1 | 1 | 1 | [5 empty] | 1.2001 | 3.3081 | 570.7763 | 26826.484 | 684.9315 | 0.13955 | 0.25358 | 0.26051 | 0.21634 | 0.18459 | 0.13955 | 0.25358 | 0.26051 | 0.21634 | 0.18459 | 100000 | 100000 | 0 | 0 | 0
1081 |  |  |  | 9795.2055 |  |  |  |  | 3263.6709 | 3476.1001 | 3688.5293 | 3900.9584 | 4113.3876 | 34621.1447 | 33685.8003 | 32750.4559 | 31815.1115 | 30879.7671 |  | 0 |  |  |  |  | 1 | 1 | 1 | 1 | 1 | [5 empty] | 0.63325 | 2.8214 | 570.7763 | 26826.484 | 684.9315 | 0.13858 | 0.25247 | 0.25969 | 0.21505 | 0.18359 | 0.13858 | 0.25247 | 0.25969 | 0.21505 | 0.18359 | 100000 | 100000 | 0 | 0 | 0
1082 |  |  |  | 9795.2055 |  |  |  |  | 2325.1953 | 2424.8503 | 2524.5053 | 2624.1603 | 2723.8153 | 35278.4045 | 34325.3031 | 33372.2018 | 32419.1005 | 31465.9992 |  | 0 |  |  |  |  | 1 | 1 | 1 | 1 | 1 | [5 empty] | 0.5653 | 2.685 | 570.7763 | 26826.484 | 684.9315 | 0.13859 | 0.25247 | 0.25964 | 0.21498 | 0.18335 | 0.13859 | 0.25247 | 0.25964 | 0.21498 | 0.18335 | 100000 | 100000 | 0 | 0 | 0
1083 |  |  |  | 9795.2055 |  |  |  |  | 1757.7977 | 1806.1402 | 1854.4827 | 1902.8252 | 1951.1677 | 35988.1927 | 35015.9153 | 34043.6379 | 33071.3606 | 32099.0832 |  | 0 |  |  |  |  | 1 | 1 | 1 | 1 | 1 | [5 empty] | 0.81966 | 2.5365 | 570.7763 | 26826.484 | 684.9315 | 0.13859 | 0.25248 | 0.25958 | 0.21496 | 0.18327 | 0.13859 | 0.25248 | 0.25958 | 0.21496 | 0.18327 | 100000 | 100000 | 0 | 0 | 0
1084 |  |  |  | 9795.2055 |  |  |  |  | 1646.5878 | 1688.1103 | 1729.6328 | 1771.1553 | 1812.6778 | 38196.4688 | 37164.5314 | 36132.594 | 35100.6566 | 34068.7192 |  | 0 |  |  |  |  | 1 | 1 | 1 | 1 | 1 | [5 empty] | 0.24352 | 2.7739 | 570.7763 | 26826.484 | 684.9315 | 0.13308 | 0.24287 | 0.25407 | 0.21207 | 0.18057 | 0.13308 | 0.24287 | 0.25407 | 0.21207 | 0.18057 | 100000 | 100000 | 0 | 0 | 0
1085 |  |  |  | 9795.2055 |  |  |  |  | 1858.7945 | 1899.492 | 1940.1895 | 1980.887 | 2021.5845 | 43533.1016 | 42356.9867 | 41180.8718 | 40004.7569 | 38828.642 |  | 0 |  |  |  |  | 1 | 1 | 1 | 1 | 1 | [5 empty] | 0.78843 | 2.7799 | 570.7763 | 26826.484 | 684.9315 | 0.13369 | 0.24306 | 0.25464 | 0.21169 | 0.1806 | 0.13369 | 0.24306 | 0.25464 | 0.21169 | 0.1806 | 100000 | 100000 | 0 | 0 | 0
1086 |  |  |  | 9795.2055 |  |  |  |  | 2713.2953 | 2754.4053 | 2795.5153 | 2836.6253 | 2877.7353 | 59780.0317 | 58164.9805 | 56549.9294 | 54934.8783 | 53319.8271 |  | 0 |  |  |  |  | 1 | 1 | 1 | 1 | 1 | [5 empty] | 0.75732 | 2.8575 | 570.7763 | 26826.484 | 684.9315 | 0.13572 | 0.24687 | 0.26042 | 0.21568 | 0.18243 | 0.13572 | 0.24687 | 0.26042 | 0.21568 | 0.18243 | 100000 | 100000 | 0 | 0 | 0
1087 |  |  |  | 9795.2055 |  |  |  |  | 4257.7515 | 4298.724 | 4339.6965 | 4380.669 | 4421.6415 | 71292.5642 | 69366.484 | 67440.4038 | 65514.3235 | 63588.2433 |  | 0 |  |  |  |  | 1 | 1 | 1 | 1 | 1 | [5 empty] | 0.40525 | 3.3333 | 570.7763 | 26826.484 | 684.9315 | 0.14353 | 0.2597 | 0.26107 | 0.22046 | 0.18712 | 0.14353 | 0.2597 | 0.26107 | 0.22047 | 0.18712 | 100000 | 100000 | 0 | 0 | 0
1088 |  |  |  | 9795.2055 |  |  |  |  | 5568.4399 | 5610.3749 | 5652.3099 | 5694.2449 | 5736.1799 | 66087.847 | 64302.3803 | 62516.9137 | 60731.447 | 58945.9804 |  | 0.00129 |  |  |  |  | 1 | 1 | 1 | 1 | 1 | [5 empty] | 0.26899 | 3.7233 | 570.7763 | 26826.484 | 684.9315 | 0.14482 | 0.26892 | 0.26603 | 0.22665 | 0.1901 | 0.14482 | 0.26892 | 0.26603 | 0.22665 | 0.1901 | 100000 | 100000 | 0 | 0 | 0
1089 |  |  |  | 9795.2055 |  |  |  |  | 4715.074 | 4764.5715 | 4814.069 | 4863.5665 | 4913.064 | 64694.8914 | 62947.0576 | 61199.2239 | 59451.3901 | 57703.5563 |  | 0.05255 |  |  |  |  | 1 | 1 | 1 | 1 | 1 | [5 empty] | 0.2436 | 3.3413 | 570.7763 | 26826.484 | 684.9315 | 0.14481 | 0.25962 | 0.26225 | 0.21537 | 0.1797 | 0.14481 | 0.25962 | 0.26225 | 0.21537 | 0.1797 | 100000 | 100000 | 0 | 0 | 0
1090 |  |  |  | 9795.2055 |  |  |  |  | 4181.7202 | 4256.4627 | 4331.2052 | 4405.9477 | 4480.6902 | 62986.1706 | 61284.5006 | 59582.8306 | 57881.1606 | 56179.4906 |  | 0.05985 |  |  |  |  | 1 | 1 | 1 | 1 | 1 | [5 empty] | 0.42937 | 3.3571 | 570.7763 | 26826.484 | 684.9315 | 0.1329 | 0.18161 | 0.21632 | 0.16156 | 0.14607 | 0.1329 | 0.18161 | 0.21632 | 0.16156 | 0.14607 | 100000 | 100000 | 0 | 0 | 0
1091 |  |  |  | 9795.2055 |  |  |  |  | 4256.6167 | 4361.3592 | 4466.1017 | 4570.8442 | 4675.5867 | 61303.6547 | 59647.4405 | 57991.2263 | 56335.0121 | 54678.7979 |  | 0.04879 |  |  |  |  | 1 | 1 | 1 | 1 | 1 | [5 empty] | 0.36484 | 3.9929 | 570.7763 | 26826.484 | 684.9315 | 0.12838 | 0.17239 | 0.18148 | 0.14582 | 0.127 | 0.12838 | 0.17239 | 0.18148 | 0.14582 | 0.127 | 100000 | 100000 | 0 | 0 | 0
1092 |  |  |  | 9795.2055 |  |  |  |  | 4921.6067 | 5089.35 | 5257.0934 | 5424.8367 | 5592.58 | 58727.5603 | 57140.9433 | 55554.3264 | 53967.7094 | 52381.0924 |  | 0.0516 |  |  |  |  | 1 | 1 | 1 | 1 | 1 | [5 empty] | 0.71401 | 4.6456 | 570.7763 | 26826.484 | 684.9315 | 0.12799 | 0.17217 | 0.18043 | 0.14487 | 0.12613 | 0.128 | 0.17217 | 0.18043 | 0.14487 | 0.12613 | 100000 | 100000 | 0 | 0 | 0
1093 |  |  |  | 9795.2055 |  |  |  |  | 4747.983 | 4952.8505 | 5157.718 | 5362.5855 | 5567.453 | 57833.7442 | 56271.275 | 54708.8059 | 53146.3368 | 51583.8676 |  | 0.03618 |  |  |  |  | 1 | 1 | 1 | 1 | 1 | [5 empty] | 1.01 | 4.4668 | 570.7763 | 26826.484 | 684.9315 | 0.12796 | 0.17216 | 0.18045 | 0.1449 | 0.12621 | 0.12796 | 0.17216 | 0.18045 | 0.1449 | 0.12621 | 100000 | 100000 | 0 | 0 | 0
1094 |  |  |  | 9795.2055 |  |  |  |  | 4737.7699 | 4999.1199 | 5260.4699 | 5521.8199 | 5783.1699 | 56887.3401 | 55350.4395 | 53813.539 | 52276.6385 | 50739.7379 |  | 0.0551 |  |  |  |  | 1 | 1 | 1 | 1 | 1 | [5 empty] | 1.425 | 4.1071 | 570.7763 | 26826.484 | 684.9315 | 0.12804 | 0.17218 | 0.18042 | 0.14488 | 0.12615 | 0.12804 | 0.17218 | 0.18042 | 0.14488 | 0.12615 | 100000 | 100000 | 0 | 0 | 0
1095 |  |  |  | 9795.2055 |  |  |  |  | 4718.4784 | 5033.7809 | 5349.0834 | 5664.3859 | 5979.6884 | 57780.978 | 56219.9344 | 54658.8908 | 53097.8472 | 51536.8037 |  | 0.06471 |  |  |  |  | 1 | 1 | 1 | 1 | 1 | [5 empty] | 1.2525 | 4.014 | 570.7763 | 26826.484 | 684.9315 | 0.12896 | 0.17613 | 0.18439 | 0.14667 | 0.12629 | 0.12896 | 0.17613 | 0.18439 | 0.14667 | 0.12629 | 100000 | 100000 | 0 | 0 | 0
1096 |  |  |  | 9795.2055 |  |  |  |  | 4437.0491 | 4870.3216 | 5303.5941 | 5736.8666 | 6170.1391 | 58333.0024 | 56757.0451 | 55181.0877 | 53605.1303 | 52029.1729 |  | 0.06518 |  |  |  |  | 1 | 1 | 1 | 1 | 1 | [5 empty] | 1.0663 | 4.1577 | 570.7763 | 26826.484 | 684.9315 | 0.14358 | 0.26033 | 0.26008 | 0.21322 | 0.18207 | 0.14358 | 0.26033 | 0.26008 | 0.21322 | 0.18207 | 100000 | 100000 | 0 | 0 | 0
1097 |  |  |  | 9795.2055 |  |  |  |  | 4796.7792 | 5423.7542 | 6050.7292 | 6677.7042 | 7304.6792 | 61671.4135 | 60005.2637 | 58339.1139 | 56672.9642 | 55006.8144 |  | 0.04491 |  |  |  |  | 1 | 1 | 1 | 1 | 1 | [5 empty] | 1.0391 | 4.107 | 570.7763 | 26826.484 | 684.9315 | 0.14455 | 0.27684 | 0.27461 | 0.30742 | 0.19869 | 0.14455 | 0.27684 | 0.27461 | 0.30742 | 0.19869 | 100000 | 100000 | 0 | 0 | 0
1098 |  |  |  | 9795.2055 |  |  |  |  | 6537.555 | 7316.0492 | 8094.5434 | 8873.0375 | 9651.5317 | 63196.1657 | 61488.8224 | 59781.479 | 58074.1357 | 56366.7923 |  | 0 |  |  |  |  | 1 | 1 | 1 | 1 | 1 | [5 empty] | 0.96659 | 4.5456 | 570.7763 | 26826.484 | 684.9315 | 0.14646 | 0.27402 | 0.27807 | 0.3062 | 0.20033 | 0.14646 | 0.27402 | 0.27807 | 0.3062 | 0.20033 | 100000 | 100000 | 0 | 0 | 0
1099 |  |  |  | 9795.2055 |  |  |  |  | 7653.0587 | 8527.5245 | 9401.9904 | 10276.4562 | 11150.922 | 63748.2496 | 62025.9908 | 60303.7321 | 58581.4733 | 56859.2146 |  | 0 |  |  |  |  | 1 | 1 | 1 | 1 | 1 | [5 empty] | 1.6869 | 4.8864 | 570.7763 | 26826.484 | 684.9315 | 0.14809 | 0.27292 | 0.27286 | 0.29773 | 0.19915 | 0.14809 | 0.27292 | 0.27286 | 0.29773 | 0.19915 | 100000 | 100000 | 0 | 0 | 0
1100 |  |  |  | 9795.2055 |  |  |  |  | 8033.2151 | 8782.8351 | 9532.4551 | 10282.0751 | 11031.6951 | 63301.401 | 61591.2145 | 59881.0281 | 58170.8416 | 56460.6552 |  | 0 |  |  |  |  | 1 | 1 | 1 | 1 | 1 | [5 empty] | 2.0095 | 4.7575 | 570.7763 | 26826.484 | 684.9315 | 0.14596 | 0.26753 | 0.26893 | 0.28971 | 0.19663 | 0.14596 | 0.26753 | 0.26893 | 0.28971 | 0.19663 | 100000 | 100000 | 0 | 0 | 0
1101 |  |  |  | 9795.2055 |  |  |  |  | 7127.6485 | 7767.1635 | 8406.6785 | 9046.1935 | 9685.7085 | 61303.5358 | 59647.3249 | 57991.1139 | 56334.9029 | 54678.6919 |  | 0 |  |  |  |  | 1 | 1 | 1 | 1 | 1 | [5 empty] | 1.9732 | 5.7586 | 570.7763 | 26826.484 | 684.9315 | 0.14392 | 0.26434 | 0.26799 | 0.28251 | 0.19433 | 0.14392 | 0.26434 | 0.26799 | 0.28251 | 0.19433 | 100000 | 100000 | 0 | 0 | 0
1102 |  |  |  | 9795.2055 |  |  |  |  | 6054.1323 | 6584.9989 | 7115.8656 | 7646.7323 | 8177.5989 | 55362.5879 | 53866.8809 | 52371.1739 | 50875.4669 | 49379.76 |  | 0 |  |  |  |  | 1 | 1 | 1 | 1 | 1 | [5 empty] | 1.8942 | 6.0829 | 570.7763 | 26826.484 | 684.9315 | 0.14077 | 0.24483 | 0.26616 | 0.22151 | 0.19227 | 0.14077 | 0.24484 | 0.26616 | 0.22151 | 0.19227 | 100000 | 100000 | 0 | 0 | 0
1103 |  |  |  | 9795.2055 |  |  |  |  | 5813.5557 | 6273.3382 | 6733.1207 | 7192.9032 | 7652.6857 | 45610.1754 | 44377.9451 | 43145.7148 | 41913.4845 | 40681.2542 |  | 0 |  |  |  |  | 1 | 1 | 1 | 1 | 1 | [5 empty] | 2.2905 | 6.2147 | 570.7763 | 26826.484 | 684.9315 | 0.13515 | 0.19522 | 0.22566 | 0.18726 | 0.18563 | 0.13516 | 0.19522 | 0.22566 | 0.18726 | 0.18563 | 100000 | 100000 | 0 | 0 | 0
1104 |  |  |  | 9795.2055 |  |  |  |  | 4332.648 | 4735.893 | 5139.138 | 5542.383 | 5945.628 | 36776.833 | 35783.2493 | 34789.6656 | 33796.0819 | 32802.4981 |  | 0 |  |  |  |  | 1 | 1 | 1 | 1 | 1 | [5 empty] | 2.5833 | 6.9074 | 570.7763 | 26826.484 | 684.9315 | 0.11966 | 0.16912 | 0.19925 | 0.17534 | 0.16721 | 0.11966 | 0.16912 | 0.19925 | 0.17534 | 0.16721 | 100000 | 100000 | 0 | 0 | 0
1105 |  |  |  | 9795.2055 |  |  |  |  | 3256.9411 | 3456.3086 | 3655.6761 | 3855.0436 | 4054.4111 | 34011.2697 | 33092.402 | 32173.5343 | 31254.6666 | 30335.7989 |  | 0 |  |  |  |  | 1 | 1 | 1 | 1 | 1 | [5 empty] | 3.1064 | 7.0269 | 570.7763 | 26826.484 | 684.9315 | 0.1191 | 0.1691 | 0.1996 | 0.17536 | 0.16658 | 0.1191 | 0.16911 | 0.1996 | 0.17536 | 0.16658 | 100000 | 100000 | 0 | 0 | 0
1106 |  |  |  | 9795.2055 |  |  |  |  | 2320.4007 | 2421.0457 | 2521.6907 | 2622.3357 | 2722.9807 | 34657.8571 | 33721.5209 | 32785.1846 | 31848.8484 | 30912.5121 |  | 0 |  |  |  |  | 1 | 1 | 1 | 1 | 1 | [5 empty] | 3.5908 | 7.4653 | 570.7763 | 26826.484 | 684.9315 | 0.11925 | 0.16919 | 0.20013 | 0.17585 | 0.16722 | 0.11925 | 0.16919 | 0.20013 | 0.17585 | 0.16722 | 100000 | 100000 | 0 | 0 | 0
1107 |  |  |  | 9795.2055 |  |  |  |  | 1754.1731 | 1805.3206 | 1856.4681 | 1907.6156 | 1958.7631 | 35355.3633 | 34400.1828 | 33445.0024 | 32489.8219 | 31534.6414 |  | 0 |  |  |  |  | 1 | 1 | 1 | 1 | 1 | [5 empty] | 4.1432 | 7.2876 | 570.7763 | 26826.484 | 684.9315 | 0.1191 | 0.16903 | 0.19928 | 0.17457 | 0.16588 | 0.1191 | 0.16903 | 0.19928 | 0.17457 | 0.16588 | 100000 | 100000 | 0 | 0 | 0
1108 |  |  |  | 9795.2055 |  |  |  |  | 1643.1925 | 1684.99 | 1726.7875 | 1768.585 | 1810.3825 | 37526.097 | 36512.2707 | 35498.4445 | 34484.6182 | 33470.7919 |  | 0 |  |  |  |  | 1 | 1 | 1 | 1 | 1 | [5 empty] | 4.3871 | 7.1773 | 570.7763 | 26826.484 | 684.9315 | 0.11002 | 0.11196 | 0.13906 | 0.1457 | 0.15292 | 0.11002 | 0.11196 | 0.13906 | 0.1457 | 0.15292 | 100000 | 100000 | 0 | 0 | 0
1109 |  |  |  | 9795.2055 |  |  |  |  | 1854.9616 | 1896.8966 | 1938.8316 | 1980.7666 | 2022.7016 | 42771.5008 | 41615.9617 | 40460.4227 | 39304.8836 | 38149.3446 |  | 0 |  |  |  |  | 1 | 1 | 1 | 1 | 1 | [5 empty] | 4.1966 | 7.5333 | 570.7763 | 26826.484 | 684.9315 | 0.10997 | 0.11141 | 0.13769 | 0.14212 | 0.15179 | 0.10997 | 0.11141 | 0.13769 | 0.14212 | 0.15179 | 100000 | 100000 | 0 | 0 | 0
1110 |  |  |  | 9795.2055 |  |  |  |  | 2707.7003 | 2749.3603 | 2791.0203 | 2832.6803 | 2874.3403 | 58746.9499 | 57159.809 | 55572.6682 | 53985.5274 | 52398.3866 |  | 0 |  |  |  |  | 1 | 1 | 1 | 1 | 1 | [5 empty] | 4.0557 | 7.5912 | 570.7763 | 26826.484 | 684.9315 | 0.11053 | 0.11222 | 0.14109 | 0.14395 | 0.15595 | 0.11053 | 0.11222 | 0.14109 | 0.14395 | 0.15595 | 100000 | 100000 | 0 | 0 | 0
1111 |  |  |  | 9795.2055 |  |  |  |  | 4248.9718 | 4288.9818 | 4328.9918 | 4369.0018 | 4409.0118 | 70034.0874 | 68142.0069 | 66249.9264 | 64357.8459 | 62465.7654 |  | 0 |  |  |  |  | 1 | 1 | 1 | 1 | 1 | [5 empty] | 4.0764 | 7.9713 | 570.7763 | 26826.484 | 684.9315 | 0.1169 | 0.12486 | 0.15402 | 0.15797 | 0.16125 | 0.1169 | 0.12486 | 0.15402 | 0.15797 | 0.16125 | 100000 | 100000 | 0 | 0 | 0
1112 |  |  |  | 9795.2055 |  |  |  |  | 5556.9576 | 5598.8926 | 5640.8276 | 5682.7626 | 5724.6976 | 64925.1653 | 63171.1103 | 61417.0553 | 59663.0004 | 57908.9454 |  | 0.07141 |  |  |  |  | 1 | 1 | 1 | 1 | 1 | [5 empty] | 3.7931 | 8.4246 | 570.7763 | 26826.484 | 684.9315 | 0.12093 | 0.1314 | 0.15952 | 0.16865 | 0.16568 | 0.12093 | 0.1314 | 0.15952 | 0.16865 | 0.16568 | 100000 | 100000 | 0 | 0 | 0
1113 |  |  |  | 9795.2055 |  |  |  |  | 4705.3513 | 4755.1788 | 4805.0063 | 4854.8338 | 4904.6613 | 63561.1232 | 61843.92 | 60126.7167 | 58409.5135 | 56692.3102 |  | 0.19546 |  |  |  |  | 1 | 1 | 1 | 1 | 1 | [5 empty] | 3.4153 | 8.6471 | 570.7763 | 26826.484 | 684.9315 | 0.11221 | 0.099191 | 0.099626 | 0.11855 | 0.11201 | 0.11221 | 0.099191 | 0.099626 | 0.11855 | 0.11201 | 100000 | 100000 | 0 | 0 | 0
1114 |  |  |  | 9795.2055 |  |  |  |  | 4173.0973 | 4248.0873 | 4323.0773 | 4398.0673 | 4473.0573 | 61882.3839 | 60210.5344 | 58538.6849 | 56866.8355 | 55194.986 |  | 0.25057 |  |  |  |  | 1 | 1 | 1 | 1 | 1 | [5 empty] | 2.5455 | 8.6886 | 570.7763 | 26826.484 | 684.9315 | 0.10122 | 0.083519 | 0.080111 | 0.061495 | 0.051953 | 0.10122 | 0.083519 | 0.080111 | 0.061495 | 0.051953 | 100000 | 100000 | 0 | 0 | 0
1115 |  |  |  | 9795.2055 |  |  |  |  | 4247.8394 | 4356.8719 | 4465.9044 | 4574.9369 | 4683.9694 | 60228.1854 | 58601.0267 | 56973.868 | 55346.7093 | 53719.5506 |  | 0.30035 |  |  |  |  | 1 | 1 | 1 | 1 | 1 | [5 empty] | 1.6196 | 8.2715 | 570.7763 | 26826.484 | 684.9315 | 0.10131 | 0.082741 | 0.078924 | 0.061375 | 0.05174 | 0.10131 | 0.082741 | 0.078924 | 0.061375 | 0.05174 | 100000 | 100000 | 0 | 0 | 0
1116 |  |  |  | 9795.2055 |  |  |  |  | 4911.4581 | 5077.0006 | 5242.5431 | 5408.0856 | 5573.6281 | 57699.1837 | 56140.3499 | 54581.5162 | 53022.6824 | 51463.8486 |  | 0.35421 |  |  |  |  | 1 | 1 | 1 | 1 | 1 | [5 empty] | 1.4659 | 8.3273 | 570.7763 | 26826.484 | 684.9315 | 0.10127 | 0.082753 | 0.078946 | 0.061361 | 0.051545 | 0.10127 | 0.082753 | 0.078946 | 0.061361 | 0.051545 | 100000 | 100000 | 0 | 0 | 0
1117 |  |  |  | 9795.2055 |  |  |  |  | 4738.1925 | 4940.9975 | 5143.8025 | 5346.6075 | 5549.4125 | 56820.7065 | 55285.6062 | 53750.5059 | 52215.4055 | 50680.3052 |  | 0.41575 |  |  |  |  | 1 | 1 | 1 | 1 | 1 | [5 empty] | 1.2883 | 8.5472 | 570.7763 | 26826.484 | 684.9315 | 0.10126 | 0.082621 | 0.078771 | 0.061323 | 0.051457 | 0.10126 | 0.082621 | 0.078771 | 0.061323 | 0.051457 | 100000 | 100000 | 0 | 0 | 0
1118 |  |  |  | 9795.2055 |  |  |  |  | 4728.0004 | 5000.7904 | 5273.5804 | 5546.3704 | 5819.1604 | 55890.3921 | 54380.4257 | 52870.4592 | 51360.4928 | 49850.5264 |  | 0.39812 |  |  |  |  | 1 | 1 | 1 | 1 | 1 | [5 empty] | 0.81363 | 8.5639 | 570.7763 | 26826.484 | 684.9315 | 0.10143 | 0.082561 | 0.078478 | 0.06127 | 0.05135 | 0.10143 | 0.082561 | 0.078478 | 0.06127 | 0.05135 | 100000 | 100000 | 0 | 0 | 0
1119 |  |  |  | 9795.2055 |  |  |  |  | 4708.7486 | 5033.7036 | 5358.6586 | 5683.6136 | 6008.5686 | 56766.1138 | 55232.4884 | 53698.863 | 52165.2376 | 50631.6121 |  | 0.40554 |  |  |  |  | 1 | 1 | 1 | 1 | 1 | [5 empty] | 1.167 | 8.4696 | 570.7763 | 26826.484 | 684.9315 | 0.10197 | 0.082708 | 0.078349 | 0.063228 | 0.05177 | 0.10197 | 0.082708 | 0.078349 | 0.063228 | 0.05177 | 100000 | 100000 | 0 | 0 | 0
1120 |  |  |  | 9795.2055 |  |  |  |  | 4427.8998 | 4858.3123 | 5288.7248 | 5719.1373 | 6149.5498 | 57308.1084 | 55759.8401 | 54211.5719 | 52663.3036 | 51115.0353 |  | 0.28139 |  |  |  |  | 1 | 1 | 1 | 1 | 1 | [5 empty] | 2.1509 | 8.5152 | 570.7763 | 26826.484 | 684.9315 | 0.10782 | 0.09322 | 0.09096 | 0.10565 | 0.086949 | 0.10782 | 0.09322 | 0.09096 | 0.10565 | 0.086949 | 100000 | 100000 | 0 | 0 | 0
1121 |  |  |  | 9795.2055 |  |  |  |  | 4786.8881 | 5438.6131 | 6090.3381 | 6742.0631 | 7393.7881 | 60585.535 | 58948.7219 | 57311.9089 | 55675.0958 | 54038.2827 |  | 0.08232 |  |  |  |  | 1 | 1 | 1 | 1 | 1 | [5 empty] | 3.9344 | 8.891 | 570.7763 | 26826.484 | 684.9315 | 0.11721 | 0.10727 | 0.11113 | 0.13396 | 0.11549 | 0.11721 | 0.10727 | 0.11113 | 0.13396 | 0.11549 | 100000 | 100000 | 0 | 0 | 0
1122 |  |  |  | 9795.2055 |  |  |  |  | 6524.0743 | 7307.7935 | 8091.5126 | 8875.2318 | 9658.951 | 62084.2218 | 60406.9194 | 58729.6169 | 57052.3145 | 55375.012 |  | 0 |  |  |  |  | 1 | 1 | 1 | 1 | 1 | [5 empty] | 4.7612 | 9.1747 | 570.7763 | 26826.484 | 684.9315 | 0.1185 | 0.10826 | 0.11072 | 0.13237 | 0.11631 | 0.1185 | 0.10826 | 0.11072 | 0.13237 | 0.11631 | 100000 | 100000 | 0 | 0 | 0
1123 |  |  |  | 9795.2055 |  |  |  |  | 7637.2778 | 8470.4953 | 9303.7128 | 10136.9303 | 10970.1478 | 62627.1348 | 60935.1648 | 59243.1947 | 57551.2246 | 55859.2545 |  | 0 |  |  |  |  | 1 | 1 | 1 | 1 | 1 | [5 empty] | 5.6332 | 9.0673 | 570.7763 | 26826.484 | 684.9315 | 0.11915 | 0.10776 | 0.10963 | 0.13264 | 0.11486 | 0.11915 | 0.10776 | 0.10963 | 0.13264 | 0.11486 | 100000 | 100000 | 0 | 0 | 0
1124 |  |  |  | 9795.2055 |  |  |  |  | 8016.6502 | 8823.1394 | 9629.6286 | 10436.1177 | 11242.6069 | 62188.8147 | 60508.6865 | 58828.5584 | 57148.4302 | 55468.302 |  | 0 |  |  |  |  | 1 | 1 | 1 | 1 | 1 | [5 empty] | 6.108 | 9.5355 | 570.7763 | 26826.484 | 684.9315 | 0.11807 | 0.10676 | 0.10824 | 0.13052 | 0.11325 | 0.11807 | 0.10676 | 0.10824 | 0.13052 | 0.11325 | 100000 | 100000 | 0 | 0 | 0
1125 |  |  |  | 9795.2055 |  |  |  |  | 7112.951 | 7727.3868 | 8341.8227 | 8956.2585 | 9570.6943 | 60226.3484 | 58599.2394 | 56972.1303 | 55345.0212 | 53717.9121 |  | 0 |  |  |  |  | 1 | 1 | 1 | 1 | 1 | [5 empty] | 5.6693 | 9.3975 | 570.7763 | 26826.484 | 684.9315 | 0.11635 | 0.10519 | 0.10738 | 0.12804 | 0.11286 | 0.11635 | 0.10519 | 0.10738 | 0.12804 | 0.11286 | 100000 | 100000 | 0 | 0 | 0
1126 |  |  |  | 9795.2055 |  |  |  |  | 6041.6484 | 6554.6409 | 7067.6334 | 7580.6259 | 8093.6184 | 54391.7053 | 52922.2282 | 51452.7512 | 49983.2741 | 48513.797 |  | 0 |  |  |  |  | 1 | 1 | 1 | 1 | 1 | [5 empty] | 5.1899 | 9.5987 | 570.7763 | 26826.484 | 684.9315 | 0.11386 | 0.10419 | 0.1058 | 0.12663 | 0.11159 | 0.11386 | 0.10419 | 0.1058 | 0.12663 | 0.11159 | 100000 | 100000 | 0 | 0 | 0
1127 |  |  |  | 9795.2055 |  |  |  |  | 5801.5679 | 6250.7629 | 6699.9579 | 7149.1529 | 7598.3479 | 44816.7746 | 43605.9792 | 42395.1839 | 41184.3886 | 39973.5933 |  | 0 |  |  |  |  | 1 | 1 | 1 | 1 | 1 | [5 empty] | 4.7011 | 9.6158 | 570.7763 | 26826.484 | 684.9315 | 0.11079 | 0.1018 | 0.10209 | 0.12316 | 0.10943 | 0.11079 | 0.1018 | 0.10209 | 0.12316 | 0.10943 | 100000 | 100000 | 0 | 0 | 0
1128 |  |  |  | 9795.2055 |  |  |  |  | 4323.7139 | 4715.3264 | 5106.9389 | 5498.5514 | 5890.1639 | 36130.1661 | 35154.0531 | 34177.9401 | 33201.8271 | 32225.7141 |  | 0 |  |  |  |  | 1 | 1 | 1 | 1 | 1 | [5 empty] | 3.5107 | 9.0647 | 570.7763 | 26826.484 | 684.9315 | 0.1075 | 0.098202 | 0.10001 | 0.12177 | 0.10997 | 0.10749 | 0.098202 | 0.10001 | 0.12177 | 0.10997 | 100000 | 100000 | 0 | 0 | 0
1129 |  |  |  | 9795.2055 |  |  |  |  | 3250.049 | 3458.354 | 3666.659 | 3874.964 | 4083.269 | 31493.341 | 30642.4991 | 29791.6572 | 28940.8153 | 28089.9734 |  | 0 |  |  |  |  | 1 | 1 | 1 | 1 | 1 | [5 empty] | 3.0449 | 8.5596 | 570.7763 | 26826.484 | 684.9315 | 0.10709 | 0.098569 | 0.099986 | 0.12134 | 0.11074 | 0.10709 | 0.098569 | 0.099986 | 0.12134 | 0.11074 | 100000 | 100000 | 0 | 0 | 0
1130 |  |  |  | 9795.2055 |  |  |  |  | 2315.4904 | 2412.8362 | 2510.182 | 2607.5279 | 2704.8737 | 32095.4531 | 31228.3442 | 30361.2353 | 29494.1263 | 28627.0174 |  | 0 |  |  |  |  | 1 | 1 | 1 | 1 | 1 | [5 empty] | 3.619 | 7.6964 | 570.7763 | 26826.484 | 684.9315 | 0.10732 | 0.099036 | 0.099974 | 0.1226 | 0.11146 | 0.10732 | 0.099036 | 0.099974 | 0.1226 | 0.11146 | 100000 | 100000 | 0 | 0 | 0
1131 |  |  |  | 9795.2055 |  |  |  |  | 1750.461 | 1797.8135 | 1845.166 | 1892.5185 | 1939.871 | 32742.1506 | 31857.5702 | 30972.9897 | 30088.4092 | 29203.8288 |  | 0 |  |  |  |  | 1 | 1 | 1 | 1 | 1 | [5 empty] | 4.4379 | 7.8743 | 570.7763 | 26826.484 | 684.9315 | 0.1073 | 0.099308 | 0.10005 | 0.12379 | 0.11227 | 0.1073 | 0.099308 | 0.10005 | 0.12379 | 0.11227 | 100000 | 100000 | 0 | 0 | 0
1132 |  |  |  | 9795.2055 |  |  |  |  | 1639.7152 | 1680.9627 | 1722.2102 | 1763.4577 | 1804.7052 | 34757.2657 | 33818.2438 | 32879.2218 | 31940.1999 | 31001.178 |  | 0 |  |  |  |  | 1 | 1 | 1 | 1 | 1 | [5 empty] | 5.5296 | 7.7733 | 570.7763 | 26826.484 | 684.9315 | 0.10207 | 0.089296 | 0.085079 | 0.10357 | 0.097414 | 0.10208 | 0.089296 | 0.085078 | 0.10357 | 0.097414 | 100000 | 100000 | 0 | 0 | 0
1133 |  |  |  | 9795.2055 |  |  |  |  | 1851.0362 | 1892.0087 | 1932.9812 | 1973.9537 | 2014.9262 | 39624.7518 | 38554.2271 | 37483.7024 | 36413.1777 | 35342.653 |  | 0 |  |  |  |  | 1 | 1 | 1 | 1 | 1 | [5 empty] | 6.6049 | 8.1097 | 570.7763 | 26826.484 | 684.9315 | 0.10204 | 0.088856 | 0.084922 | 0.10277 | 0.097716 | 0.10204 | 0.088856 | 0.084922 | 0.10277 | 0.097716 | 100000 | 100000 | 0 | 0 | 0
1134 |  |  |  | 9795.2055 |  |  |  |  | 2701.9705 | 2743.768 | 2785.5655 | 2827.363 | 2869.1605 | 54472.6384 | 53000.9748 | 51529.3112 | 50057.6476 | 48585.984 |  | 0 |  |  |  |  | 1 | 1 | 1 | 1 | 1 | [5 empty] | 7.1049 | 8.4411 | 570.7763 | 26826.484 | 684.9315 | 0.10292 | 0.090687 | 0.086114 | 0.10454 | 0.10016 | 0.10292 | 0.090687 | 0.086114 | 0.10454 | 0.10016 | 100000 | 100000 | 0 | 0 | 0
1135 |  |  |  | 9795.2055 |  |  |  |  | 4239.9804 | 4281.5029 | 4323.0254 | 4364.5479 | 4406.0704 | 64839.5358 | 63087.7942 | 61336.0526 | 59584.3111 | 57832.5695 |  | 0 |  |  |  |  | 1 | 1 | 1 | 1 | 1 | [5 empty] | 7.7959 | 8.8193 | 570.7763 | 26826.484 | 684.9315 | 0.10573 | 0.096014 | 0.090922 | 0.11231 | 0.10744 | 0.10573 | 0.096014 | 0.090922 | 0.11231 | 0.10744 | 100000 | 100000 | 0 | 0 | 0
1136 |  |  |  | 9795.2055 |  |  |  |  | 5545.1983 | 5586.5833 | 5627.9683 | 5669.3533 | 5710.7383 | 60124.2347 | 58499.8844 | 56875.534 | 55251.1837 | 53626.8334 |  | 0.05063 |  |  |  |  | 1 | 1 | 1 | 1 | 1 | [5 empty] | 7.3162 | 8.7084 | 570.7763 | 26826.484 | 684.9315 | 0.1076 | 0.097703 | 0.093015 | 0.11567 | 0.10526 | 0.1076 | 0.097703 | 0.093015 | 0.11567 | 0.10526 | 100000 | 100000 | 0 | 0 | 0
1137 |  |  |  | 9795.2055 |  |  |  |  | 4695.3941 | 4743.0766 | 4790.7591 | 4838.4416 | 4886.1241 | 58877.5651 | 57286.8956 | 55696.226 | 54105.5564 | 52514.8868 |  | 0.19938 |  |  |  |  | 1 | 1 | 1 | 1 | 1 | [5 empty] | 7.7132 | 8.3792 | 570.7763 | 26826.484 | 684.9315 | 0.10462 | 0.08915 | 0.083725 | 0.093219 | 0.083051 | 0.10462 | 0.089151 | 0.083725 | 0.093219 | 0.083051 | 100000 | 100000 | 0 | 0 | 0
1138 |  |  |  | 9795.2055 |  |  |  |  | 4164.2665 | 4240.2465 | 4316.2265 | 4392.2065 | 4468.1865 | 57322.6613 | 55773.9999 | 54225.3385 | 52676.6771 | 51128.0156 |  | 0.13833 |  |  |  |  | 1 | 1 | 1 | 1 | 1 | [5 empty] | 7.6428 | 8.1463 | 570.7763 | 26826.484 | 684.9315 | 0.099849 | 0.085814 | 0.078813 | 0.081697 | 0.062422 | 0.099849 | 0.085814 | 0.078813 | 0.081697 | 0.062422 | 100000 | 100000 | 0 | 0 | 0
1139 |  |  |  | 9795.2055 |  |  |  |  | 4238.8504 | 4346.0954 | 4453.3404 | 4560.5854 | 4667.8304 | 55785.9782 | 54278.8326 | 52771.6871 | 51264.5416 | 49757.3961 |  | 0.14507 |  |  |  |  | 1 | 1 | 1 | 1 | 1 | [5 empty] | 6.887 | 8.2095 | 570.7763 | 26826.484 | 684.9315 | 0.09829 | 0.083583 | 0.078544 | 0.071173 | 0.057587 | 0.09829 | 0.083583 | 0.078544 | 0.071173 | 0.057587 | 100000 | 100000 | 0 | 0 | 0
1140 |  |  |  | 9795.2055 |  |  |  |  | 4901.0648 | 5066.6073 | 5232.1498 | 5397.6923 | 5563.2348 | 53450.6204 | 52006.5682 | 50562.516 | 49118.4638 | 47674.4116 |  | 0.32237 |  |  |  |  | 1 | 1 | 1 | 1 | 1 | [5 empty] | 4.0602 | 7.7835 | 570.7763 | 26826.484 | 684.9315 | 0.098234 | 0.083457 | 0.078686 | 0.071017 | 0.05748 | 0.098234 | 0.083457 | 0.078686 | 0.071017 | 0.05748 | 100000 | 100000 | 0 | 0 | 0
1141 |  |  |  | 9795.2055 |  |  |  |  | 4728.1658 | 4939.2208 | 5150.2758 | 5361.3308 | 5572.3858 | 52635.6572 | 51213.6226 | 49791.5879 | 48369.5532 | 46947.5185 |  | 0.15053 |  |  |  |  | 1 | 1 | 1 | 1 | 1 | [5 empty] | 1.569 | 7.4856 | 570.7763 | 26826.484 | 684.9315 | 0.098954 | 0.083496 | 0.079072 | 0.071027 | 0.057707 | 0.098954 | 0.083495 | 0.079072 | 0.071027 | 0.057707 | 100000 | 100000 | 0 | 0 | 0
1142 |  |  |  | 9795.2055 |  |  |  |  | 4717.9953 | 4975.8253 | 5233.6553 | 5491.4853 | 5749.3153 | 51772.0365 | 50373.3339 | 48974.6312 | 47575.9286 | 46177.226 |  | 0.10359 |  |  |  |  | 1 | 1 | 1 | 1 | 1 | [5 empty] | 2.8404 | 7.4844 | 570.7763 | 26826.484 | 684.9315 | 0.10025 | 0.084513 | 0.080152 | 0.072659 | 0.058296 | 0.10025 | 0.084513 | 0.080152 | 0.072659 | 0.058296 | 100000 | 100000 | 0 | 0 | 0
1143 |  |  |  | 9795.2055 |  |  |  |  | 4698.7843 | 5014.0868 | 5329.3893 | 5644.6918 | 5959.9943 | 52574.7832 | 51154.3931 | 49734.0031 | 48313.613 | 46893.2229 |  | 0.15504 |  |  |  |  | 1 | 1 | 1 | 1 | 1 | [5 empty] | 4.659 | 7.8785 | 570.7763 | 26826.484 | 684.9315 | 0.10447 | 0.091432 | 0.083865 | 0.081975 | 0.070861 | 0.10447 | 0.091432 | 0.083865 | 0.081974 | 0.070861 | 100000 | 100000 | 0 | 0 | 0
1144 |  |  |  | 9795.2055 |  |  |  |  | 4418.5297 | 4851.8022 | 5285.0747 | 5718.3472 | 6151.6197 | 53075.5079 | 51641.59 | 50207.672 | 48773.7541 | 47339.8362 |  | 0.12147 |  |  |  |  | 1 | 1 | 1 | 1 | 1 | [5 empty] | 4.0609 | 8.054 | 570.7763 | 26826.484 | 684.9315 | 0.10623 | 0.098875 | 0.095263 | 0.11386 | 0.088702 | 0.10623 | 0.098875 | 0.095263 | 0.11386 | 0.088702 | 100000 | 100000 | 0 | 0 | 0
1145 |  |  |  | 9795.2055 |  |  |  |  | 4776.7583 | 5399.6092 | 6022.46 | 6645.3108 | 7268.1617 | 56102.1487 | 54586.4613 | 53070.774 | 51555.0866 | 50039.3992 |  | 0.05647 |  |  |  |  | 1 | 1 | 1 | 1 | 1 | [5 empty] | 4.3531 | 8.6566 | 570.7763 | 26826.484 | 684.9315 | 0.1098 | 0.10414 | 0.096619 | 0.11533 | 0.091443 | 0.1098 | 0.10414 | 0.09662 | 0.11533 | 0.091443 | 100000 | 100000 | 0 | 0 | 0
1146 |  |  |  | 9795.2055 |  |  |  |  | 6510.2684 | 7288.7634 | 8067.2584 | 8845.7534 | 9624.2484 | 57492.859 | 55939.5994 | 54386.3399 | 52833.0803 | 51279.8207 |  | 0 |  |  |  |  | 1 | 1 | 1 | 1 | 1 | [5 empty] | 5.4286 | 9.3623 | 570.7763 | 26826.484 | 684.9315 | 0.11241 | 0.10382 | 0.09556 | 0.11482 | 0.090885 | 0.11241 | 0.10382 | 0.09556 | 0.11481 | 0.090885 | 100000 | 100000 | 0 | 0 | 0
1147 |  |  |  | 9795.2055 |  |  |  |  | 7621.1162 | 8432.3345 | 9243.5528 | 10054.7712 | 10865.9895 | 57997.6558 | 56430.7584 | 54863.8609 | 53296.9635 | 51730.066 |  | 0 |  |  |  |  | 1 | 1 | 1 | 1 | 1 | [5 empty] | 5.7489 | 9.7656 | 570.7763 | 26826.484 | 684.9315 | 0.1127 | 0.10279 | 0.095319 | 0.1148 | 0.090552 | 0.1127 | 0.10279 | 0.095319 | 0.1148 | 0.090552 | 100000 | 100000 | 0 | 0 | 0
1148 |  |  |  | 9795.2055 |  |  |  |  | 7999.6859 | 8775.1559 | 9550.6259 | 10326.0959 | 11101.5659 | 57594.2464 | 56038.2477 | 54482.249 | 52926.2502 | 51370.2515 |  | 0 |  |  |  |  | 1 | 1 | 1 | 1 | 1 | [5 empty] | 5.3524 | 9.5934 | 570.7763 | 26826.484 | 684.9315 | 0.1135 | 0.1028 | 0.096424 | 0.11941 | 0.091936 | 0.1135 | 0.1028 | 0.096424 | 0.11941 | 0.091936 | 100000 | 100000 | 0 | 0 | 0
1149 |  |  |  | 9795.2055 |  |  |  |  | 7097.899 | 7754.1331 | 8410.3673 | 9066.6015 | 9722.8356 | 55777.8339 | 54270.9084 | 52763.9829 | 51257.0574 | 49750.1319 |  | 0 |  |  |  |  | 1 | 1 | 1 | 1 | 1 | [5 empty] | 4.9869 | 8.1121 | 570.7763 | 26826.484 | 684.9315 | 0.10972 | 0.10173 | 0.094874 | 0.1184 | 0.090659 | 0.10972 | 0.10173 | 0.094874 | 0.1184 | 0.090659 | 100000 | 100000 | 0 | 0 | 0
1150 |  |  |  | 9795.2055 |  |  |  |  | 6028.8634 | 6577.6042 | 7126.3451 | 7675.0859 | 8223.8267 | 50381.3261 | 49020.1958 | 47659.0654 | 46297.935 | 44936.8046 |  | 0 |  |  |  |  | 1 | 1 | 1 | 1 | 1 | [5 empty] | 5.4436 | 7.0773 | 570.7763 | 26826.484 | 684.9315 | 0.10857 | 0.10016 | 0.09467 | 0.11761 | 0.090106 | 0.10857 | 0.10016 | 0.09467 | 0.11761 | 0.090106 | 100000 | 100000 | 0 | 0 | 0
1151 |  |  |  | 9795.2055 |  |  |  |  | 5789.291 | 6241.5101 | 6693.7293 | 7145.9485 | 7598.1676 | 41536.5475 | 40414.3727 | 39292.1978 | 38170.023 | 37047.8481 |  | 0 |  |  |  |  | 1 | 1 | 1 | 1 | 1 | [5 empty] | 5.6471 | 7.6104 | 570.7763 | 26826.484 | 684.9315 | 0.10741 | 0.099039 | 0.095245 | 0.11763 | 0.092795 | 0.10741 | 0.099039 | 0.095245 | 0.11763 | 0.092795 | 100000 | 100000 | 0 | 0 | 0
1152 |  |  |  | 9795.2055 |  |  |  |  | 4314.5643 | 4707.4693 | 5100.3743 | 5493.2793 | 5886.1843 | 33459.7985 | 32555.8297 | 31651.8608 | 30747.892 | 29843.9232 |  | 0 |  |  |  |  | 1 | 1 | 1 | 1 | 1 | [5 empty] | 5.4599 | 7.9478 | 570.7763 | 26826.484 | 684.9315 | 0.10526 | 0.09843 | 0.09669 | 0.12121 | 0.095628 | 0.10526 | 0.09843 | 0.09669 | 0.12121 | 0.095628 | 100000 | 100000 | 0 | 0 | 0
1153 |  |  |  | 9795.2055 |  |  |  |  | 3242.9984 | 3458.1776 | 3673.3568 | 3888.5359 | 4103.7151 | 25176.5559 | 24496.3718 | 23816.1877 | 23136.0036 | 22455.8196 |  | 0 |  |  |  |  | 1 | 1 | 1 | 1 | 1 | [5 empty] | 4.8863 | 8.7915 | 570.7763 | 26826.484 | 684.9315 | 0.10528 | 0.098147 | 0.096705 | 0.12146 | 0.095321 | 0.10528 | 0.098147 | 0.096705 | 0.12146 | 0.095321 | 100000 | 100000 | 0 | 0 | 0
1154 |  |  |  | 9795.2055 |  |  |  |  | 2310.4672 | 2411.7722 | 2513.0772 | 2614.3822 | 2715.6872 | 26442.1589 | 25727.7825 | 25013.4062 | 24299.0299 | 23584.6536 |  | 0 |  |  |  |  | 1 | 1 | 1 | 1 | 1 | [5 empty] | 6.3563 | 9.6132 | 570.7763 | 26826.484 | 684.9315 | 0.1053 | 0.098252 | 0.097338 | 0.1249 | 0.095556 | 0.1053 | 0.098252 | 0.097338 | 0.1249 | 0.095556 | 100000 | 100000 | 0 | 0 | 0
1155 |  |  |  | 9795.2055 |  |  |  |  | 1746.6636 | 1794.3461 | 1842.0286 | 1889.7111 | 1937.3936 | 26855.4086 | 26129.8677 | 25404.3268 | 24678.7859 | 23953.245 |  | 0 |  |  |  |  | 1 | 1 | 1 | 1 | 1 | [5 empty] | 6.8095 | 8.733 | 570.7763 | 26826.484 | 684.9315 | 0.10476 | 0.097086 | 0.094925 | 0.11945 | 0.093902 | 0.10476 | 0.097086 | 0.094925 | 0.11945 | 0.093902 | 100000 | 100000 | 0 | 0 | 0
1156 |  |  |  | 9795.2055 |  |  |  |  | 1636.1581 | 1676.7181 | 1717.2781 | 1757.8381 | 1798.3981 | 29175.1955 | 28386.9819 | 27598.7683 | 26810.5547 | 26022.3412 |  | 0 |  |  |  |  | 1 | 1 | 1 | 1 | 1 | [5 empty] | 7.3949 | 8.8858 | 570.7763 | 26826.484 | 684.9315 | 0.1014 | 0.090366 | 0.085275 | 0.10625 | 0.0902 | 0.1014 | 0.090366 | 0.085275 | 0.10625 | 0.0902 | 100000 | 100000 | 0 | 0 | 0
1157 |  |  |  | 9795.2055 |  |  |  |  | 1847.0207 | 1887.5807 | 1928.1407 | 1968.7007 | 2009.2607 | 34343.1112 | 33415.2783 | 32487.4454 | 31559.6125 | 30631.7796 |  | 0 |  |  |  |  | 1 | 1 | 1 | 1 | 1 | [5 empty] | 8.3653 | 8.6178 | 570.7763 | 26826.484 | 684.9315 | 0.10168 | 0.09063 | 0.085955 | 0.10687 | 0.091196 | 0.10169 | 0.09063 | 0.085955 | 0.10687 | 0.091196 | 100000 | 100000 | 0 | 0 | 0
1158 |  |  |  | 9795.2055 |  |  |  |  | 2696.1089 | 2738.4564 | 2780.8039 | 2823.1514 | 2865.4989 | 50391.4658 | 49030.0615 | 47668.6571 | 46307.2528 | 44945.8485 |  | 0 |  |  |  |  | 1 | 1 | 1 | 1 | 1 | [5 empty] | 9.2459 | 8.3767 | 570.7763 | 26826.484 | 684.9315 | 0.10231 | 0.091676 | 0.086699 | 0.10877 | 0.092932 | 0.10231 | 0.091676 | 0.086699 | 0.10877 | 0.092932 | 100000 | 100000 | 0 | 0 | 0
1159 |  |  |  | 9795.2055 |  |  |  |  | 4230.7824 | 4272.1674 | 4313.5524 | 4354.9374 | 4396.3224 | 59723.1744 | 58109.6593 | 56496.1443 | 54882.6292 | 53269.1142 |  | 0 |  |  |  |  | 1 | 1 | 1 | 1 | 1 | [5 empty] | 8.95 | 7.9011 | 570.7763 | 26826.484 | 684.9315 | 0.10471 | 0.095392 | 0.089814 | 0.11476 | 0.094741 | 0.10471 | 0.095392 | 0.089814 | 0.11476 | 0.094741 | 100000 | 100000 | 0 | 0 | 0
1160 |  |  |  | 9795.2055 |  |  |  |  | 5533.1687 | 5574.1412 | 5615.1137 | 5656.0862 | 5697.0587 | 56182.8154 | 54664.9487 | 53147.0819 | 51629.2152 | 50111.3485 |  | 0.02591 |  |  |  |  | 1 | 1 | 1 | 1 | 1 | [5 empty] | 8.494 | 6.7695 | 570.7763 | 26826.484 | 684.9315 | 0.10691 | 0.10507 | 0.095289 | 0.11998 | 0.099832 | 0.10691 | 0.10507 | 0.095289 | 0.11998 | 0.099832 | 100000 | 100000 | 0 | 0 | 0
1161 |  |  |  | 9795.2055 |  |  |  |  | 4685.2081 | 4735.6956 | 4786.1831 | 4836.6706 | 4887.1581 | 53701.2286 | 52250.4059 | 50799.5831 | 49348.7604 | 47897.9376 |  | 0.07867 |  |  |  |  | 1 | 1 | 1 | 1 | 1 | [5 empty] | 8.4564 | 5.8987 | 570.7763 | 26826.484 | 684.9315 | 0.10575 | 0.099264 | 0.089555 | 0.11552 | 0.096442 | 0.10575 | 0.099264 | 0.089555 | 0.11552 | 0.096442 | 100000 | 100000 | 0 | 0 | 0
1162 |  |  |  | 9795.2055 |  |  |  |  | 4155.2327 | 4228.9852 | 4302.7377 | 4376.4902 | 4450.2427 | 52132.8797 | 50724.4284 | 49315.977 | 47907.5257 | 46499.0743 |  | 0.11383 |  |  |  |  | 1 | 1 | 1 | 1 | 1 | [5 empty] | 9.5733 | 4.8431 | 570.7763 | 26826.484 | 684.9315 | 0.10408 | 0.091501 | 0.082687 | 0.11147 | 0.091865 | 0.10408 | 0.091501 | 0.082687 | 0.11147 | 0.091865 | 100000 | 100000 | 0 | 0 | 0
1163 |  |  |  | 9795.2055 |  |  |  |  | 4229.6548 | 4336.1848 | 4442.7148 | 4549.2448 | 4655.7748 | 50285.1387 | 48926.607 | 47568.0752 | 46209.5435 | 44851.0118 |  | 0.0664 |  |  |  |  | 1 | 1 | 1 | 1 | 1 | [5 empty] | 8.6499 | 5.0256 | 570.7763 | 26826.484 | 684.9315 | 0.099689 | 0.088062 | 0.079837 | 0.068332 | 0.057161 | 0.099689 | 0.088062 | 0.079837 | 0.068332 | 0.057161 | 100000 | 100000 | 0 | 0 | 0
1164 |  |  |  | 9795.2055 |  |  |  |  | 4890.4326 | 5056.5259 | 5222.6193 | 5388.7126 | 5554.8059 | 48169.6825 | 46868.3031 | 45566.9237 | 44265.5443 | 42964.165 |  | 0.09229 |  |  |  |  | 1 | 1 | 1 | 1 | 1 | [5 empty] | 8.112 | 6.3772 | 570.7763 | 26826.484 | 684.9315 | 0.098174 | 0.086657 | 0.079357 | 0.068043 | 0.056911 | 0.098174 | 0.086657 | 0.079357 | 0.068043 | 0.056911 | 100000 | 100000 | 0 | 0 | 0
1165 |  |  |  | 9795.2055 |  |  |  |  | 4717.9087 | 4927.5887 | 5137.2687 | 5346.9487 | 5556.6287 | 47484.1291 | 46201.271 | 44918.4129 | 43635.5549 | 42352.6968 |  | 0.07803 |  |  |  |  | 1 | 1 | 1 | 1 | 1 | [5 empty] | 7.2958 | 7.9408 | 570.7763 | 26826.484 | 684.9315 | 0.098137 | 0.086067 | 0.079482 | 0.067527 | 0.057006 | 0.098137 | 0.086067 | 0.079482 | 0.067527 | 0.057006 | 100000 | 100000 | 0 | 0 | 0
1166 |  |  |  | 9795.2055 |  |  |  |  | 4707.7602 | 4981.4294 | 5255.0986 | 5528.7677 | 5802.4369 | 47033.3486 | 45762.6691 | 44491.9896 | 43221.31 | 41950.6305 |  | 0.0553 |  |  |  |  | 1 | 1 | 1 | 1 | 1 | [5 empty] | 5.9395 | 8.1551 | 570.7763 | 26826.484 | 684.9315 | 0.098145 | 0.086099 | 0.079451 | 0.067603 | 0.057123 | 0.098145 | 0.086099 | 0.079451 | 0.067603 | 0.057123 | 100000 | 100000 | 0 | 0 | 0
1167 |  |  |  | 9795.2055 |  |  |  |  | 4688.5909 | 5010.3284 | 5332.0659 | 5653.8034 | 5975.5409 | 47566.279 | 46281.2015 | 44996.1241 | 43711.0466 | 42425.9691 |  | 0.06417 |  |  |  |  | 1 | 1 | 1 | 1 | 1 | [5 empty] | 4.9426 | 9.908 | 570.7763 | 26826.484 | 684.9315 | 0.098168 | 0.086165 | 0.079492 | 0.06763 | 0.05709 | 0.098168 | 0.086165 | 0.079492 | 0.06763 | 0.05709 | 100000 | 100000 | 0 | 0 | 0
1168 |  |  |  | 9795.2055 |  |  |  |  | 4408.9443 | 4832.2076 | 5255.471 | 5678.7343 | 6101.9976 | 48315.217 | 47009.9058 | 45704.5945 | 44399.2833 | 43093.9721 |  | 0.06618 |  |  |  |  | 1 | 1 | 1 | 1 | 1 | [5 empty] | 4.5894 | 9.6369 | 570.7763 | 26826.484 | 684.9315 | 0.10416 | 0.093772 | 0.083072 | 0.089737 | 0.062274 | 0.10416 | 0.093772 | 0.083072 | 0.089737 | 0.062274 | 100000 | 100000 | 0 | 0 | 0
1169 |  |  |  | 9795.2055 |  |  |  |  | 4766.3958 | 5383.0591 | 5999.7225 | 6616.3858 | 7233.0491 | 51064.5189 | 49684.931 | 48305.3431 | 46925.7552 | 45546.1672 |  | 0.13638 |  |  |  |  | 1 | 1 | 1 | 1 | 1 | [5 empty] | 5.1786 | 9.1406 | 570.7763 | 26826.484 | 684.9315 | 0.11077 | 0.10531 | 0.095156 | 0.11922 | 0.072962 | 0.11076 | 0.10531 | 0.095156 | 0.11922 | 0.072962 | 100000 | 100000 | 0 | 0 | 0
1170 |  |  |  | 9795.2055 |  |  |  |  | 6496.1453 | 7279.8645 | 8063.5836 | 8847.3028 | 9631.022 | 53064.8829 | 51631.252 | 50197.6211 | 48763.9903 | 47330.3594 |  | 0 |  |  |  |  | 1 | 1 | 1 | 1 | 1 | [5 empty] | 5.77 | 10.2023 | 570.7763 | 26826.484 | 684.9315 | 0.11558 | 0.10829 | 0.098361 | 0.13621 | 0.08139 | 0.11558 | 0.10829 | 0.098361 | 0.13621 | 0.08139 | 100000 | 100000 | 0 | 0 | 0
1171 |  |  |  | 9795.2055 |  |  |  |  | 7604.5832 | 8407.5516 | 9210.5199 | 10013.4882 | 10816.4566 | 53917.2362 | 52460.5777 | 51003.9191 | 49547.2606 | 48090.602 |  | 0 |  |  |  |  | 1 | 1 | 1 | 1 | 1 | [5 empty] | 5.521 | 9.5785 | 570.7763 | 26826.484 | 684.9315 | 0.116 | 0.11097 | 0.099128 | 0.13699 | 0.10728 | 0.116 | 0.11097 | 0.099128 | 0.13699 | 0.10727 | 100000 | 100000 | 0 | 0 | 0
1172 |  |  |  | 9795.2055 |  |  |  |  | 7982.3317 | 8734.5367 | 9486.7417 | 10238.9467 | 10991.1517 | 53917.2362 | 52460.5777 | 51003.9191 | 49547.2606 | 48090.602 |  | 0 |  |  |  |  | 1 | 1 | 1 | 1 | 1 | [5 empty] | 5.0417 | 8.6732 | 570.7763 | 26826.484 | 684.9315 | 0.11531 | 0.10587 | 0.096513 | 0.13099 | 0.078899 | 0.11531 | 0.10587 | 0.096513 | 0.13099 | 0.078899 | 100000 | 100000 | 0 | 0 | 0
1173 |  |  |  | 9795.2055 |  |  |  |  | 7082.5011 | 7705.2969 | 8328.0927 | 8950.8886 | 9573.6844 | 52412.2719 | 50996.2723 | 49580.2727 | 48164.2731 | 46748.2736 |  | 0 |  |  |  |  | 1 | 1 | 1 | 1 | 1 | [5 empty] | 4.3255 | 8.5688 | 570.7763 | 26826.484 | 684.9315 | 0.10951 | 0.10343 | 0.094297 | 0.11285 | 0.072374 | 0.10951 | 0.10343 | 0.094297 | 0.11285 | 0.072374 | 100000 | 100000 | 0 | 0 | 0
1174 |  |  |  | 9795.2055 |  |  |  |  | 6015.7846 | 6564.5255 | 7113.2663 | 7662.0071 | 8210.748 | 47439.5099 | 46157.8573 | 44876.2047 | 43594.552 | 42312.8994 |  | 0 |  |  |  |  | 1 | 1 | 1 | 1 | 1 | [5 empty] | 3.9963 | 6.9954 | 570.7763 | 26826.484 | 684.9315 | 0.10803 | 0.10015 | 0.092843 | 0.10711 | 0.069977 | 0.10803 | 0.10015 | 0.092843 | 0.10711 | 0.069977 | 100000 | 100000 | 0 | 0 | 0
1175 |  |  |  | 9795.2055 |  |  |  |  | 5776.7319 | 6224.4144 | 6672.0969 | 7119.7794 | 7567.4619 | 36989.4095 | 35990.0827 | 34990.7559 | 33991.4291 | 32992.1023 |  | 0 |  |  |  |  | 1 | 1 | 1 | 1 | 1 | [5 empty] | 2.9157 | 6.9162 | 570.7763 | 26826.484 | 684.9315 | 0.10282 | 0.097408 | 0.090534 | 0.10224 | 0.066037 | 0.10282 | 0.097408 | 0.090534 | 0.10224 | 0.066037 | 100000 | 100000 | 0 | 0 | 0
1176 |  |  |  | 9795.2055 |  |  |  |  | 4305.2044 | 4698.1094 | 5091.0144 | 5483.9194 | 5876.8244 | 28344.1076 | 27578.3472 | 26812.5867 | 26046.8263 | 25281.0659 |  | 0 |  |  |  |  | 1 | 1 | 1 | 1 | 1 | [5 empty] | 3.1695 | 4.6012 | 570.7763 | 26826.484 | 684.9315 | 0.10179 | 0.095566 | 0.087467 | 0.097541 | 0.063851 | 0.10179 | 0.095566 | 0.087467 | 0.097541 | 0.063851 | 100000 | 100000 | 0 | 0 | 0
1177 |  |  |  | 9795.2055 |  |  |  |  | 3235.7934 | 3442.7234 | 3649.6534 | 3856.5834 | 4063.5134 | 24423.9738 | 23764.1219 | 23104.27 | 22444.4181 | 21784.5663 |  | 0 |  |  |  |  | 1 | 1 | 1 | 1 | 1 | [5 empty] | 3.3125 | 5.6677 | 570.7763 | 26826.484 | 684.9315 | 0.10175 | 0.095465 | 0.087335 | 0.095701 | 0.063919 | 0.10175 | 0.095465 | 0.087335 | 0.095701 | 0.063919 | 100000 | 100000 | 0 | 0 | 0
1178 |  |  |  | 9795.2055 |  |  |  |  | 2305.3341 | 2400.3699 | 2495.4057 | 2590.4416 | 2685.4774 | 25653.4182 | 24960.3509 | 24267.2837 | 23574.2164 | 22881.1492 |  | 0 |  |  |  |  | 1 | 1 | 1 | 1 | 1 | [5 empty] | 3.6953 | 6.3049 | 570.7763 | 26826.484 | 684.9315 | 0.1018 | 0.095492 | 0.087335 | 0.095618 | 0.063889 | 0.1018 | 0.095492 | 0.087335 | 0.095618 | 0.063889 | 100000 | 100000 | 0 | 0 | 0
1179 |  |  |  | 9795.2055 |  |  |  |  | 1742.783 | 1793.2705 | 1843.758 | 1894.2455 | 1944.733 | 26054.6933 | 25350.785 | 24646.8766 | 23942.9683 | 23239.06 |  | 0 |  |  |  |  | 1 | 1 | 1 | 1 | 1 | [5 empty] | 2.6085 | 8.0953 | 570.7763 | 26826.484 | 684.9315 | 0.10165 | 0.095274 | 0.087096 | 0.095147 | 0.063747 | 0.10165 | 0.095274 | 0.087096 | 0.095147 | 0.063747 | 100000 | 100000 | 0 | 0 | 0
1180 |  |  |  | 9795.2055 |  |  |  |  | 1632.523 | 1673.358 | 1714.193 | 1755.028 | 1795.863 | 28306.3254 | 27541.5858 | 26776.8461 | 26012.1064 | 25247.3667 |  | 0 |  |  |  |  | 1 | 1 | 1 | 1 | 1 | [5 empty] | 2.1031 | 9.4676 | 570.7763 | 26826.484 | 684.9315 | 0.096103 | 0.082541 | 0.075955 | 0.067063 | 0.055255 | 0.096103 | 0.082541 | 0.075955 | 0.067063 | 0.055255 | 100000 | 100000 | 0 | 0 | 0
1181 |  |  |  | 9795.2055 |  |  |  |  | 1842.9171 | 1884.1646 | 1925.4121 | 1966.6596 | 2007.9071 | 33323.417 | 32423.1327 | 31522.8484 | 30622.5641 | 29722.2799 |  | 0 |  |  |  |  | 1 | 1 | 1 | 1 | 1 | [5 empty] | 2.1845 | 9.6987 | 570.7763 | 26826.484 | 684.9315 | 0.096116 | 0.082228 | 0.075728 | 0.066751 | 0.055032 | 0.096116 | 0.082228 | 0.075728 | 0.066751 | 0.055032 | 100000 | 100000 | 0 | 0 | 0
1182 |  |  |  | 9795.2055 |  |  |  |  | 2690.119 | 2730.2665 | 2770.414 | 2810.5615 | 2850.709 | 48900.8997 | 47579.7653 | 46258.631 | 44937.4966 | 43616.3623 |  | 0 |  |  |  |  | 1 | 1 | 1 | 1 | 1 | [5 empty] | 1.5411 | 12.4846 | 570.7763 | 26826.484 | 684.9315 | 0.097597 | 0.083567 | 0.075991 | 0.06678 | 0.055953 | 0.097597 | 0.083567 | 0.075991 | 0.06678 | 0.055953 | 100000 | 100000 | 0 | 0 | 0
1183 |  |  |  | 9795.2055 |  |  |  |  | 4221.3828 | 4264.0053 | 4306.6278 | 4349.2503 | 4391.8728 | 57929.619 | 56364.5597 | 54799.5003 | 53234.441 | 51669.3816 |  | 0 |  |  |  |  | 1 | 1 | 1 | 1 | 1 | [5 empty] | 0.79517 | 12.9266 | 570.7763 | 26826.484 | 684.9315 | 0.10076 | 0.085991 | 0.077694 | 0.069028 | 0.057142 | 0.10076 | 0.085991 | 0.077694 | 0.069028 | 0.057142 | 100000 | 100000 | 0 | 0 | 0
1184 |  |  |  | 9795.2055 |  |  |  |  | 5520.8757 | 5562.5357 | 5604.1957 | 5645.8557 | 5687.5157 | 54500.6375 | 53028.2175 | 51555.7974 | 50083.3774 | 48610.9574 |  | 0.01543 |  |  |  |  | 1 | 1 | 1 | 1 | 1 | [5 empty] | 1.7961 | 13.0366 | 570.7763 | 26826.484 | 684.9315 | 0.10524 | 0.088224 | 0.081309 | 0.07202 | 0.059853 | 0.10524 | 0.088224 | 0.081309 | 0.07202 | 0.059853 | 100000 | 100000 | 0 | 0 | 0
1185 |  |  |  | 9795.2055 |  |  |  |  | 4674.7989 | 4722.1514 | 4769.5039 | 4816.8564 | 4864.2089 | 52096.1486 | 50688.6896 | 49281.2306 | 47873.7716 | 46466.3125 |  | 0.02078 |  |  |  |  | 1 | 1 | 1 | 1 | 1 | [5 empty] | 1.5279 | 12.8484 | 570.7763 | 26826.484 | 684.9315 | 0.099701 | 0.086502 | 0.078047 | 0.066079 | 0.054412 | 0.099701 | 0.086502 | 0.078047 | 0.066079 | 0.054412 | 100000 | 100000 | 0 | 0 | 0
1186 |  |  |  | 9795.2055 |  |  |  |  | 4146.001 | 4218.021 | 4290.041 | 4362.061 | 4434.081 | 50575.6764 | 49209.2953 | 47842.9142 | 46476.5332 | 45110.1521 |  | 0.07724 |  |  |  |  | 1 | 1 | 1 | 1 | 1 | [5 empty] | 1.1262 | 12.9394 | 570.7763 | 26826.484 | 684.9315 | 0.098867 | 0.083805 | 0.074538 | 0.061583 | 0.051597 | 0.098867 | 0.083805 | 0.074538 | 0.061583 | 0.051597 | 100000 | 100000 | 0 | 0 | 0
1187 |  |  |  | 9795.2055 |  |  |  |  | 4220.2577 | 4323.9277 | 4427.5977 | 4531.2677 | 4634.9377 | 48784.3287 | 47466.3437 | 46148.3587 | 44830.3737 | 43512.3887 |  | 0.15564 |  |  |  |  | 1 | 1 | 1 | 1 | 1 | [5 empty] | 1.9872 | 13.4286 | 570.7763 | 26826.484 | 684.9315 | 0.09898 | 0.084052 | 0.074534 | 0.061789 | 0.05165 | 0.09898 | 0.084052 | 0.074534 | 0.061789 | 0.05165 | 100000 | 100000 | 0 | 0 | 0
1188 |  |  |  | 9795.2055 |  |  |  |  | 4879.5675 | 5049.51 | 5219.4525 | 5389.395 | 5559.3375 | 46732.1817 | 45469.6387 | 44207.0956 | 42944.5526 | 41682.0095 |  | 0.08453 |  |  |  |  | 1 | 1 | 1 | 1 | 1 | [5 empty] | 2.3565 | 12.229 | 570.7763 | 26826.484 | 684.9315 | 0.099209 | 0.084449 | 0.074702 | 0.061794 | 0.051911 | 0.099209 | 0.084449 | 0.074702 | 0.061794 | 0.051911 | 100000 | 100000 | 0 | 0 | 0
1189 |  |  |  | 9795.2055 |  |  |  |  | 4707.4269 | 4918.4819 | 5129.5369 | 5340.5919 | 5551.6469 | 46067.8025 | 44823.2087 | 43578.6149 | 42334.0211 | 41089.4273 |  | 0.0394 |  |  |  |  | 1 | 1 | 1 | 1 | 1 | [5 empty] | 3.0153 | 10.8169 | 570.7763 | 26826.484 | 684.9315 | 0.10022 | 0.086082 | 0.075028 | 0.061697 | 0.052074 | 0.10022 | 0.086082 | 0.075028 | 0.061697 | 0.052074 | 100000 | 100000 | 0 | 0 | 0
1190 |  |  |  | 9795.2055 |  |  |  |  | 4697.301 | 4967.4502 | 5237.5993 | 5507.7485 | 5777.8977 | 45630.8322 | 44398.0439 | 43165.2555 | 41932.4671 | 40699.6788 |  | 0.06244 |  |  |  |  | 1 | 1 | 1 | 1 | 1 | [5 empty] | 4.7417 | 10.0258 | 570.7763 | 26826.484 | 684.9315 | 0.10173 | 0.088005 | 0.075298 | 0.061953 | 0.052151 | 0.10173 | 0.088005 | 0.075298 | 0.061953 | 0.052151 | 100000 | 100000 | 0 | 0 | 0
1191 |  |  |  | 9795.2055 |  |  |  |  | 4678.1742 | 5010.6367 | 5343.0992 | 5675.5617 | 6008.0242 | 46146.9642 | 44900.2317 | 43653.4993 | 42406.7668 | 41160.0343 |  | 0.05608 |  |  |  |  | 1 | 1 | 1 | 1 | 1 | [5 empty] | 6.8742 | 9.7031 | 570.7763 | 26826.484 | 684.9315 | 0.10199 | 0.090053 | 0.076112 | 0.063154 | 0.052862 | 0.10199 | 0.090053 | 0.076112 | 0.063154 | 0.052862 | 100000 | 100000 | 0 | 0 | 0
1192 |  |  |  | 9795.2055 |  |  |  |  | 4399.1489 | 4822.4123 | 5245.6756 | 5668.9389 | 6092.2023 | 46872.6575 | 45606.3193 | 44339.9811 | 43073.6429 | 41807.3047 |  | 0.06297 |  |  |  |  | 1 | 1 | 1 | 1 | 1 | [5 empty] | 9.069 | 9.7392 | 570.7763 | 26826.484 | 684.9315 | 0.10337 | 0.092073 | 0.078125 | 0.064256 | 0.053861 | 0.10337 | 0.092073 | 0.078125 | 0.064256 | 0.053861 | 100000 | 100000 | 0 | 0 | 0
1193 |  |  |  | 9795.2055 |  |  |  |  | 4755.8063 | 5382.7813 | 6009.7563 | 6636.7313 | 7263.7063 | 49537.9458 | 48199.6006 | 46861.2555 | 45522.9103 | 44184.5652 |  | 0.01435 |  |  |  |  | 1 | 1 | 1 | 1 | 1 | [5 empty] | 9.8985 | 10.5413 | 570.7763 | 26826.484 | 684.9315 | 0.10676 | 0.096521 | 0.084372 | 0.066438 | 0.054339 | 0.10676 | 0.096521 | 0.084372 | 0.066438 | 0.054338 | 100000 | 100000 | 0 | 0 | 0
1194 |  |  |  | 9795.2055 |  |  |  |  | 6481.7128 | 7268.0445 | 8054.3761 | 8840.7078 | 9627.0395 | 51477.5407 | 50086.7943 | 48696.048 | 47305.3017 | 45914.5553 |  | 0 |  |  |  |  | 1 | 1 | 1 | 1 | 1 | [5 empty] | 10.6999 | 11.3623 | 570.7763 | 26826.484 | 684.9315 | 0.10842 | 0.098259 | 0.088351 | 0.069243 | 0.05637 | 0.10842 | 0.098259 | 0.088351 | 0.069243 | 0.05637 | 100000 | 100000 | 0 | 0 | 0
1195 |  |  |  | 9795.2055 |  |  |  |  | 7587.6881 | 8407.1564 | 9226.6248 | 10046.0931 | 10865.5614 | 52305.7099 | 50892.5893 | 49479.4687 | 48066.348 | 46653.2274 |  | 0 |  |  |  |  | 1 | 1 | 1 | 1 | 1 | [5 empty] | 11.2525 | 11.2196 | 570.7763 | 26826.484 | 684.9315 | 0.1085 | 0.096513 | 0.08525 | 0.067015 | 0.054691 | 0.1085 | 0.096513 | 0.08525 | 0.067015 | 0.054691 | 100000 | 100000 | 0 | 0 | 0
1196 |  |  |  | 9795.2055 |  |  |  |  | 7964.5973 | 8714.2173 | 9463.8373 | 10213.4573 | 10963.0773 | 52305.7099 | 50892.5893 | 49479.4687 | 48066.348 | 46653.2274 |  | 0 |  |  |  |  | 1 | 1 | 1 | 1 | 1 | [5 empty] | 9.2797 | 11.2518 | 570.7763 | 26826.484 | 684.9315 | 0.10514 | 0.094909 | 0.080334 | 0.065445 | 0.05387 | 0.10514 | 0.094909 | 0.080334 | 0.065445 | 0.05387 | 100000 | 100000 | 0 | 0 | 0
1197 |  |  |  | 9795.2055 |  |  |  |  | 7066.7659 | 7710.4609 | 8354.1559 | 8997.8509 | 9641.5459 | 50846.5519 | 49472.8527 | 48099.1535 | 46725.4543 | 45351.7551 |  | 0 |  |  |  |  | 1 | 1 | 1 | 1 | 1 | [5 empty] | 8.7595 | 10.769 | 570.7763 | 26826.484 | 684.9315 | 0.10237 | 0.090982 | 0.077249 | 0.063766 | 0.052918 | 0.10237 | 0.090982 | 0.077249 | 0.063766 | 0.052918 | 100000 | 100000 | 0 | 0 | 0
1198 |  |  |  | 9795.2055 |  |  |  |  | 6002.4193 | 6524.3493 | 7046.2793 | 7568.2093 | 8090.1393 | 46024.336 | 44780.9165 | 43537.497 | 42294.0775 | 41050.658 |  | 0 |  |  |  |  | 1 | 1 | 1 | 1 | 1 | [5 empty] | 9.9371 | 10.3876 | 570.7763 | 26826.484 | 684.9315 | 0.1003 | 0.087871 | 0.075758 | 0.062398 | 0.05204 | 0.1003 | 0.087871 | 0.075758 | 0.062398 | 0.05204 | 100000 | 100000 | 0 | 0 | 0
1199 |  |  |  | 9795.2055 |  |  |  |  | 5763.8977 | 6223.6802 | 6683.4627 | 7143.2452 | 7603.0277 | 35894.8578 | 34925.102 | 33955.3462 | 32985.5905 | 32015.8347 |  | 0 |  |  |  |  | 1 | 1 | 1 | 1 | 1 | [5 empty] | 9.6575 | 10.2217 | 570.7763 | 26826.484 | 684.9315 | 0.096062 | 0.082365 | 0.069823 | 0.060918 | 0.05077 | 0.096062 | 0.082365 | 0.069823 | 0.060918 | 0.05077 | 100000 | 100000 | 0 | 0 | 0
1200 |  |  |  | 9795.2055 |  |  |  |  | 4295.6396 | 4684.6671 | 5073.6946 | 5462.7221 | 5851.7496 | 27501.4704 | 26758.4751 | 26015.4799 | 25272.4846 | 24529.4893 |  | 0 |  |  |  |  | 1 | 1 | 1 | 1 | 1 | [5 empty] | 8.5166 | 9.8534 | 570.7763 | 26826.484 | 684.9315 | 0.091813 | 0.073865 | 0.06372 | 0.06001 | 0.050082 | 0.091813 | 0.073865 | 0.06372 | 0.06001 | 0.050082 | 100000 | 100000 | 0 | 0 | 0
1201 |  |  |  | 9795.2055 |  |  |  |  | 3385.5941 | 3706.3966 | 4027.1991 | 4348.0016 | 4668.8041 | 25169.138 | 24489.1543 | 23809.1707 | 23129.187 | 22449.2033 |  | 0 |  |  |  |  | 1 | 1 | 1 | 1 | 1 | [5 empty] | 6.7916 | 10.6957 | 570.7763 | 26826.484 | 684.9315 | 0.091668 | 0.073263 | 0.063449 | 0.059633 | 0.049864 | 0.091668 | 0.073263 | 0.063449 | 0.059633 | 0.049864 | 100000 | 100000 | 0 | 0 | 0
1202 |  |  |  | 9795.2055 |  |  |  |  | 2481.9458 | 2661.5408 | 2841.1358 | 3020.7308 | 3200.3258 | 26434.3852 | 25720.2189 | 25006.0526 | 24291.8863 | 23577.72 |  | 0 |  |  |  |  | 1 | 1 | 1 | 1 | 1 | [5 empty] | 8.0711 | 13.7861 | 570.7763 | 26826.484 | 684.9315 | 0.091616 | 0.072605 | 0.063054 | 0.05955 | 0.049761 | 0.091616 | 0.072605 | 0.063054 | 0.05955 | 0.049761 | 100000 | 100000 | 0 | 0 | 0
1203 |  |  |  | 9795.2055 |  |  |  |  | 1823.0122 | 1932.4022 | 2041.7922 | 2151.1822 | 2260.5722 | 26847.517 | 26122.1893 | 25396.8616 | 24671.5339 | 23946.2062 |  | 0 |  |  |  |  | 1 | 1 | 1 | 1 | 1 | [5 empty] | 8.625 | 15.4475 | 570.7763 | 26826.484 | 684.9315 | 0.091158 | 0.07201 | 0.062815 | 0.059519 | 0.049715 | 0.091158 | 0.07201 | 0.062815 | 0.059519 | 0.049715 | 100000 | 100000 | 0 | 0 | 0
1204 |  |  |  | 9795.2055 |  |  |  |  | 1614.219 | 1669.079 | 1723.939 | 1778.799 | 1833.659 | 29166.6326 | 28378.6504 | 27590.6681 | 26802.6859 | 26014.7036 |  | 0 |  |  |  |  | 1 | 1 | 1 | 1 | 1 | [5 empty] | 8.895 | 15.1561 | 570.7763 | 26826.484 | 684.9315 | 0.083345 | 0.057055 | 0.058537 | 0.056972 | 0.048407 | 0.083345 | 0.057055 | 0.058537 | 0.056972 | 0.048407 | 100000 | 100000 | 0 | 0 | 0
1205 |  |  |  | 9795.2055 |  |  |  |  | 1773.6203 | 1823.1178 | 1872.6153 | 1922.1128 | 1971.6103 | 34333.0631 | 33405.5016 | 32477.9402 | 31550.3787 | 30622.8173 |  | 0 |  |  |  |  | 1 | 1 | 1 | 1 | 1 | [5 empty] | 8.2442 | 14.2808 | 570.7763 | 26826.484 | 684.9315 | 0.084137 | 0.057623 | 0.058098 | 0.057001 | 0.048372 | 0.084137 | 0.057623 | 0.058098 | 0.057001 | 0.048372 | 100000 | 100000 | 0 | 0 | 0
1206 |  |  |  | 9795.2055 |  |  |  |  | 2231.6184 | 2280.6209 | 2329.6234 | 2378.6259 | 2427.6284 | 50376.7796 | 49015.7721 | 47654.7645 | 46293.757 | 44932.7494 |  | 0 |  |  |  |  | 1 | 1 | 1 | 1 | 1 | [5 empty] | 7.6403 | 13.9253 | 570.7763 | 26826.484 | 684.9315 | 0.084329 | 0.057241 | 0.058563 | 0.05713 | 0.048569 | 0.084329 | 0.057241 | 0.058563 | 0.05713 | 0.048569 | 100000 | 100000 | 0 | 0 | 0
1207 |  |  |  | 9795.2055 |  |  |  |  | 2896.1647 | 2938.3747 | 2980.5847 | 3022.7947 | 3065.0047 | 59705.4931 | 58092.4558 | 56479.4184 | 54866.381 | 53253.3437 |  | 0 |  |  |  |  | 1 | 1 | 1 | 1 | 1 | [5 empty] | 7.077 | 16.0768 | 570.7763 | 26826.484 | 684.9315 | 0.087921 | 0.05973 | 0.060572 | 0.058693 | 0.049563 | 0.087921 | 0.05973 | 0.060572 | 0.058693 | 0.049563 | 100000 | 100000 | 0 | 0 | 0
1208 |  |  |  | 9795.2055 |  |  |  |  | 4151.1695 | 4192.692 | 4234.2145 | 4275.737 | 4317.2595 | 56166.2339 | 54648.8152 | 53131.3964 | 51613.9777 | 50096.559 |  | 0.08411 |  |  |  |  | 1 | 1 | 1 | 1 | 1 | [5 empty] | 6.534 | 15.4424 | 570.7763 | 26826.484 | 684.9315 | 0.088086 | 0.061236 | 0.060935 | 0.058789 | 0.04912 | 0.088086 | 0.061236 | 0.060935 | 0.058789 | 0.04912 | 100000 | 100000 | 0 | 0 | 0
1209 |  |  |  | 9795.2055 |  |  |  |  | 4458.7467 | 4534.4792 | 4610.2117 | 4685.9442 | 4761.6767 | 53685.4082 | 52235.0128 | 50784.6175 | 49334.2221 | 47883.8268 |  | 0.28822 |  |  |  |  | 1 | 1 | 1 | 1 | 1 | [5 empty] | 5.8532 | 15.7585 | 570.7763 | 26826.484 | 684.9315 | 0.082742 | 0.055794 | 0.043547 | 0.050016 | 0.044479 | 0.082742 | 0.055794 | 0.043547 | 0.050016 | 0.044479 | 100000 | 100000 | 0 | 0 | 0
1210 |  |  |  | 9795.2055 |  |  |  |  | 4850.5147 | 4970.9597 | 5091.4047 | 5211.8497 | 5332.2947 | 52117.5315 | 50709.4948 | 49301.4581 | 47893.4214 | 46485.3847 |  | 0.16038 |  |  |  |  | 1 | 1 | 1 | 1 | 1 | [5 empty] | 5.5365 | 15.7182 | 570.7763 | 26826.484 | 684.9315 | 0.0776 | 0.0012037 | 0.0008641 | 0.026183 | 0.025693 | 0.0776 | 0.0012037 | 0.0008641 | 0.026183 | 0.025692 | 100000 | 100000 | 0 | 0 | 0
1211 |  |  |  | 9795.2055 |  |  |  |  | 5200.7486 | 5448.8161 | 5696.8836 | 5944.9511 | 6193.0186 | 50270.3467 | 48912.2146 | 47554.0825 | 46195.9504 | 44837.8183 |  | 0.09009 |  |  |  |  | 1 | 1 | 1 | 1 | 1 | [5 empty] | 5.5083 | 15.5484 | 570.7763 | 26826.484 | 684.9315 | 0.075747 | 0.00092204 | 0.00090664 | 0.00086916 | 0.0047883 | 0.075748 | 0.00092204 | 0.00090664 | 0.00086916 | 0.0047883 | 100000 | 100000 | 0 | 0 | 0
1212 |  |  |  | 9795.2055 |  |  |  |  | 5934.8926 | 6250.1951 | 6565.4976 | 6880.8001 | 7196.1026 | 48155.5145 | 46854.5179 | 45553.5213 | 44252.5247 | 42951.5281 |  | 0.21385 |  |  |  |  | 1 | 1 | 1 | 1 | 1 | [5 empty] | 6.1153 | 14.1878 | 570.7763 | 26826.484 | 684.9315 | 0.075903 | 0.00092628 | 0.00091172 | 0.00087298 | 0.004782 | 0.075903 | 0.00092628 | 0.00091172 | 0.00087298 | 0.004782 | 100000 | 100000 | 0 | 0 | 0
1213 |  |  |  | 9795.2055 |  |  |  |  | 5705.8936 | 6152.8611 | 6599.8286 | 7046.7961 | 7493.7636 | 47470.1701 | 46187.6892 | 44905.2082 | 43622.7273 | 42340.2463 |  | 0.35675 |  |  |  |  | 1 | 1 | 1 | 1 | 1 | [5 empty] | 6.8359 | 15.915 | 570.7763 | 26826.484 | 684.9315 | 0.075894 | 0.00090634 | 0.00087667 | 0.00084321 | 0.0047459 | 0.075894 | 0.00090634 | 0.00087667 | 0.00084321 | 0.0047459 | 100000 | 100000 | 0 | 0 | 0
1214 |  |  |  | 9795.2055 |  |  |  |  | 5502.713 | 6007.373 | 6512.033 | 7016.693 | 7521.353 | 47019.5259 | 45749.2198 | 44478.9137 | 43208.6076 | 41938.3015 |  | 0.65256 |  |  |  |  | 1 | 1 | 1 | 1 | 1 | [5 empty] | 7.1856 | 15.9871 | 570.7763 | 26826.484 | 684.9315 | 0.075602 | 0.00090151 | 0.00086442 | 0.0008296 | 0.00478 | 0.075602 | 0.00090151 | 0.00086442 | 0.0008296 | 0.00478 | 100000 | 100000 | 0 | 0 | 0
1215 |  |  |  | 9795.2055 |  |  |  |  | 5817.0255 | 6318.578 | 6820.1305 | 7321.683 | 7823.2355 | 47552.2904 | 46267.5908 | 44982.8913 | 43698.1917 | 42413.4922 |  | 0.07687 |  |  |  |  | 1 | 1 | 1 | 1 | 1 | [5 empty] | 6.7172 | 15.5415 | 570.7763 | 26826.484 | 684.9315 | 0.077574 | 0.01299 | 0.0015249 | 0.032373 | 0.036361 | 0.077574 | 0.01299 | 0.0015249 | 0.032373 | 0.036361 | 100000 | 100000 | 0 | 0 | 0
1216 |  |  |  | 9795.2055 |  |  |  |  | 6142.5634 | 6635.3992 | 7128.235 | 7621.0709 | 8113.9067 | 48300.9989 | 46996.0718 | 45691.1447 | 44386.2176 | 43081.2905 |  | 0.26903 |  |  |  |  | 1 | 1 | 1 | 1 | 1 | [5 empty] | 7.7721 | 17.3502 | 570.7763 | 26826.484 | 684.9315 | 0.083645 | 0.05472 | 0.048183 | 0.056045 | 0.047589 | 0.083645 | 0.05472 | 0.048183 | 0.056045 | 0.047589 | 100000 | 100000 | 0 | 0 | 0
1217 |  |  |  | 9795.2055 |  |  |  |  | 6771.1883 | 7249.6699 | 7728.1516 | 8206.6333 | 8685.1149 | 51049.4721 | 49670.2907 | 48291.1093 | 46911.9279 | 45532.7465 |  | 0.04321 |  |  |  |  | 1 | 1 | 1 | 1 | 1 | [5 empty] | 9.6394 | 17.8439 | 570.7763 | 26826.484 | 684.9315 | 0.0901 | 0.068519 | 0.066416 | 0.061576 | 0.050721 | 0.0901 | 0.068519 | 0.066416 | 0.061576 | 0.050721 | 100000 | 100000 | 0 | 0 | 0
1218 |  |  |  | 9795.2055 |  |  |  |  | 8457.2501 | 8945.6309 | 9434.0117 | 9922.3926 | 10410.7734 | 53049.2368 | 51616.0286 | 50182.8204 | 48749.6123 | 47316.4041 |  | 0 |  |  |  |  | 1 | 1 | 1 | 1 | 1 | [5 empty] | 9.6456 | 18.1652 | 570.7763 | 26826.484 | 684.9315 | 0.092681 | 0.069469 | 0.070636 | 0.07621 | 0.052192 | 0.092681 | 0.069469 | 0.070636 | 0.07621 | 0.052192 | 100000 | 100000 | 0 | 0 | 0
1219 |  |  |  | 9795.2055 |  |  |  |  | 8820.9545 | 9310.2695 | 9799.5845 | 10288.8995 | 10778.2145 | 53901.3522 | 52445.1228 | 50988.8934 | 49532.6639 | 48076.4345 |  | 0 |  |  |  |  | 1 | 1 | 1 | 1 | 1 | [5 empty] | 9.7744 | 10.8937 | 570.7763 | 26826.484 | 684.9315 | 0.095437 | 0.073023 | 0.074692 | 0.079075 | 0.053402 | 0.095437 | 0.073023 | 0.074692 | 0.079075 | 0.053402 | 100000 | 100000 | 0 | 0 | 0
1220 |  |  |  | 9795.2055 |  |  |  |  | 8185.5943 | 8678.8151 | 9172.036 | 9665.2568 | 10158.4776 | 53901.3522 | 52445.1228 | 50988.8934 | 49532.6639 | 48076.4345 |  | 0 |  |  |  |  | 1 | 1 | 1 | 1 | 1 | [5 empty] | 10.7401 | 10.8068 | 570.7763 | 26826.484 | 684.9315 | 0.095784 | 0.073424 | 0.07782 | 0.079219 | 0.053205 | 0.095784 | 0.073424 | 0.07782 | 0.079219 | 0.053205 | 100000 | 100000 | 0 | 0 | 0
1221 |  |  |  | 9795.2055 |  |  |  |  | 6901.4034 | 7333.3559 | 7765.3084 | 8197.2609 | 8629.2134 | 52396.8396 | 50981.257 | 49565.6743 | 48150.0917 | 46734.509 |  | 0 |  |  |  |  | 1 | 1 | 1 | 1 | 1 | [5 empty] | 9.0341 | 13.3684 | 570.7763 | 26826.484 | 684.9315 | 0.093346 | 0.07953 | 0.076972 | 0.079383 | 0.053077 | 0.093346 | 0.07953 | 0.076972 | 0.079383 | 0.053077 | 100000 | 100000 | 0 | 0 | 0
1222 |  |  |  | 9795.2055 |  |  |  |  | 5858.5596 | 6243.7096 | 6628.8596 | 7014.0096 | 7399.1596 | 47425.5622 | 46144.2864 | 44863.0106 | 43581.7348 | 42300.459 |  | 0 |  |  |  |  | 1 | 1 | 1 | 1 | 1 | [5 empty] | 8.424 | 14.1261 | 570.7763 | 26826.484 | 684.9315 | 0.092516 | 0.079358 | 0.076905 | 0.0787 | 0.052803 | 0.092516 | 0.079358 | 0.076905 | 0.0787 | 0.052803 | 100000 | 100000 | 0 | 0 | 0
1223 |  |  |  | 9795.2055 |  |  |  |  | 6022.4511 | 6378.1778 | 6733.9044 | 7089.6311 | 7445.3578 | 36978.625 | 35979.5896 | 34980.5541 | 33981.5187 | 32982.4833 |  | 0 |  |  |  |  | 1 | 1 | 1 | 1 | 1 | [5 empty] | 7.5425 | 13.7752 | 570.7763 | 26826.484 | 684.9315 | 0.09196 | 0.078962 | 0.076964 | 0.078641 | 0.052556 | 0.09196 | 0.078962 | 0.076964 | 0.078641 | 0.052556 | 100000 | 100000 | 0 | 0 | 0
1224 |  |  |  | 9795.2055 |  |  |  |  | 4797.7551 | 5143.0868 | 5488.4184 | 5833.7501 | 6179.0818 | 28335.8038 | 27570.2677 | 26804.7316 | 26039.1955 | 25273.6594 |  | 0 |  |  |  |  | 1 | 1 | 1 | 1 | 1 | [5 empty] | 7.2016 | 13.5859 | 570.7763 | 26826.484 | 684.9315 | 0.09176 | 0.078567 | 0.076895 | 0.079774 | 0.052324 | 0.09176 | 0.078567 | 0.076895 | 0.079774 | 0.052324 | 100000 | 100000 | 0 | 0 | 0
1225 |  |  |  | 9795.2055 |  |  |  |  | 3840.2603 | 4219.7453 | 4599.2303 | 4978.7153 | 5358.2003 | 24861.2715 | 24189.6053 | 23517.9391 | 22846.273 | 22174.6068 |  | 0 |  |  |  |  | 1 | 1 | 1 | 1 | 1 | [5 empty] | 7.6211 | 12.4429 | 570.7763 | 26826.484 | 684.9315 | 0.092082 | 0.079538 | 0.077682 | 0.081042 | 0.05216 | 0.092082 | 0.079538 | 0.077682 | 0.081042 | 0.05216 | 100000 | 100000 | 0 | 0 | 0
1226 |  |  |  | 9795.2055 |  |  |  |  | 2948.7913 | 3266.4588 | 3584.1263 | 3901.7938 | 4219.4613 | 26111.7413 | 25406.2917 | 24700.8422 | 23995.3926 | 23289.943 |  | 0 |  |  |  |  | 1 | 1 | 1 | 1 | 1 | [5 empty] | 9.104 | 10.8578 | 570.7763 | 26826.484 | 684.9315 | 0.092458 | 0.081015 | 0.077987 | 0.081136 | 0.052099 | 0.092458 | 0.081015 | 0.077987 | 0.081136 | 0.0521 | 100000 | 100000 | 0 | 0 | 0
1227 |  |  |  | 9795.2055 |  |  |  |  | 2174.9156 | 2375.8231 | 2576.7306 | 2777.6381 | 2978.5456 | 26519.9778 | 25803.4991 | 25087.0204 | 24370.5417 | 23654.063 |  | 0 |  |  |  |  | 1 | 1 | 1 | 1 | 1 | [5 empty] | 8.4581 | 9.7082 | 570.7763 | 26826.484 | 684.9315 | 0.093428 | 0.081311 | 0.078198 | 0.080569 | 0.052004 | 0.093428 | 0.081311 | 0.078198 | 0.080569 | 0.052004 | 100000 | 100000 | 0 | 0 | 0
1228 |  |  |  | 9795.2055 |  |  |  |  | 1933.0094 | 2032.3344 | 2131.6594 | 2230.9844 | 2330.3094 | 28811.2228 | 28032.8426 | 27254.4623 | 26476.082 | 25697.7017 |  | 0 |  |  |  |  | 1 | 1 | 1 | 1 | 1 | [5 empty] | 7.3957 | 8.0824 | 570.7763 | 26826.484 | 684.9315 | 0.09077 | 0.07883 | 0.075712 | 0.076794 | 0.051261 | 0.09077 | 0.07883 | 0.075712 | 0.076794 | 0.051261 | 100000 | 100000 | 0 | 0 | 0
1229 |  |  |  | 9795.2055 |  |  |  |  | 2046.1229 | 2104.4479 | 2162.7729 | 2221.0979 | 2279.4229 | 33915.9855 | 32999.6921 | 32083.3987 | 31167.1052 | 30250.8118 |  | 0 |  |  |  |  | 1 | 1 | 1 | 1 | 1 | [5 empty] | 9.4881 | 7.3603 | 570.7763 | 26826.484 | 684.9315 | 0.095323 | 0.081607 | 0.076392 | 0.07632 | 0.051399 | 0.095323 | 0.081607 | 0.076392 | 0.07632 | 0.051399 | 100000 | 100000 | 0 | 0 | 0
1230 |  |  |  | 9795.2055 |  |  |  |  | 2387.7034 | 2427.0259 | 2466.3484 | 2505.6709 | 2544.9934 | 49767.1539 | 48422.6163 | 47078.0787 | 45733.5412 | 44389.0036 |  | 0 |  |  |  |  | 1 | 1 | 1 | 1 | 1 | [5 empty] | 9.1182 | 6.4714 | 570.7763 | 26826.484 | 684.9315 | 0.097113 | 0.086884 | 0.079982 | 0.078765 | 0.052322 | 0.097113 | 0.086884 | 0.079982 | 0.078765 | 0.052322 | 100000 | 100000 | 0 | 0 | 0
1231 |  |  |  | 9795.2055 |  |  |  |  | 2828.9581 | 2870.4806 | 2912.0031 | 2953.5256 | 2995.0481 | 58971.7135 | 57378.5003 | 55785.2871 | 54192.074 | 52598.8608 |  | 0 |  |  |  |  | 1 | 1 | 1 | 1 | 1 | [5 empty] | 11.1174 | 6.6843 | 570.7763 | 26826.484 | 684.9315 | 0.099072 | 0.09035 | 0.082459 | 0.081994 | 0.053749 | 0.099072 | 0.09035 | 0.082459 | 0.081995 | 0.053749 | 100000 | 100000 | 0 | 0 | 0
1232 |  |  |  | 9795.2055 |  |  |  |  | 4212.079 | 4254.564 | 4297.049 | 4339.534 | 4382.019 | 55478.0643 | 53979.2376 | 52480.4108 | 50981.5841 | 49482.7573 |  | 0.06029 |  |  |  |  | 1 | 1 | 1 | 1 | 1 | [5 empty] | 12.9935 | 5.7189 | 570.7763 | 26826.484 | 684.9315 | 0.099605 | 0.088498 | 0.080109 | 0.079787 | 0.054485 | 0.099605 | 0.088498 | 0.080109 | 0.079787 | 0.054485 | 100000 | 100000 | 0 | 0 | 0
1233 |  |  |  | 9795.2055 |  |  |  |  | 5218.9014 | 5260.0114 | 5301.1214 | 5342.2314 | 5383.3414 | 53028.8029 | 51596.1468 | 50163.4907 | 48730.8345 | 47298.1784 |  | 0.10375 |  |  |  |  | 1 | 1 | 1 | 1 | 1 | [5 empty] | 9.7996 | 4.7069 | 570.7763 | 26826.484 | 684.9315 | 0.09375 | 0.079639 | 0.062259 | 0.057784 | 0.048904 | 0.09375 | 0.079639 | 0.062259 | 0.057784 | 0.048904 | 100000 | 100000 | 0 | 0 | 0
1234 |  |  |  | 9795.2055 |  |  |  |  | 6165.2472 | 6221.0697 | 6276.8922 | 6332.7147 | 6388.5372 | 51480.5202 | 50089.6934 | 48698.8666 | 47308.0397 | 45917.2129 |  | 0.18453 |  |  |  |  | 1 | 1 | 1 | 1 | 1 | [5 empty] | 9.7096 | 2.8095 | 570.7763 | 26826.484 | 684.9315 | 0.088454 | 0.056887 | 0.049954 | 0.042252 | 0.044834 | 0.088454 | 0.056887 | 0.049954 | 0.042252 | 0.044834 | 100000 | 100000 | 0 | 0 | 0
1235 |  |  |  | 9795.2055 |  |  |  |  | 6918.9641 | 6991.9741 | 7064.9841 | 7137.9941 | 7211.0041 | 49656.4149 | 48314.8691 | 46973.3233 | 45631.7775 | 44290.2317 |  | 0.6986 |  |  |  |  | 1 | 1 | 1 | 1 | 1 | [5 empty] | 9.0286 | 2.4448 | 570.7763 | 26826.484 | 684.9315 | 0.088076 | 0.054119 | 0.042844 | 0.029388 | 0.039657 | 0.088076 | 0.054119 | 0.042844 | 0.029388 | 0.039657 | 100000 | 100000 | 0 | 0 | 0
1236 |  |  |  | 9795.2055 |  |  |  |  | 7994.1026 | 8108.4426 | 8222.7826 | 8337.1226 | 8451.4626 | 47567.4819 | 46282.3719 | 44997.2619 | 43712.1519 | 42427.0419 |  | 0.66568 |  |  |  |  | 1 | 1 | 1 | 1 | 1 | [5 empty] | 8.3594 | 2.1556 | 570.7763 | 26826.484 | 684.9315 | 0.087262 | 0.054404 | 0.042648 | 0.026114 | 0.03886 | 0.087262 | 0.054404 | 0.042648 | 0.026114 | 0.03886 | 100000 | 100000 | 0 | 0 | 0
1237 |  |  |  | 9795.2055 |  |  |  |  | 7520.3697 | 7699.3872 | 7878.4047 | 8057.4222 | 8236.4397 | 46890.8053 | 45623.9767 | 44357.1482 | 43090.3197 | 41823.4912 |  | 0.71524 |  |  |  |  | 1 | 1 | 1 | 1 | 1 | [5 empty] | 6.7784 | 1.9148 | 570.7763 | 26826.484 | 684.9315 | 0.087365 | 0.055464 | 0.043302 | 0.027286 | 0.038981 | 0.087364 | 0.055464 | 0.043302 | 0.027286 | 0.038981 | 100000 | 100000 | 0 | 0 | 0
1238 |  |  |  | 9795.2055 |  |  |  |  | 6613.2216 | 6849.2724 | 7085.3233 | 7321.3741 | 7557.4249 | 46445.8134 | 45191.007 | 43936.2007 | 42681.3943 | 41426.588 |  | 0.71046 |  |  |  |  | 1 | 1 | 1 | 1 | 1 | [5 empty] | 5.7295 | 2.092 | 570.7763 | 26826.484 | 684.9315 | 0.087956 | 0.057806 | 0.045383 | 0.027649 | 0.039193 | 0.087956 | 0.057806 | 0.045383 | 0.027649 | 0.039193 | 100000 | 100000 | 0 | 0 | 0
1239 |  |  |  | 9795.2055 |  |  |  |  | 6067.8128 | 6417.3245 | 6766.8361 | 7116.3478 | 7465.8595 | 46971.6985 | 45702.6846 | 44433.6706 | 43164.6566 | 41895.6427 |  | 0.40104 |  |  |  |  | 1 | 1 | 1 | 1 | 1 | [5 empty] | 4.7354 | 3.0803 | 570.7763 | 26826.484 | 684.9315 | 0.090923 | 0.066822 | 0.054048 | 0.050732 | 0.046185 | 0.090923 | 0.066822 | 0.054048 | 0.050732 | 0.046185 | 100000 | 100000 | 0 | 0 | 0
1240 |  |  |  | 9795.2055 |  |  |  |  | 5857.2649 | 6176.8574 | 6496.4499 | 6816.0424 | 7135.6349 | 47710.8908 | 46421.9064 | 45132.922 | 43843.9376 | 42554.9532 |  | 0.23307 |  |  |  |  | 1 | 1 | 1 | 1 | 1 | [5 empty] | 3.7907 | 4.1424 | 570.7763 | 26826.484 | 684.9315 | 0.1002 | 0.081276 | 0.070924 | 0.060115 | 0.050074 | 0.1002 | 0.081276 | 0.070924 | 0.060115 | 0.050074 | 100000 | 100000 | 0 | 0 | 0
1241 |  |  |  | 9795.2055 |  |  |  |  | 6322.0383 | 6680.1833 | 7038.3283 | 7396.4733 | 7754.6183 | 50424.9798 | 49062.6701 | 47700.3603 | 46338.0505 | 44975.7408 |  | 0.03915 |  |  |  |  | 1 | 1 | 1 | 1 | 1 | [5 empty] | 3.6747 | 5.4034 | 570.7763 | 26826.484 | 684.9315 | 0.10969 | 0.097491 | 0.090873 | 0.095076 | 0.058408 | 0.10969 | 0.097491 | 0.090873 | 0.095076 | 0.058408 | 100000 | 100000 | 0 | 0 | 0
1242 |  |  |  | 9795.2055 |  |  |  |  | 7984.0232 | 8377.3682 | 8770.7132 | 9164.0582 | 9557.4032 | 52399.8767 | 50984.212 | 49568.5473 | 48152.8826 | 46737.2179 |  | 0 |  |  |  |  | 1 | 1 | 1 | 1 | 1 | [5 empty] | 3.6523 | 7.111 | 570.7763 | 26826.484 | 684.9315 | 0.10897 | 0.1001 | 0.091874 | 0.097475 | 0.061535 | 0.10897 | 0.1001 | 0.091874 | 0.097475 | 0.061535 | 100000 | 100000 | 0 | 0 | 0
1243 |  |  |  | 9795.2055 |  |  |  |  | 8418.5583 | 8916.8383 | 9415.1183 | 9913.3983 | 10411.6783 | 53242.11 | 51803.691 | 50365.2721 | 48926.8531 | 47488.4342 |  | 0 |  |  |  |  | 1 | 1 | 1 | 1 | 1 | [5 empty] | 4.6062 | 8.6759 | 570.7763 | 26826.484 | 684.9315 | 0.10882 | 0.098863 | 0.090828 | 0.096079 | 0.060019 | 0.10882 | 0.098863 | 0.090828 | 0.096078 | 0.060019 | 100000 | 100000 | 0 | 0 | 0
1244 |  |  |  | 9795.2055 |  |  |  |  | 7978.4235 | 8511.6826 | 9044.9418 | 9578.201 | 10111.4601 | 53242.11 | 51803.691 | 50365.2721 | 48926.8531 | 47488.4342 |  | 0 |  |  |  |  | 1 | 1 | 1 | 1 | 1 | [5 empty] | 5.4731 | 9.6278 | 570.7763 | 26826.484 | 684.9315 | 0.10679 | 0.094638 | 0.085562 | 0.0882 | 0.055519 | 0.10679 | 0.094638 | 0.085562 | 0.0882 | 0.055519 | 100000 | 100000 | 0 | 0 | 0
1245 |  |  |  | 9795.2055 |  |  |  |  | 6892.0856 | 7378.8165 | 7865.5473 | 8352.2781 | 8839.009 | 51756.3429 | 50358.0643 | 48959.7857 | 47561.5071 | 46163.2284 |  | 0 |  |  |  |  | 1 | 1 | 1 | 1 | 1 | [5 empty] | 5.6737 | 10.8837 | 570.7763 | 26826.484 | 684.9315 | 0.10501 | 0.089244 | 0.082415 | 0.083306 | 0.054593 | 0.10501 | 0.089244 | 0.082415 | 0.083306 | 0.054593 | 100000 | 100000 | 0 | 0 | 0
1246 |  |  |  | 9795.2055 |  |  |  |  | 5838.2259 | 6241.1126 | 6643.9993 | 7046.8859 | 7449.7726 | 46846.6673 | 45581.0313 | 44315.3952 | 43049.7592 | 41784.1231 |  | 0 |  |  |  |  | 1 | 1 | 1 | 1 | 1 | [5 empty] | 5.4521 | 11.4339 | 570.7763 | 26826.484 | 684.9315 | 0.10267 | 0.086778 | 0.080152 | 0.080952 | 0.054205 | 0.10267 | 0.086778 | 0.080152 | 0.080952 | 0.054205 | 100000 | 100000 | 0 | 0 | 0
1247 |  |  |  | 9795.2055 |  |  |  |  | 5722.8725 | 6050.6592 | 6378.4459 | 6706.2325 | 7034.0192 | 36530.9613 | 35544.0202 | 34557.0791 | 33570.138 | 32583.1969 |  | 0 |  |  |  |  | 1 | 1 | 1 | 1 | 1 | [5 empty] | 5.5869 | 12.8083 | 570.7763 | 26826.484 | 684.9315 | 0.1011 | 0.086403 | 0.078731 | 0.080664 | 0.053206 | 0.1011 | 0.086404 | 0.078731 | 0.080664 | 0.053206 | 100000 | 100000 | 0 | 0 | 0
1248 |  |  |  | 9795.2055 |  |  |  |  | 4413.6675 | 4675.0175 | 4936.3675 | 5197.7175 | 5459.0675 | 27991.1373 | 27234.9129 | 26478.6885 | 25722.4642 | 24966.2398 |  | 0 |  |  |  |  | 1 | 1 | 1 | 1 | 1 | [5 empty] | 6.0345 | 14.5031 | 570.7763 | 26826.484 | 684.9315 | 0.098373 | 0.083123 | 0.077863 | 0.080746 | 0.053421 | 0.098373 | 0.083123 | 0.077863 | 0.080746 | 0.053421 | 100000 | 100000 | 0 | 0 | 0
1249 |  |  |  | 9795.2055 |  |  |  |  | 3213.2907 | 3425.7198 | 3638.149 | 3850.5782 | 4063.0073 | 23571.6968 | 22934.8705 | 22298.0442 | 21661.2179 | 21024.3916 |  | 0 |  |  |  |  | 1 | 1 | 1 | 1 | 1 | [5 empty] | 7.8151 | 15.5043 | 570.7763 | 26826.484 | 684.9315 | 0.096261 | 0.082657 | 0.077554 | 0.079445 | 0.053014 | 0.096261 | 0.082657 | 0.077554 | 0.079445 | 0.053014 | 100000 | 100000 | 0 | 0 | 0
1250 |  |  |  | 9795.2055 |  |  |  |  | 2289.302 | 2388.957 | 2488.612 | 2588.267 | 2687.922 | 24760.0449 | 24091.1135 | 23422.1821 | 22753.2508 | 22084.3194 |  | 0 |  |  |  |  | 1 | 1 | 1 | 1 | 1 | [5 empty] | 6.878 | 13.7433 | 570.7763 | 26826.484 | 684.9315 | 0.096262 | 0.081883 | 0.077379 | 0.080545 | 0.052875 | 0.096262 | 0.081883 | 0.077379 | 0.080545 | 0.052875 | 100000 | 100000 | 0 | 0 | 0
1251 |  |  |  | 9795.2055 |  |  |  |  | 1730.6632 | 1779.0057 | 1827.3482 | 1875.6907 | 1924.0332 | 25147.7257 | 24468.3206 | 23788.9154 | 23109.5102 | 22430.105 |  | 0 |  |  |  |  | 1 | 1 | 1 | 1 | 1 | [5 empty] | 9.4434 | 11.1841 | 570.7763 | 26826.484 | 684.9315 | 0.096462 | 0.082452 | 0.076977 | 0.082681 | 0.053276 | 0.096462 | 0.082452 | 0.076977 | 0.082681 | 0.053276 | 100000 | 100000 | 0 | 0 | 0
1252 |  |  |  | 9795.2055 |  |  |  |  | 1621.1699 | 1662.6924 | 1704.2149 | 1745.7374 | 1787.2599 | 27322.0697 | 26583.9212 | 25845.7728 | 25107.6243 | 24369.4758 |  | 0 |  |  |  |  | 1 | 1 | 1 | 1 | 1 | [5 empty] | 11.0938 | 9.7549 | 570.7763 | 26826.484 | 684.9315 | 0.093213 | 0.081615 | 0.075846 | 0.082011 | 0.053445 | 0.093213 | 0.081615 | 0.075846 | 0.082011 | 0.053445 | 100000 | 100000 | 0 | 0 | 0
1253 |  |  |  | 9795.2055 |  |  |  |  | 1830.1009 | 1870.7984 | 1911.4959 | 1952.1934 | 1992.8909 | 32168.0346 | 31298.9648 | 30429.8949 | 29560.8251 | 28691.7553 |  | 0 |  |  |  |  | 1 | 1 | 1 | 1 | 1 | [5 empty] | 12.3541 | 9.0794 | 570.7763 | 26826.484 | 684.9315 | 0.094749 | 0.083752 | 0.076352 | 0.081945 | 0.053483 | 0.094749 | 0.083752 | 0.076352 | 0.081945 | 0.053483 | 100000 | 100000 | 0 | 0 | 0
1254 |  |  |  | 9795.2055 |  |  |  |  | 2671.411 | 2712.521 | 2753.631 | 2794.741 | 2835.851 | 47211.4878 | 45935.9956 | 44660.5033 | 43385.0111 | 42109.5188 |  | 0 |  |  |  |  | 1 | 1 | 1 | 1 | 1 | [5 empty] | 11.4792 | 8.6987 | 570.7763 | 26826.484 | 684.9315 | 0.098461 | 0.085253 | 0.078144 | 0.084919 | 0.054676 | 0.098461 | 0.085253 | 0.078144 | 0.084919 | 0.054676 | 100000 | 100000 | 0 | 0 | 0
1255 |  |  |  | 9795.2055 |  |  |  |  | 4192.0259 | 4232.9984 | 4273.9709 | 4314.9434 | 4355.9159 | 55899.2028 | 54388.9983 | 52878.7939 | 51368.5894 | 49858.3849 |  | 0 |  |  |  |  | 1 | 1 | 1 | 1 | 1 | [5 empty] | 11.0953 | 8.4072 | 570.7763 | 26826.484 | 684.9315 | 0.10435 | 0.089983 | 0.083776 | 0.09078 | 0.057847 | 0.10435 | 0.089983 | 0.083776 | 0.09078 | 0.057847 | 100000 | 100000 | 0 | 0 | 0
1256 |  |  |  | 9795.2055 |  |  |  |  | 5482.4817 | 5524.4167 | 5566.3517 | 5608.2867 | 5650.2217 | 52595.8634 | 51174.9038 | 49753.9442 | 48332.9846 | 46912.025 |  | 0.05898 |  |  |  |  | 1 | 1 | 1 | 1 | 1 | [5 empty] | 10.7067 | 8.1351 | 570.7763 | 26826.484 | 684.9315 | 0.10637 | 0.098868 | 0.087698 | 0.10089 | 0.060075 | 0.10637 | 0.098868 | 0.087698 | 0.10089 | 0.060075 | 100000 | 100000 | 0 | 0 | 0
1257 |  |  |  | 9795.2055 |  |  |  |  | 4642.2888 | 4691.7863 | 4741.2838 | 4790.7813 | 4840.2788 | 50278.4279 | 48920.0774 | 47561.727 | 46203.3766 | 44845.0261 |  | 0.11345 |  |  |  |  | 1 | 1 | 1 | 1 | 1 | [5 empty] | 10.2494 | 7.7846 | 570.7763 | 26826.484 | 684.9315 | 0.10627 | 0.09437 | 0.085042 | 0.090937 | 0.058069 | 0.10627 | 0.09437 | 0.085042 | 0.090937 | 0.058069 | 100000 | 100000 | 0 | 0 | 0
1258 |  |  |  | 9795.2055 |  |  |  |  | 4117.1683 | 4191.9108 | 4266.6533 | 4341.3958 | 4416.1383 | 48812.0868 | 47493.3519 | 46174.6169 | 44855.882 | 43537.1471 |  | 0.21462 |  |  |  |  | 1 | 1 | 1 | 1 | 1 | [5 empty] | 9.4377 | 7.7035 | 570.7763 | 26826.484 | 684.9315 | 0.10395 | 0.088558 | 0.078119 | 0.068893 | 0.052894 | 0.10395 | 0.088557 | 0.078119 | 0.068893 | 0.052894 | 100000 | 100000 | 0 | 0 | 0
1259 |  |  |  | 9795.2055 |  |  |  |  | 4190.9086 | 4295.6511 | 4400.3936 | 4505.1361 | 4609.8786 | 47084.5005 | 45812.439 | 44540.3775 | 43268.3161 | 41996.2546 |  | 0.28678 |  |  |  |  | 1 | 1 | 1 | 1 | 1 | [5 empty] | 8.1017 | 6.6908 | 570.7763 | 26826.484 | 684.9315 | 0.10155 | 0.086657 | 0.0773 | 0.067997 | 0.05231 | 0.10155 | 0.086657 | 0.0773 | 0.067997 | 0.05231 | 100000 | 100000 | 0 | 0 | 0
1260 |  |  |  | 9795.2055 |  |  |  |  | 4845.6334 | 5013.3767 | 5181.12 | 5348.8634 | 5516.6067 | 45104.0429 | 43885.4866 | 42666.9303 | 41448.3739 | 40229.8176 |  | 0.53794 |  |  |  |  | 1 | 1 | 1 | 1 | 1 | [5 empty] | 7.5286 | 6.1989 | 570.7763 | 26826.484 | 684.9315 | 0.10225 | 0.086548 | 0.077398 | 0.068537 | 0.052385 | 0.10225 | 0.086548 | 0.077398 | 0.068537 | 0.052385 | 100000 | 100000 | 0 | 0 | 0
1261 |  |  |  | 9795.2055 |  |  |  |  | 4674.6899 | 4879.5574 | 5084.4249 | 5289.2924 | 5494.1599 | 44463.5827 | 43262.3294 | 42061.0761 | 40859.8228 | 39658.5695 |  | 0.50497 |  |  |  |  | 1 | 1 | 1 | 1 | 1 | [5 empty] | 8.0564 | 5.385 | 570.7763 | 26826.484 | 684.9315 | 0.10177 | 0.086968 | 0.078155 | 0.068692 | 0.052585 | 0.10177 | 0.086968 | 0.078155 | 0.068692 | 0.052585 | 100000 | 100000 | 0 | 0 | 0
1262 |  |  |  | 9795.2055 |  |  |  |  | 4664.6344 | 4925.9844 | 5187.3344 | 5448.6844 | 5710.0344 | 44042.2224 | 42852.3528 | 41662.4832 | 40472.6137 | 39282.7441 |  | 0.53479 |  |  |  |  | 1 | 1 | 1 | 1 | 1 | [5 empty] | 8.9585 | 5.0893 | 570.7763 | 26826.484 | 684.9315 | 0.10295 | 0.087366 | 0.079388 | 0.0696 | 0.052944 | 0.10295 | 0.087366 | 0.079388 | 0.0696 | 0.052944 | 100000 | 100000 | 0 | 0 | 0
1263 |  |  |  | 9795.2055 |  |  |  |  | 4645.6407 | 4960.9432 | 5276.2457 | 5591.5482 | 5906.8507 | 44539.4073 | 43336.1055 | 42132.8037 | 40929.5019 | 39726.2001 |  | 0.62293 |  |  |  |  | 1 | 1 | 1 | 1 | 1 | [5 empty] | 8.9384 | 4.0611 | 570.7763 | 26826.484 | 684.9315 | 0.10274 | 0.088375 | 0.080696 | 0.070439 | 0.053146 | 0.10274 | 0.088375 | 0.080696 | 0.070439 | 0.053146 | 100000 | 100000 | 0 | 0 | 0
1264 |  |  |  | 9795.2055 |  |  |  |  | 4368.5558 | 4801.8283 | 5235.1008 | 5668.3733 | 6101.6458 | 45238.8525 | 44016.654 | 42794.4556 | 41572.2572 | 40350.0588 |  | 0.40103 |  |  |  |  | 1 | 1 | 1 | 1 | 1 | [5 empty] | 8.5675 | 2.4879 | 570.7763 | 26826.484 | 684.9315 | 0.10671 | 0.093834 | 0.085167 | 0.074316 | 0.054199 | 0.10671 | 0.093834 | 0.085167 | 0.074316 | 0.054199 | 100000 | 100000 | 0 | 0 | 0
1265 |  |  |  | 9795.2055 |  |  |  |  | 4722.7328 | 5349.7078 | 5976.6828 | 6603.6578 | 7230.6328 | 47809.1593 | 46517.52 | 45225.8807 | 43934.2414 | 42642.6022 |  | 0.17685 |  |  |  |  | 1 | 1 | 1 | 1 | 1 | [5 empty] | 8.4587 | 2.5126 | 570.7763 | 26826.484 | 684.9315 | 0.10757 | 0.097042 | 0.090082 | 0.080505 | 0.055804 | 0.10757 | 0.097042 | 0.090082 | 0.080505 | 0.055804 | 100000 | 100000 | 0 | 0 | 0
1266 |  |  |  | 9795.2055 |  |  |  |  | 6436.6368 | 7215.131 | 7993.6251 | 8772.1193 | 9550.6135 | 49680.0209 | 48337.8374 | 46995.6538 | 45653.4703 | 44311.2868 |  | 0 |  |  |  |  | 1 | 1 | 1 | 1 | 1 | [5 empty] | 8.9318 | 2.4404 | 570.7763 | 26826.484 | 684.9315 | 0.1097 | 0.0959 | 0.086919 | 0.08123 | 0.055649 | 0.1097 | 0.0959 | 0.086919 | 0.08123 | 0.055649 | 100000 | 100000 | 0 | 0 | 0
1267 |  |  |  | 9795.2055 |  |  |  |  | 7534.9208 | 8409.3866 | 9283.8525 | 10158.3183 | 11032.7841 | 50480.6882 | 49116.8734 | 47753.0585 | 46389.2437 | 45025.4289 |  | 0 |  |  |  |  | 1 | 1 | 1 | 1 | 1 | [5 empty] | 8.2732 | 2.4559 | 570.7763 | 26826.484 | 684.9315 | 0.10987 | 0.095687 | 0.087085 | 0.080312 | 0.055478 | 0.10987 | 0.095687 | 0.087084 | 0.080312 | 0.055478 | 100000 | 100000 | 0 | 0 | 0
1268 |  |  |  | 9795.2055 |  |  |  |  | 7909.2088 | 8658.8288 | 9408.4488 | 10158.0688 | 10907.6888 | 50480.6882 | 49116.8734 | 47753.0585 | 46389.2437 | 45025.4289 |  | 0 |  |  |  |  | 1 | 1 | 1 | 1 | 1 | [5 empty] | 8.3632 | 3.2527 | 570.7763 | 26826.484 | 684.9315 | 0.10958 | 0.095195 | 0.086271 | 0.078675 | 0.054955 | 0.10958 | 0.095195 | 0.086271 | 0.078675 | 0.054955 | 100000 | 100000 | 0 | 0 | 0
1269 |  |  |  | 9795.2055 |  |  |  |  | 7017.6212 | 7657.1362 | 8296.6512 | 8936.1662 | 9575.6812 | 49073.332 | 47747.5391 | 46421.7462 | 45095.9534 | 43770.1605 |  | 0 |  |  |  |  | 1 | 1 | 1 | 1 | 1 | [5 empty] | 8.9848 | 5.2742 | 570.7763 | 26826.484 | 684.9315 | 0.10672 | 0.091003 | 0.082396 | 0.075756 | 0.054289 | 0.10672 | 0.091003 | 0.082396 | 0.075756 | 0.054289 | 100000 | 100000 | 0 | 0 | 0
1270 |  |  |  | 9795.2055 |  |  |  |  | 5960.6765 | 6491.5432 | 7022.4098 | 7553.2765 | 8084.1432 | 44421.4375 | 43221.3228 | 42021.2081 | 40821.0934 | 39620.9788 |  | 0 |  |  |  |  | 1 | 1 | 1 | 1 | 1 | [5 empty] | 10.5511 | 7.3061 | 570.7763 | 26826.484 | 684.9315 | 0.10526 | 0.090089 | 0.081187 | 0.073254 | 0.053589 | 0.10526 | 0.090089 | 0.081187 | 0.073254 | 0.053589 | 100000 | 100000 | 0 | 0 | 0
1271 |  |  |  | 9795.2055 |  |  |  |  | 5723.8136 | 6183.5961 | 6643.3786 | 7103.1611 | 7562.9436 | 34654.3267 | 33718.0859 | 32781.845 | 31845.6041 | 30909.3632 |  | 0 |  |  |  |  | 1 | 1 | 1 | 1 | 1 | [5 empty] | 11.2575 | 8.3054 | 570.7763 | 26826.484 | 684.9315 | 0.10342 | 0.089231 | 0.080331 | 0.072392 | 0.053466 | 0.10342 | 0.089231 | 0.080331 | 0.072392 | 0.053466 | 100000 | 100000 | 0 | 0 | 0
1272 |  |  |  | 9795.2055 |  |  |  |  | 4265.7662 | 4669.0112 | 5072.2562 | 5475.5012 | 5878.7462 | 26546.7999 | 25829.5966 | 25112.3932 | 24395.1899 | 23677.9865 |  | 0 |  |  |  |  | 1 | 1 | 1 | 1 | 1 | [5 empty] | 10.7824 | 8.2264 | 570.7763 | 26826.484 | 684.9315 | 0.10221 | 0.088805 | 0.079732 | 0.071914 | 0.052937 | 0.10221 | 0.088805 | 0.079732 | 0.071914 | 0.052937 | 100000 | 100000 | 0 | 0 | 0
1273 |  |  |  | 9795.2055 |  |  |  |  | 3205.5066 | 3404.8741 | 3604.2416 | 3803.6091 | 4002.9766 | 21775.0667 | 21186.7792 | 20598.4917 | 20010.2042 | 19421.9167 |  | 0 |  |  |  |  | 1 | 1 | 1 | 1 | 1 | [5 empty] | 11.2997 | 8.0002 | 570.7763 | 26826.484 | 684.9315 | 0.10224 | 0.088515 | 0.079478 | 0.071734 | 0.052912 | 0.10224 | 0.088515 | 0.079478 | 0.071734 | 0.052912 | 100000 | 100000 | 0 | 0 | 0
1274 |  |  |  | 9795.2055 |  |  |  |  | 2283.7563 | 2384.4013 | 2485.0463 | 2585.6913 | 2686.3363 | 22876.2798 | 22258.2413 | 21640.2028 | 21022.1643 | 20404.1258 |  | 0 |  |  |  |  | 1 | 1 | 1 | 1 | 1 | [5 empty] | 11.9895 | 9.1476 | 570.7763 | 26826.484 | 684.9315 | 0.10232 | 0.088884 | 0.079845 | 0.071862 | 0.053061 | 0.10232 | 0.088884 | 0.079845 | 0.071862 | 0.053061 | 100000 | 100000 | 0 | 0 | 0
1275 |  |  |  | 9795.2055 |  |  |  |  | 1726.4707 | 1777.6182 | 1828.7657 | 1879.9132 | 1931.0607 | 23235.1898 | 22607.4548 | 21979.7197 | 21351.9847 | 20724.2497 |  | 0 |  |  |  |  | 1 | 1 | 1 | 1 | 1 | [5 empty] | 12.2757 | 10.0673 | 570.7763 | 26826.484 | 684.9315 | 0.10232 | 0.088992 | 0.079982 | 0.071882 | 0.053081 | 0.10232 | 0.088992 | 0.079982 | 0.071882 | 0.053081 | 100000 | 100000 | 0 | 0 | 0
1276 |  |  |  | 9795.2055 |  |  |  |  | 1617.2427 | 1659.0402 | 1700.8377 | 1742.6352 | 1784.4327 | 25246.2504 | 24564.1835 | 23882.1165 | 23200.0495 | 22517.9825 |  | 0 |  |  |  |  | 1 | 1 | 1 | 1 | 1 | [5 empty] | 12.6869 | 9.6335 | 570.7763 | 26826.484 | 684.9315 | 0.098226 | 0.084444 | 0.075963 | 0.068958 | 0.052086 | 0.098226 | 0.084444 | 0.075963 | 0.068958 | 0.052086 | 100000 | 100000 | 0 | 0 | 0
1277 |  |  |  | 9795.2055 |  |  |  |  | 1825.6675 | 1867.6025 | 1909.5375 | 1951.4725 | 1993.4075 | 29730.3757 | 28927.163 | 28123.9504 | 27320.7377 | 26517.5251 |  | 0 |  |  |  |  | 1 | 1 | 1 | 1 | 1 | [5 empty] | 11.9857 | 9.6232 | 570.7763 | 26826.484 | 684.9315 | 0.099741 | 0.085931 | 0.076118 | 0.068942 | 0.05223 | 0.099741 | 0.085931 | 0.076118 | 0.068942 | 0.05223 | 100000 | 100000 | 0 | 0 | 0
1278 |  |  |  | 9795.2055 |  |  |  |  | 2664.9396 | 2706.5996 | 2748.2596 | 2789.9196 | 2831.5796 | 43645.4173 | 42466.268 | 41287.1188 | 40107.9695 | 38928.8202 |  | 0 |  |  |  |  | 1 | 1 | 1 | 1 | 1 | [5 empty] | 10.8199 | 9.1115 | 570.7763 | 26826.484 | 684.9315 | 0.10255 | 0.087663 | 0.077507 | 0.070165 | 0.053166 | 0.10255 | 0.087663 | 0.077507 | 0.070165 | 0.053166 | 100000 | 100000 | 0 | 0 | 0
1279 |  |  |  | 9795.2055 |  |  |  |  | 4181.8709 | 4221.8809 | 4261.8909 | 4301.9009 | 4341.9109 | 51621.5077 | 50226.8719 | 48832.2361 | 47437.6002 | 46042.9644 |  | 0 |  |  |  |  | 1 | 1 | 1 | 1 | 1 | [5 empty] | 9.9115 | 8.5023 | 570.7763 | 26826.484 | 684.9315 | 0.10904 | 0.098692 | 0.086813 | 0.083484 | 0.05869 | 0.10904 | 0.098692 | 0.086813 | 0.083484 | 0.05869 | 100000 | 100000 | 0 | 0 | 0
1280 |  |  |  | 9795.2055 |  |  |  |  | 5469.2006 | 5511.1356 | 5553.0706 | 5595.0056 | 5636.9406 | 48581.359 | 47268.8576 | 45956.3561 | 44643.8546 | 43331.3532 |  | 0.00166 |  |  |  |  | 1 | 1 | 1 | 1 | 1 | [5 empty] | 10.2856 | 8.8067 | 570.7763 | 26826.484 | 684.9315 | 0.11196 | 0.1061 | 0.093492 | 0.10821 | 0.063736 | 0.11196 | 0.1061 | 0.093492 | 0.10821 | 0.063736 | 100000 | 100000 | 0 | 0 | 0
1281 |  |  |  | 9795.2055 |  |  |  |  | 4631.0431 | 4680.8706 | 4730.6981 | 4780.5256 | 4830.3531 | 46446.5586 | 45191.7321 | 43936.9056 | 42682.0791 | 41427.2526 |  | 0.15573 |  |  |  |  | 1 | 1 | 1 | 1 | 1 | [5 empty] | 10.4335 | 8.6019 | 570.7763 | 26826.484 | 684.9315 | 0.11082 | 0.1045 | 0.091999 | 0.093544 | 0.060088 | 0.11082 | 0.1045 | 0.091999 | 0.093544 | 0.060088 | 100000 | 100000 | 0 | 0 | 0
1282 |  |  |  | 9795.2055 |  |  |  |  | 4107.1947 | 4182.1847 | 4257.1747 | 4332.1647 | 4407.1547 | 45094.0287 | 43875.743 | 42657.4572 | 41439.1714 | 40220.8856 |  | 0.08722 |  |  |  |  | 1 | 1 | 1 | 1 | 1 | [5 empty] | 9.4941 | 7.2237 | 570.7763 | 26826.484 | 684.9315 | 0.10959 | 0.10353 | 0.089544 | 0.087776 | 0.0593 | 0.10959 | 0.10353 | 0.089544 | 0.087776 | 0.0593 | 100000 | 100000 | 0 | 0 | 0
1283 |  |  |  | 9795.2055 |  |  |  |  | 4180.7564 | 4289.7889 | 4398.8214 | 4507.8539 | 4616.8864 | 43500.5051 | 42325.2708 | 41150.0366 | 39974.8024 | 38799.5681 |  | 0.11291 |  |  |  |  | 1 | 1 | 1 | 1 | 1 | [5 empty] | 8.2572 | 6.9759 | 570.7763 | 26826.484 | 684.9315 | 0.10975 | 0.1037 | 0.089965 | 0.08736 | 0.059905 | 0.10975 | 0.1037 | 0.089965 | 0.08736 | 0.059905 | 100000 | 100000 | 0 | 0 | 0
1284 |  |  |  | 9795.2055 |  |  |  |  | 4833.895 | 4999.4375 | 5164.98 | 5330.5225 | 5496.065 | 41671.1491 | 40545.3378 | 39419.5264 | 38293.7151 | 37167.9038 |  | 0.1187 |  |  |  |  | 1 | 1 | 1 | 1 | 1 | [5 empty] | 9.0753 | 5.851 | 570.7763 | 26826.484 | 684.9315 | 0.11032 | 0.10471 | 0.09005 | 0.086844 | 0.059903 | 0.11032 | 0.10471 | 0.09005 | 0.086844 | 0.059903 | 100000 | 100000 | 0 | 0 | 0
1285 |  |  |  | 9795.2055 |  |  |  |  | 4663.3657 | 4866.1707 | 5068.9757 | 5271.7807 | 5474.5857 | 41080.9061 | 39971.0411 | 38861.1761 | 37751.3111 | 36641.4461 |  | 0.02651 |  |  |  |  | 1 | 1 | 1 | 1 | 1 | [5 empty] | 9.848 | 5.8741 | 570.7763 | 26826.484 | 684.9315 | 0.11102 | 0.10503 | 0.090759 | 0.088276 | 0.060333 | 0.11102 | 0.10503 | 0.090759 | 0.088276 | 0.060333 | 100000 | 100000 | 0 | 0 | 0
1286 |  |  |  | 9795.2055 |  |  |  |  | 4653.3345 | 4926.1245 | 5198.9145 | 5471.7045 | 5744.4945 | 40692.3515 | 39592.9839 | 38493.6164 | 37394.2488 | 36294.8812 |  | 0.20407 |  |  |  |  | 1 | 1 | 1 | 1 | 1 | [5 empty] | 8.787 | 5.2917 | 570.7763 | 26826.484 | 684.9315 | 0.11129 | 0.1062 | 0.090944 | 0.089365 | 0.060574 | 0.11129 | 0.1062 | 0.090944 | 0.089365 | 0.060574 | 100000 | 100000 | 0 | 0 | 0
1287 |  |  |  | 9795.2055 |  |  |  |  | 4634.3868 | 4959.3418 | 5284.2968 | 5609.2518 | 5934.2068 | 41149.8561 | 40038.1283 | 38926.4005 | 37814.6727 | 36702.9449 |  | 0.20424 |  |  |  |  | 1 | 1 | 1 | 1 | 1 | [5 empty] | 9.4995 | 4.8502 | 570.7763 | 26826.484 | 684.9315 | 0.11217 | 0.10824 | 0.093363 | 0.094426 | 0.061298 | 0.11217 | 0.10824 | 0.093363 | 0.094426 | 0.061298 | 100000 | 100000 | 0 | 0 | 0
1288 |  |  |  | 9795.2055 |  |  |  |  | 4357.9732 | 4788.3857 | 5218.7982 | 5649.2107 | 6079.6232 | 41794.2267 | 40665.0903 | 39535.9538 | 38406.8174 | 37277.6809 |  | 0.31093 |  |  |  |  | 1 | 1 | 1 | 1 | 1 | [5 empty] | 10.2835 | 4.9217 | 570.7763 | 26826.484 | 684.9315 | 0.11327 | 0.11138 | 0.095066 | 0.11903 | 0.062598 | 0.11327 | 0.11138 | 0.095066 | 0.11903 | 0.062598 | 100000 | 100000 | 0 | 0 | 0
1289 |  |  |  | 9795.2055 |  |  |  |  | 4711.2922 | 5363.0172 | 6014.7422 | 6666.4672 | 7318.1922 | 44164.8595 | 42971.6767 | 41778.4939 | 40585.3111 | 39392.1283 |  | 0.05572 |  |  |  |  | 1 | 1 | 1 | 1 | 1 | [5 empty] | 12.3904 | 5.1717 | 570.7763 | 26826.484 | 684.9315 | 0.11395 | 0.11442 | 0.099007 | 0.13373 | 0.074472 | 0.11395 | 0.11442 | 0.099007 | 0.13373 | 0.074472 | 100000 | 100000 | 0 | 0 | 0
1290 |  |  |  | 9795.2055 |  |  |  |  | 6421.0444 | 7204.7635 | 7988.4827 | 8772.2019 | 9555.921 | 45891.1216 | 44651.3012 | 43411.4807 | 42171.6602 | 40931.8397 |  | 0 |  |  |  |  | 1 | 1 | 1 | 1 | 1 | [5 empty] | 10.0725 | 5.4364 | 570.7763 | 26826.484 | 684.9315 | 0.1147 | 0.11727 | 0.099264 | 0.1353 | 0.074829 | 0.1147 | 0.11727 | 0.099264 | 0.1353 | 0.074829 | 100000 | 100000 | 0 | 0 | 0
1291 |  |  |  | 9795.2055 |  |  |  |  | 7516.6678 | 8349.8853 | 9183.1028 | 10016.3203 | 10849.5378 | 46633.4247 | 45373.5498 | 44113.6748 | 42853.7998 | 41593.9248 |  | 0 |  |  |  |  | 1 | 1 | 1 | 1 | 1 | [5 empty] | 10.1366 | 5.4869 | 570.7763 | 26826.484 | 684.9315 | 0.11552 | 0.117 | 0.099687 | 0.13461 | 0.074917 | 0.11552 | 0.117 | 0.099687 | 0.13461 | 0.074917 | 100000 | 100000 | 0 | 0 | 0
1292 |  |  |  | 9795.2055 |  |  |  |  | 7890.0491 | 8696.5383 | 9503.0274 | 10309.5166 | 11116.0058 | 46633.4247 | 45373.5498 | 44113.6748 | 42853.7998 | 41593.9248 |  | 0 |  |  |  |  | 1 | 1 | 1 | 1 | 1 | [5 empty] | 9.2999 | 6.3308 | 570.7763 | 26826.484 | 684.9315 | 0.11471 | 0.113 | 0.095231 | 0.12438 | 0.065078 | 0.11471 | 0.11301 | 0.095231 | 0.12438 | 0.065078 | 100000 | 100000 | 0 | 0 | 0
1293 |  |  |  | 9795.2055 |  |  |  |  | 7000.6213 | 7615.0572 | 8229.493 | 8843.9288 | 9458.3647 | 45335.0226 | 44110.226 | 42885.4294 | 41660.6328 | 40435.8362 |  | 0 |  |  |  |  | 1 | 1 | 1 | 1 | 1 | [5 empty] | 8.4478 | 6.6737 | 570.7763 | 26826.484 | 684.9315 | 0.1126 | 0.1108 | 0.093564 | 0.12163 | 0.063138 | 0.1126 | 0.1108 | 0.093564 | 0.12163 | 0.063138 | 100000 | 100000 | 0 | 0 | 0
1294 |  |  |  | 9795.2055 |  |  |  |  | 5946.237 | 6459.2295 | 6972.222 | 7485.2145 | 7998.207 | 41041.6007 | 39932.7976 | 38823.9945 | 37715.1914 | 36606.3883 |  | 0 |  |  |  |  | 1 | 1 | 1 | 1 | 1 | [5 empty] | 8.4373 | 8.3549 | 570.7763 | 26826.484 | 684.9315 | 0.11051 | 0.10412 | 0.090648 | 0.10971 | 0.060574 | 0.11051 | 0.10412 | 0.090648 | 0.10971 | 0.060574 | 100000 | 100000 | 0 | 0 | 0
1295 |  |  |  | 9795.2055 |  |  |  |  | 5709.948 | 6159.143 | 6608.338 | 7057.533 | 7506.728 | 32035.8957 | 31170.3958 | 30304.896 | 29439.3961 | 28573.8962 |  | 0 |  |  |  |  | 1 | 1 | 1 | 1 | 1 | [5 empty] | 8.7936 | 8.7387 | 570.7763 | 26826.484 | 684.9315 | 0.10913 | 0.098847 | 0.083217 | 0.093887 | 0.056239 | 0.10913 | 0.098847 | 0.083217 | 0.093887 | 0.056239 | 100000 | 100000 | 0 | 0 | 0
1296 |  |  |  | 9795.2055 |  |  |  |  | 4255.4326 | 4647.0451 | 5038.6576 | 5430.2701 | 5821.8826 | 24532.9298 | 23870.1343 | 23207.3388 | 22544.5433 | 21881.7478 |  | 0 |  |  |  |  | 1 | 1 | 1 | 1 | 1 | [5 empty] | 9.4251 | 9.8366 | 570.7763 | 26826.484 | 684.9315 | 0.10598 | 0.095342 | 0.081872 | 0.08954 | 0.055549 | 0.10598 | 0.095342 | 0.081872 | 0.08954 | 0.055549 | 100000 | 100000 | 0 | 0 | 0
1297 |  |  |  | 9795.2055 |  |  |  |  | 3197.5873 | 3405.8923 | 3614.1973 | 3822.5023 | 4030.8073 | 20060.9451 | 19518.9673 | 18976.9895 | 18435.0116 | 17893.0338 |  | 0 |  |  |  |  | 1 | 1 | 1 | 1 | 1 | [5 empty] | 7.8107 | 10.6075 | 570.7763 | 26826.484 | 684.9315 | 0.10595 | 0.095311 | 0.080577 | 0.084943 | 0.055466 | 0.10595 | 0.095311 | 0.080577 | 0.084943 | 0.055466 | 100000 | 100000 | 0 | 0 | 0
1298 |  |  |  | 9795.2055 |  |  |  |  | 2278.1142 | 2375.46 | 2472.8059 | 2570.1517 | 2667.4975 | 21078.4074 | 20508.9413 | 19939.4751 | 19370.0089 | 18800.5428 |  | 0 |  |  |  |  | 1 | 1 | 1 | 1 | 1 | [5 empty] | 8.5068 | 10.9568 | 570.7763 | 26826.484 | 684.9315 | 0.1059 | 0.094202 | 0.078667 | 0.08373 | 0.055063 | 0.1059 | 0.094202 | 0.078667 | 0.08373 | 0.055063 | 100000 | 100000 | 0 | 0 | 0
1299 |  |  |  | 9795.2055 |  |  |  |  | 1722.2054 | 1769.5579 | 1816.9104 | 1864.2629 | 1911.6154 | 21409.7282 | 20831.3109 | 20252.8936 | 19674.4763 | 19096.0589 |  | 0 |  |  |  |  | 1 | 1 | 1 | 1 | 1 | [5 empty] | 8.0406 | 11.0482 | 570.7763 | 26826.484 | 684.9315 | 0.10584 | 0.091874 | 0.074852 | 0.080839 | 0.054319 | 0.10584 | 0.091874 | 0.074852 | 0.080839 | 0.054319 | 100000 | 100000 | 0 | 0 | 0
1300 |  |  |  | 9795.2055 |  |  |  |  | 1613.2473 | 1654.4948 | 1695.7423 | 1736.9898 | 1778.2373 | 23264.5656 | 22636.0369 | 22007.5082 | 21378.9796 | 20750.4509 |  | 0 |  |  |  |  | 1 | 1 | 1 | 1 | 1 | [5 empty] | 7.4585 | 11.5212 | 570.7763 | 26826.484 | 684.9315 | 0.099317 | 0.078945 | 0.067954 | 0.071101 | 0.050764 | 0.099317 | 0.078945 | 0.067954 | 0.071101 | 0.050764 | 100000 | 100000 | 0 | 0 | 0
1301 |  |  |  | 9795.2055 |  |  |  |  | 1821.1572 | 1862.1297 | 1903.1022 | 1944.0747 | 1985.0472 | 27402.1192 | 26661.8081 | 25921.4969 | 25181.1858 | 24440.8746 |  | 0 |  |  |  |  | 1 | 1 | 1 | 1 | 1 | [5 empty] | 8.3754 | 12.276 | 570.7763 | 26826.484 | 684.9315 | 0.10013 | 0.077365 | 0.067634 | 0.07067 | 0.050448 | 0.10013 | 0.077364 | 0.067634 | 0.07067 | 0.050448 | 100000 | 100000 | 0 | 0 | 0
1302 |  |  |  | 9795.2055 |  |  |  |  | 2658.3558 | 2700.1533 | 2741.9508 | 2783.7483 | 2825.5458 | 40237.3054 | 39150.2316 | 38063.1578 | 36976.0841 | 35889.0103 |  | 0 |  |  |  |  | 1 | 1 | 1 | 1 | 1 | [5 empty] | 7.2917 | 12.2865 | 570.7763 | 26826.484 | 684.9315 | 0.10193 | 0.078963 | 0.069046 | 0.07172 | 0.051335 | 0.10193 | 0.078963 | 0.069046 | 0.07172 | 0.051335 | 100000 | 100000 | 0 | 0 | 0
1303 |  |  |  | 9795.2055 |  |  |  |  | 4171.5395 | 4213.062 | 4254.5845 | 4296.107 | 4337.6295 | 47543.3242 | 46258.8668 | 44974.4095 | 43689.9522 | 42405.4949 |  | 0 |  |  |  |  | 1 | 1 | 1 | 1 | 1 | [5 empty] | 5.9739 | 12.7729 | 570.7763 | 26826.484 | 684.9315 | 0.10454 | 0.082424 | 0.071969 | 0.076087 | 0.05239 | 0.10454 | 0.082424 | 0.071969 | 0.076086 | 0.05239 | 100000 | 100000 | 0 | 0 | 0
1304 |  |  |  | 9795.2055 |  |  |  |  | 5455.6888 | 5497.0738 | 5538.4588 | 5579.8438 | 5621.2288 | 44752.2321 | 43543.1805 | 42334.1289 | 41125.0772 | 39916.0256 |  | 0.00907 |  |  |  |  | 1 | 1 | 1 | 1 | 1 | [5 empty] | 5.6193 | 13.0388 | 570.7763 | 26826.484 | 684.9315 | 0.10498 | 0.086859 | 0.076672 | 0.080788 | 0.054343 | 0.10498 | 0.086859 | 0.076672 | 0.080788 | 0.054343 | 100000 | 100000 | 0 | 0 | 0
1305 |  |  |  | 9795.2055 |  |  |  |  | 4619.602 | 4667.2845 | 4714.967 | 4762.6495 | 4810.332 | 42790.6027 | 41634.5476 | 40478.4924 | 39322.4373 | 38166.3822 |  | 0.22443 |  |  |  |  | 1 | 1 | 1 | 1 | 1 | [5 empty] | 4.292 | 13.0751 | 570.7763 | 26826.484 | 684.9315 | 0.10374 | 0.08345 | 0.073254 | 0.065121 | 0.049436 | 0.10374 | 0.08345 | 0.073254 | 0.065121 | 0.049436 | 100000 | 100000 | 0 | 0 | 0
1306 |  |  |  | 9795.2055 |  |  |  |  | 4097.0478 | 4173.0278 | 4249.0078 | 4324.9878 | 4400.9678 | 41546.2901 | 40423.8521 | 39301.414 | 38178.9759 | 37056.5379 |  | 0.07616 |  |  |  |  | 1 | 1 | 1 | 1 | 1 | [5 empty] | 3.6482 | 13.0643 | 570.7763 | 26826.484 | 684.9315 | 0.097769 | 0.080009 | 0.058872 | 0.053078 | 0.046828 | 0.097769 | 0.080009 | 0.058872 | 0.053078 | 0.046828 | 100000 | 100000 | 0 | 0 | 0
1307 |  |  |  | 9795.2055 |  |  |  |  | 4170.4277 | 4277.6727 | 4384.9177 | 4492.1627 | 4599.4077 | 40080.2442 | 38997.4137 | 37914.5832 | 36831.7526 | 35748.9221 |  | 0.2262 |  |  |  |  | 1 | 1 | 1 | 1 | 1 | [5 empty] | 2.0206 | 13.5736 | 570.7763 | 26826.484 | 684.9315 | 0.093933 | 0.075074 | 0.056915 | 0.050537 | 0.046148 | 0.093933 | 0.075074 | 0.056915 | 0.050537 | 0.046148 | 100000 | 100000 | 0 | 0 | 0
1308 |  |  |  | 9795.2055 |  |  |  |  | 4821.9528 | 4987.4953 | 5153.0378 | 5318.5803 | 5484.1228 | 38395.0234 | 37357.7218 | 36320.4201 | 35283.1185 | 34245.8168 |  | 0.64866 |  |  |  |  | 1 | 1 | 1 | 1 | 1 | [5 empty] | 1.9913 | 13.4433 | 570.7763 | 26826.484 | 684.9315 | 0.09402 | 0.075893 | 0.056802 | 0.050643 | 0.04584 | 0.09402 | 0.075893 | 0.056802 | 0.050642 | 0.04584 | 100000 | 100000 | 0 | 0 | 0
1309 |  |  |  | 9795.2055 |  |  |  |  | 4651.8447 | 4862.8997 | 5073.9547 | 5285.0097 | 5496.0647 | 37852.4401 | 36829.7971 | 35807.1542 | 34784.5113 | 33761.8684 |  | 0.40104 |  |  |  |  | 1 | 1 | 1 | 1 | 1 | [5 empty] | 3.7076 | 12.3799 | 570.7763 | 26826.484 | 684.9315 | 0.094279 | 0.076907 | 0.057179 | 0.050875 | 0.045745 | 0.094279 | 0.076907 | 0.057179 | 0.050875 | 0.045745 | 100000 | 100000 | 0 | 0 | 0
1310 |  |  |  | 9795.2055 |  |  |  |  | 4641.8384 | 4899.6684 | 5157.4984 | 5415.3284 | 5673.1584 | 37495.0609 | 36482.0731 | 35469.0854 | 34456.0976 | 33443.1098 |  | 0.38671 |  |  |  |  | 1 | 1 | 1 | 1 | 1 | [5 empty] | 4.5744 | 10.9498 | 570.7763 | 26826.484 | 684.9315 | 0.094575 | 0.077536 | 0.057514 | 0.051082 | 0.045728 | 0.094575 | 0.077536 | 0.057514 | 0.051082 | 0.045728 | 100000 | 100000 | 0 | 0 | 0
1311 |  |  |  | 9795.2055 |  |  |  |  | 4622.9375 | 4938.24 | 5253.5425 | 5568.845 | 5884.1475 | 37915.0276 | 36890.6938 | 35866.36 | 34842.0261 | 33817.6923 |  | 0.13963 |  |  |  |  | 1 | 1 | 1 | 1 | 1 | [5 empty] | 8.0963 | 10.8445 | 570.7763 | 26826.484 | 684.9315 | 0.095614 | 0.078543 | 0.057897 | 0.051352 | 0.045927 | 0.095614 | 0.078543 | 0.057897 | 0.051352 | 0.045927 | 100000 | 100000 | 0 | 0 | 0
1312 |  |  |  | 9795.2055 |  |  |  |  | 4347.2067 | 4780.4792 | 5213.7517 | 5647.0242 | 6080.2967 | 38507.1693 | 37466.8379 | 36426.5064 | 35386.175 | 34345.8435 |  | 0.33933 |  |  |  |  | 1 | 1 | 1 | 1 | 1 | [5 empty] | 9.6857 | 10.9777 | 570.7763 | 26826.484 | 684.9315 | 0.10446 | 0.088292 | 0.059694 | 0.053308 | 0.049401 | 0.10446 | 0.088292 | 0.059694 | 0.053308 | 0.049401 | 100000 | 100000 | 0 | 0 | 0
1313 |  |  |  | 9795.2055 |  |  |  |  | 4699.6529 | 5322.5037 | 5945.3546 | 6568.2054 | 7191.0562 | 40687.9736 | 39588.7243 | 38489.475 | 37390.2257 | 36290.9764 |  | 0.11779 |  |  |  |  | 1 | 1 | 1 | 1 | 1 | [5 empty] | 9.119 | 11.9223 | 570.7763 | 26826.484 | 684.9315 | 0.10712 | 0.095213 | 0.073288 | 0.090061 | 0.053475 | 0.10712 | 0.095213 | 0.073288 | 0.090061 | 0.053475 | 100000 | 100000 | 0 | 0 | 0
1314 |  |  |  | 9795.2055 |  |  |  |  | 6405.181 | 7183.676 | 7962.171 | 8740.666 | 9519.161 | 42276.6362 | 41134.4666 | 39992.2971 | 38850.1276 | 37707.9581 |  | 0 |  |  |  |  | 1 | 1 | 1 | 1 | 1 | [5 empty] | 11.105 | 12.0163 | 570.7763 | 26826.484 | 684.9315 | 0.10771 | 0.10016 | 0.083255 | 0.099358 | 0.054048 | 0.10771 | 0.10016 | 0.083255 | 0.099358 | 0.054048 | 100000 | 100000 | 0 | 0 | 0
1315 |  |  |  | 9795.2055 |  |  |  |  | 7498.0977 | 8309.3161 | 9120.5344 | 9931.7527 | 10742.9711 | 42962.7777 | 41802.071 | 40641.3643 | 39480.6576 | 38319.9509 |  | 0 |  |  |  |  | 1 | 1 | 1 | 1 | 1 | [5 empty] | 11.0151 | 11.7095 | 570.7763 | 26826.484 | 684.9315 | 0.10749 | 0.09949 | 0.076481 | 0.087314 | 0.05359 | 0.10749 | 0.09949 | 0.076481 | 0.087314 | 0.05359 | 100000 | 100000 | 0 | 0 | 0
1316 |  |  |  | 9795.2055 |  |  |  |  | 7870.5566 | 8646.0266 | 9421.4966 | 10196.9666 | 10972.4366 | 42962.7777 | 41802.071 | 40641.3643 | 39480.6576 | 38319.9509 |  | 0 |  |  |  |  | 1 | 1 | 1 | 1 | 1 | [5 empty] | 11.7747 | 11.4323 | 570.7763 | 26826.484 | 684.9315 | 0.10677 | 0.096352 | 0.072127 | 0.072371 | 0.051698 | 0.10677 | 0.096352 | 0.072127 | 0.072371 | 0.051698 | 100000 | 100000 | 0 | 0 | 0
1317 |  |  |  | 9795.2055 |  |  |  |  | 6983.3262 | 7639.5604 | 8295.7945 | 8952.0287 | 9608.2629 | 41768.0235 | 40639.5949 | 39511.1664 | 38382.7379 | 37254.3093 |  | 0 |  |  |  |  | 1 | 1 | 1 | 1 | 1 | [5 empty] | 10.6771 | 11.2959 | 570.7763 | 26826.484 | 684.9315 | 0.10182 | 0.091715 | 0.067684 | 0.057697 | 0.047812 | 0.10182 | 0.091715 | 0.067684 | 0.057697 | 0.047812 | 100000 | 100000 | 0 | 0 | 0
1318 |  |  |  | 9795.2055 |  |  |  |  | 5931.5468 | 6480.2876 | 7029.0284 | 7577.7693 | 8126.5101 | 37815.9109 | 36794.2549 | 35772.5989 | 34750.9428 | 33729.2868 |  | 0 |  |  |  |  | 1 | 1 | 1 | 1 | 1 | [5 empty] | 9.9527 | 11.4551 | 570.7763 | 26826.484 | 684.9315 | 0.10062 | 0.08233 | 0.056415 | 0.052922 | 0.0471 | 0.10062 | 0.08233 | 0.056415 | 0.052922 | 0.0471 | 100000 | 100000 | 0 | 0 | 0
1319 |  |  |  | 9795.2055 |  |  |  |  | 5695.8414 | 6148.0606 | 6600.2798 | 7052.4989 | 7504.7181 | 29533.6021 | 28735.7056 | 27937.8091 | 27139.9126 | 26342.0161 |  | 0 |  |  |  |  | 1 | 1 | 1 | 1 | 1 | [5 empty] | 9.567 | 11.9263 | 570.7763 | 26826.484 | 684.9315 | 0.094671 | 0.070665 | 0.052142 | 0.048204 | 0.04586 | 0.094671 | 0.070665 | 0.052142 | 0.048204 | 0.04586 | 100000 | 100000 | 0 | 0 | 0
1320 |  |  |  | 9795.2055 |  |  |  |  | 4244.9195 | 4637.8245 | 5030.7295 | 5423.6345 | 5816.5395 | 22609.8363 | 21998.9962 | 21388.156 | 20777.3159 | 20166.4758 |  | 0 |  |  |  |  | 1 | 1 | 1 | 1 | 1 | [5 empty] | 9.6573 | 12.8465 | 570.7763 | 26826.484 | 684.9315 | 0.086603 | 0.069383 | 0.050731 | 0.048056 | 0.04573 | 0.086603 | 0.069383 | 0.050731 | 0.048056 | 0.04573 | 100000 | 100000 | 0 | 0 | 0
1321 |  |  |  | 9795.2055 |  |  |  |  | 3189.5366 | 3404.7158 | 3619.895 | 3835.0741 | 4050.2533 | 19683.7884 | 19152.0001 | 18620.2117 | 18088.4234 | 17556.635 |  | 0 |  |  |  |  | 1 | 1 | 1 | 1 | 1 | [5 empty] | 10.9336 | 10.7513 | 570.7763 | 26826.484 | 684.9315 | 0.08617 | 0.068824 | 0.051136 | 0.048141 | 0.045771 | 0.08617 | 0.068824 | 0.051136 | 0.048141 | 0.045771 | 100000 | 100000 | 0 | 0 | 0
1322 |  |  |  | 9795.2055 |  |  |  |  | 2272.3785 | 2373.6835 | 2474.9885 | 2576.2935 | 2677.5985 | 20682.7444 | 20123.9677 | 19565.191 | 19006.4143 | 18447.6376 |  | 0 |  |  |  |  | 1 | 1 | 1 | 1 | 1 | [5 empty] | 11.5585 | 10.3604 | 570.7763 | 26826.484 | 684.9315 | 0.086718 | 0.070288 | 0.052117 | 0.048376 | 0.045946 | 0.086718 | 0.070288 | 0.052117 | 0.048376 | 0.045946 | 100000 | 100000 | 0 | 0 | 0
1323 |  |  |  | 9795.2055 |  |  |  |  | 1717.8694 | 1765.5519 | 1813.2344 | 1860.9169 | 1908.5994 | 21007.977 | 20440.4136 | 19872.8502 | 19305.2868 | 18737.7235 |  | 0 |  |  |  |  | 1 | 1 | 1 | 1 | 1 | [5 empty] | 11.1924 | 10.811 | 570.7763 | 26826.484 | 684.9315 | 0.08587 | 0.069675 | 0.051579 | 0.048297 | 0.045899 | 0.08587 | 0.069675 | 0.051579 | 0.048297 | 0.045899 | 100000 | 100000 | 0 | 0 | 0
1324 |  |  |  | 9795.2055 |  |  |  |  | 1609.1856 | 1649.7456 | 1690.3056 | 1730.8656 | 1771.4256 | 22828.3847 | 22211.6402 | 21594.8956 | 20978.1511 | 20361.4065 |  | 0 |  |  |  |  | 1 | 1 | 1 | 1 | 1 | [5 empty] | 10.3063 | 11.296 | 570.7763 | 26826.484 | 684.9315 | 0.072323 | 0.029594 | 0.034634 | 0.045129 | 0.04448 | 0.072323 | 0.029594 | 0.034634 | 0.045129 | 0.04448 | 100000 | 100000 | 0 | 0 | 0
1325 |  |  |  | 9795.2055 |  |  |  |  | 1816.572 | 1857.132 | 1897.692 | 1938.252 | 1978.812 | 26889.5106 | 26163.0484 | 25436.5861 | 24710.1239 | 23983.6617 |  | 0 |  |  |  |  | 1 | 1 | 1 | 1 | 1 | [5 empty] | 10.2713 | 12.412 | 570.7763 | 26826.484 | 684.9315 | 0.069271 | 0.024666 | 0.034629 | 0.04505 | 0.044111 | 0.069271 | 0.024666 | 0.034629 | 0.04505 | 0.044111 | 100000 | 100000 | 0 | 0 | 0
1326 |  |  |  | 9795.2055 |  |  |  |  | 2651.6628 | 2694.0103 | 2736.3578 | 2778.7053 | 2821.0528 | 39486.6809 | 38419.8864 | 37353.0919 | 36286.2974 | 35219.5029 |  | 0 |  |  |  |  | 1 | 1 | 1 | 1 | 1 | [5 empty] | 11.5051 | 13.3162 | 570.7763 | 26826.484 | 684.9315 | 0.070332 | 0.024421 | 0.034676 | 0.045565 | 0.044837 | 0.070332 | 0.02442 | 0.034676 | 0.045565 | 0.044837 | 100000 | 100000 | 0 | 0 | 0
1327 |  |  |  | 9795.2055 |  |  |  |  | 4161.0367 | 4202.4217 | 4243.8067 | 4285.1917 | 4326.5767 | 46646.3953 | 45386.1699 | 44125.9445 | 42865.7191 | 41605.4937 |  | 0 |  |  |  |  | 1 | 1 | 1 | 1 | 1 | [5 empty] | 11.2191 | 13.1747 | 570.7763 | 26826.484 | 684.9315 | 0.079141 | 0.026364 | 0.03582 | 0.046283 | 0.045145 | 0.079141 | 0.026364 | 0.03582 | 0.046283 | 0.045145 | 100000 | 100000 | 0 | 0 | 0
1328 |  |  |  | 9795.2055 |  |  |  |  | 5441.9528 | 5482.9253 | 5523.8978 | 5564.8703 | 5605.8428 | 43909.8419 | 42723.5488 | 41537.2557 | 40350.9626 | 39164.6694 |  | 0.12068 |  |  |  |  | 1 | 1 | 1 | 1 | 1 | [5 empty] | 10.0096 | 13.455 | 570.7763 | 26826.484 | 684.9315 | 0.081908 | 0.033845 | 0.037719 | 0.047391 | 0.045225 | 0.081908 | 0.033845 | 0.037719 | 0.047391 | 0.045225 | 100000 | 100000 | 0 | 0 | 0
1329 |  |  |  | 9795.2055 |  |  |  |  | 4607.9711 | 4658.4586 | 4708.9461 | 4759.4336 | 4809.9211 | 41986.178 | 40851.8556 | 39717.5333 | 38583.211 | 37448.8887 |  | 0.29637 |  |  |  |  | 1 | 1 | 1 | 1 | 1 | [5 empty] | 8.8804 | 13.7524 | 570.7763 | 26826.484 | 684.9315 | 0.078245 | 0.030474 | 0.033913 | 0.04407 | 0.044813 | 0.078245 | 0.030474 | 0.033913 | 0.04407 | 0.044813 | 100000 | 100000 | 0 | 0 | 0
1330 |  |  |  | 9795.2055 |  |  |  |  | 4086.7325 | 4160.485 | 4234.2375 | 4307.99 | 4381.7425 | 40765.6296 | 39664.2823 | 38562.935 | 37461.5877 | 36360.2404 |  | 0.57229 |  |  |  |  | 1 | 1 | 1 | 1 | 1 | [5 empty] | 6.7768 | 13.7083 | 570.7763 | 26826.484 | 684.9315 | 0.075454 | 0.0068184 | 0.021993 | 0.035558 | 0.041789 | 0.075454 | 0.0068184 | 0.021993 | 0.035558 | 0.041789 | 100000 | 100000 | 0 | 0 | 0
1331 |  |  |  | 9795.2055 |  |  |  |  | 4159.9277 | 4266.4577 | 4372.9877 | 4479.5177 | 4586.0477 | 39327.5779 | 38265.0818 | 37202.5857 | 36140.0897 | 35077.5936 |  | 0.60995 |  |  |  |  | 1 | 1 | 1 | 1 | 1 | [5 empty] | 6.4255 | 12.7688 | 570.7763 | 26826.484 | 684.9315 | 0.07416 | 0.0068173 | 0.021914 | 0.035116 | 0.041575 | 0.07416 | 0.0068173 | 0.021914 | 0.035116 | 0.041575 | 100000 | 100000 | 0 | 0 | 0
1332 |  |  |  | 9795.2055 |  |  |  |  | 4809.8124 | 4975.9057 | 5141.9991 | 5308.0924 | 5474.1857 | 37674.0676 | 36656.2437 | 35638.4198 | 34620.5959 | 33602.772 |  | 0.73416 |  |  |  |  | 1 | 1 | 1 | 1 | 1 | [5 empty] | 7.3713 | 11.9269 | 570.7763 | 26826.484 | 684.9315 | 0.074204 | 0.0068214 | 0.021899 | 0.034987 | 0.041815 | 0.074204 | 0.0068214 | 0.021899 | 0.034987 | 0.041815 | 100000 | 100000 | 0 | 0 | 0
1333 |  |  |  | 9795.2055 |  |  |  |  | 4640.1326 | 4849.8126 | 5059.4926 | 5269.1726 | 5478.8526 | 37141.9387 | 36138.4911 | 35135.0434 | 34131.5958 | 33128.1482 |  | 0.51069 |  |  |  |  | 1 | 1 | 1 | 1 | 1 | [5 empty] | 8.8855 | 11.9098 | 570.7763 | 26826.484 | 684.9315 | 0.074218 | 0.0068253 | 0.02217 | 0.035256 | 0.041918 | 0.074218 | 0.0068253 | 0.02217 | 0.035256 | 0.041918 | 100000 | 100000 | 0 | 0 | 0
1334 |  |  |  | 9795.2055 |  |  |  |  | 4630.1514 | 4903.8206 | 5177.4898 | 5451.1589 | 5724.8281 | 36791.4032 | 35797.4259 | 34803.4485 | 33809.4712 | 32815.4938 |  | 0.30992 |  |  |  |  | 1 | 1 | 1 | 1 | 1 | [5 empty] | 9.5398 | 11.1887 | 570.7763 | 26826.484 | 684.9315 | 0.07619 | 0.02319 | 0.026222 | 0.036666 | 0.04242 | 0.07619 | 0.02319 | 0.026222 | 0.036666 | 0.04242 | 100000 | 100000 | 0 | 0 | 0
1335 |  |  |  | 9795.2055 |  |  |  |  | 4611.2981 | 4933.0356 | 5254.7731 | 5576.5106 | 5898.2481 | 37203.1514 | 36198.05 | 35192.9486 | 34187.8472 | 33182.7459 |  | 0.09041 |  |  |  |  | 1 | 1 | 1 | 1 | 1 | [5 empty] | 9.258 | 11.2185 | 570.7763 | 26826.484 | 684.9315 | 0.083656 | 0.039833 | 0.038444 | 0.044971 | 0.04359 | 0.083656 | 0.039833 | 0.038444 | 0.044971 | 0.04359 | 100000 | 100000 | 0 | 0 | 0
1336 |  |  |  | 9795.2055 |  |  |  |  | 4336.2616 | 4759.5249 | 5182.7882 | 5606.0516 | 6029.3149 | 37783.8415 | 36763.0519 | 35742.2623 | 34721.4726 | 33700.683 |  | 0.05603 |  |  |  |  | 1 | 1 | 1 | 1 | 1 | [5 empty] | 9.4639 | 11.4759 | 570.7763 | 26826.484 | 684.9315 | 0.090237 | 0.047136 | 0.041646 | 0.04709 | 0.045113 | 0.090237 | 0.047136 | 0.041646 | 0.04709 | 0.045113 | 100000 | 100000 | 0 | 0 | 0
1337 |  |  |  | 9795.2055 |  |  |  |  | 4687.8204 | 5304.4837 | 5921.147 | 6537.8104 | 7154.4737 | 39922.9641 | 38844.3827 | 37765.8014 | 36687.22 | 35608.6386 |  | 0.01395 |  |  |  |  | 1 | 1 | 1 | 1 | 1 | [5 empty] | 11.0362 | 13.1395 | 570.7763 | 26826.484 | 684.9315 | 0.095889 | 0.06009 | 0.044674 | 0.048906 | 0.045997 | 0.095889 | 0.06009 | 0.044674 | 0.048906 | 0.045997 | 100000 | 100000 | 0 | 0 | 0
1338 |  |  |  | 9795.2055 |  |  |  |  | 6389.0545 | 7172.7736 | 7956.4928 | 8740.212 | 9523.9311 | 41481.3965 | 40360.7117 | 39240.0268 | 38119.3419 | 36998.6571 |  | 0 |  |  |  |  | 1 | 1 | 1 | 1 | 1 | [5 empty] | 11.0042 | 11.7129 | 570.7763 | 26826.484 | 684.9315 | 0.09806 | 0.075452 | 0.04833 | 0.050362 | 0.046855 | 0.09806 | 0.075452 | 0.04833 | 0.050362 | 0.046855 | 100000 | 100000 | 0 | 0 | 0
1339 |  |  |  | 9795.2055 |  |  |  |  | 7479.2194 | 8282.1878 | 9085.1561 | 9888.1244 | 10691.0928 | 42155.12 | 41016.2334 | 39877.3469 | 38738.4603 | 37599.5738 |  | 0 |  |  |  |  | 1 | 1 | 1 | 1 | 1 | [5 empty] | 10.7807 | 11.2139 | 570.7763 | 26826.484 | 684.9315 | 0.098481 | 0.077909 | 0.046383 | 0.050107 | 0.046193 | 0.098481 | 0.07791 | 0.046383 | 0.050107 | 0.046193 | 100000 | 100000 | 0 | 0 | 0
1340 |  |  |  | 9795.2055 |  |  |  |  | 7850.7406 | 8602.9456 | 9355.1506 | 10107.3556 | 10859.5606 | 42155.12 | 41016.2334 | 39877.3469 | 38738.4603 | 37599.5738 |  | 0 |  |  |  |  | 1 | 1 | 1 | 1 | 1 | [5 empty] | 10.2561 | 11.7241 | 570.7763 | 26826.484 | 684.9315 | 0.096986 | 0.059774 | 0.044768 | 0.048643 | 0.045995 | 0.096986 | 0.059774 | 0.044768 | 0.048643 | 0.045995 | 100000 | 100000 | 0 | 0 | 0
1341 |  |  |  | 9795.2055 |  |  |  |  | 6965.744 | 7588.5398 | 8211.3356 | 8834.1315 | 9456.9273 | 40983.1328 | 39875.9093 | 38768.6858 | 37661.4623 | 36554.2388 |  | 0 |  |  |  |  | 1 | 1 | 1 | 1 | 1 | [5 empty] | 10.2236 | 9.8273 | 570.7763 | 26826.484 | 684.9315 | 0.094314 | 0.047149 | 0.042772 | 0.047589 | 0.045345 | 0.094314 | 0.047149 | 0.042772 | 0.047589 | 0.045345 | 100000 | 100000 | 0 | 0 | 0
1342 |  |  |  | 9795.2055 |  |  |  |  | 5916.6127 | 6465.3535 | 7014.0943 | 7562.8352 | 8111.576 | 37106.0289 | 36103.5514 | 35101.074 | 34098.5965 | 33096.1191 |  | 0 |  |  |  |  | 1 | 1 | 1 | 1 | 1 | [5 empty] | 9.4511 | 9.3344 | 570.7763 | 26826.484 | 684.9315 | 0.092947 | 0.047068 | 0.041983 | 0.047586 | 0.045107 | 0.092947 | 0.047068 | 0.041983 | 0.047586 | 0.045107 | 100000 | 100000 | 0 | 0 | 0
1343 |  |  |  | 9795.2055 |  |  |  |  | 5681.5008 | 6129.1833 | 6576.8658 | 7024.5483 | 7472.2308 | 28982.5004 | 28199.4928 | 27416.4852 | 26633.4776 | 25850.47 |  | 0 |  |  |  |  | 1 | 1 | 1 | 1 | 1 | [5 empty] | 8.9681 | 10.7296 | 570.7763 | 26826.484 | 684.9315 | 0.091226 | 0.046352 | 0.041393 | 0.047285 | 0.045019 | 0.091226 | 0.046352 | 0.041393 | 0.047285 | 0.045019 | 100000 | 100000 | 0 | 0 | 0
1344 |  |  |  | 9795.2055 |  |  |  |  | 4234.2319 | 4627.1369 | 5020.0419 | 5412.9469 | 5805.8519 | 22186.4819 | 21587.0793 | 20987.6768 | 20388.2743 | 19788.8717 |  | 0 |  |  |  |  | 1 | 1 | 1 | 1 | 1 | [5 empty] | 12.4875 | 11.2556 | 570.7763 | 26826.484 | 684.9315 | 0.085154 | 0.046281 | 0.041378 | 0.046929 | 0.044983 | 0.085154 | 0.046281 | 0.041378 | 0.046929 | 0.044983 | 100000 | 100000 | 0 | 0 | 0
1345 |  |  |  | 9795.2055 |  |  |  |  | 3181.3583 | 3388.2883 | 3595.2183 | 3802.1483 | 4009.0783 | 19606.5397 | 19076.8384 | 18547.137 | 18017.4356 | 17487.7343 |  | 0 |  |  |  |  | 1 | 1 | 1 | 1 | 1 | [5 empty] | 12.2877 | 12.9842 | 570.7763 | 26826.484 | 684.9315 | 0.084974 | 0.04606 | 0.041373 | 0.046886 | 0.044977 | 0.084974 | 0.04606 | 0.041373 | 0.046886 | 0.044977 | 100000 | 100000 | 0 | 0 | 0
1346 |  |  |  | 9795.2055 |  |  |  |  | 2266.5518 | 2361.5877 | 2456.6235 | 2551.6593 | 2646.6952 | 20601.7018 | 20045.1146 | 19488.5274 | 18931.9402 | 18375.3529 |  | 0 |  |  |  |  | 1 | 1 | 1 | 1 | 1 | [5 empty] | 10.5008 | 13.3797 | 570.7763 | 26826.484 | 684.9315 | 0.084784 | 0.045783 | 0.041302 | 0.046829 | 0.044926 | 0.084784 | 0.045783 | 0.041302 | 0.046829 | 0.044926 | 100000 | 100000 | 0 | 0 | 0
1347 |  |  |  | 9795.2055 |  |  |  |  | 1713.4645 | 1763.952 | 1814.4395 | 1864.927 | 1915.4145 | 20925.6866 | 20360.3465 | 19795.0063 | 19229.6661 | 18664.3259 |  | 0 |  |  |  |  | 1 | 1 | 1 | 1 | 1 | [5 empty] | 12.168 | 13.8455 | 570.7763 | 26826.484 | 684.9315 | 0.084604 | 0.045581 | 0.041223 | 0.046761 | 0.044876 | 0.084604 | 0.045581 | 0.041223 | 0.046761 | 0.044876 | 100000 | 100000 | 0 | 0 | 0
1348 |  |  |  | 9795.2055 |  |  |  |  | 1605.0594 | 1645.8944 | 1686.7294 | 1727.5644 | 1768.3994 | 22739.0401 | 22124.7093 | 21510.3786 | 20896.0478 | 20281.717 |  | 0 |  |  |  |  | 1 | 1 | 1 | 1 | 1 | [5 empty] | 9.31 | 15.0212 | 570.7763 | 26826.484 | 684.9315 | 0.078508 | 0.037278 | 0.034279 | 0.044425 | 0.044413 | 0.078508 | 0.037279 | 0.034279 | 0.044425 | 0.044413 | 100000 | 100000 | 0 | 0 | 0
1349 |  |  |  | 9795.2055 |  |  |  |  | 1811.9141 | 1853.1616 | 1894.4091 | 1935.6566 | 1976.9041 | 26784.5046 | 26060.8793 | 25337.2539 | 24613.6286 | 23890.0033 |  | 0 |  |  |  |  | 1 | 1 | 1 | 1 | 1 | [5 empty] | 9.6119 | 15.5127 | 570.7763 | 26826.484 | 684.9315 | 0.07953 | 0.037175 | 0.034231 | 0.044378 | 0.044424 | 0.07953 | 0.037175 | 0.034231 | 0.044378 | 0.044424 | 100000 | 100000 | 0 | 0 | 0
1350 |  |  |  | 9795.2055 |  |  |  |  | 2644.8636 | 2685.0111 | 2725.1586 | 2765.3061 | 2805.4536 | 39332.9066 | 38270.2666 | 37207.6265 | 36144.9865 | 35082.3465 |  | 0 |  |  |  |  | 1 | 1 | 1 | 1 | 1 | [5 empty] | 11.3493 | 14.3401 | 570.7763 | 26826.484 | 684.9315 | 0.080069 | 0.037222 | 0.034696 | 0.044542 | 0.044465 | 0.080069 | 0.037223 | 0.034696 | 0.044542 | 0.044466 | 100000 | 100000 | 0 | 0 | 0
1351 |  |  |  | 9795.2055 |  |  |  |  | 4150.3672 | 4192.9897 | 4235.6122 | 4278.2347 | 4320.8572 | 46462.7047 | 45207.442 | 43952.1792 | 42696.9165 | 41441.6538 |  | 0 |  |  |  |  | 1 | 1 | 1 | 1 | 1 | [5 empty] | 11.4277 | 13.2989 | 570.7763 | 26826.484 | 684.9315 | 0.086327 | 0.038831 | 0.036574 | 0.045946 | 0.044772 | 0.086327 | 0.038831 | 0.036574 | 0.045946 | 0.044772 | 100000 | 100000 | 0 | 0 | 0
1352 |  |  |  | 9795.2055 |  |  |  |  | 5427.9989 | 5469.6589 | 5511.3189 | 5552.9789 | 5594.6389 | 43737.3104 | 42555.6785 | 41374.0466 | 40192.4147 | 39010.7828 |  | 0.05238 |  |  |  |  | 1 | 1 | 1 | 1 | 1 | [5 empty] | 15.476 | 11.412 | 570.7763 | 26826.484 | 684.9315 | 0.09162 | 0.042401 | 0.038051 | 0.047091 | 0.04525 | 0.09162 | 0.042401 | 0.038051 | 0.047091 | 0.04525 | 100000 | 100000 | 0 | 0 | 0
1353 |  |  |  | 9795.2055 |  |  |  |  | 4596.1556 | 4643.5081 | 4690.8606 | 4738.2131 | 4785.5656 | 41821.4165 | 40691.5454 | 39561.6744 | 38431.8034 | 37301.9323 |  | 0.08354 |  |  |  |  | 1 | 1 | 1 | 1 | 1 | [5 empty] | 17.234 | 11.1325 | 570.7763 | 26826.484 | 684.9315 | 0.090388 | 0.04034 | 0.036197 | 0.046246 | 0.044815 | 0.090388 | 0.04034 | 0.036197 | 0.046246 | 0.044815 | 100000 | 100000 | 0 | 0 | 0
1354 |  |  |  | 9795.2055 |  |  |  |  | 4076.2535 | 4148.2735 | 4220.2935 | 4292.3135 | 4364.3335 | 40605.7334 | 39508.7059 | 38411.6785 | 37314.651 | 36217.6236 |  | 0.59738 |  |  |  |  | 1 | 1 | 1 | 1 | 1 | [5 empty] | 15.5409 | 11.1934 | 570.7763 | 26826.484 | 684.9315 | 0.086711 | 0.039091 | 0.035363 | 0.044433 | 0.043594 | 0.086711 | 0.039091 | 0.035363 | 0.044433 | 0.043594 | 100000 | 100000 | 0 | 0 | 0
1355 |  |  |  | 9795.2055 |  |  |  |  | 4149.2611 | 4252.9311 | 4356.6011 | 4460.2711 | 4563.9411 | 39173.4131 | 38115.082 | 37056.7509 | 35998.4198 | 34940.0888 |  | 0.34279 |  |  |  |  | 1 | 1 | 1 | 1 | 1 | [5 empty] | 16.1907 | 10.4682 | 570.7763 | 26826.484 | 684.9315 | 0.084464 | 0.038841 | 0.03538 | 0.044489 | 0.043537 | 0.084464 | 0.038841 | 0.03538 | 0.044489 | 0.043537 | 100000 | 100000 | 0 | 0 | 0
1356 |  |  |  | 9795.2055 |  |  |  |  | 4797.4794 | 4967.4219 | 5137.3644 | 5307.3069 | 5477.2494 | 37526.3975 | 36512.5631 | 35498.7288 | 34484.8944 | 33471.06 |  | 0.05719 |  |  |  |  | 1 | 1 | 1 | 1 | 1 | [5 empty] | 16.5199 | 10.0793 | 570.7763 | 26826.484 | 684.9315 | 0.08383 | 0.038761 | 0.035315 | 0.044236 | 0.043556 | 0.08383 | 0.038761 | 0.035315 | 0.044236 | 0.043556 | 100000 | 100000 | 0 | 0 | 0
1357 |  |  |  | 9795.2055 |  |  |  |  | 4628.2347 | 4839.2897 | 5050.3447 | 5261.3997 | 5472.4547 | 36996.4084 | 35996.8926 | 34997.3767 | 33997.8608 | 32998.3449 |  | 0.09141 |  |  |  |  | 1 | 1 | 1 | 1 | 1 | [5 empty] | 17.0963 | 10.6544 | 570.7763 | 26826.484 | 684.9315 | 0.083911 | 0.038646 | 0.035268 | 0.044193 | 0.043162 | 0.083912 | 0.038646 | 0.035268 | 0.044193 | 0.043162 | 100000 | 100000 | 0 | 0 | 0
1358 |  |  |  | 9795.2055 |  |  |  |  | 4618.2791 | 4888.4283 | 5158.5774 | 5428.7266 | 5698.8758 | 36647.274 | 35657.1905 | 34667.1071 | 33677.0236 | 32686.9401 |  | 0.06124 |  |  |  |  | 1 | 1 | 1 | 1 | 1 | [5 empty] | 17.0608 | 9.9533 | 570.7763 | 26826.484 | 684.9315 | 0.084477 | 0.03884 | 0.035449 | 0.044234 | 0.043239 | 0.084477 | 0.03884 | 0.035449 | 0.044234 | 0.043239 | 100000 | 100000 | 0 | 0 | 0
1359 |  |  |  | 9795.2055 |  |  |  |  | 4599.4741 | 4931.9366 | 5264.3991 | 5596.8616 | 5929.3241 | 37057.3406 | 36056.1786 | 35055.0165 | 34053.8544 | 33052.6924 |  | 0.09465 |  |  |  |  | 1 | 1 | 1 | 1 | 1 | [5 empty] | 15.6883 | 10.0068 | 570.7763 | 26826.484 | 684.9315 | 0.086198 | 0.038913 | 0.035628 | 0.044406 | 0.043695 | 0.086198 | 0.038913 | 0.035628 | 0.044406 | 0.043695 | 100000 | 100000 | 0 | 0 | 0
1360 |  |  |  | 9795.2055 |  |  |  |  | 4325.1428 | 4748.4062 | 5171.6695 | 5594.9328 | 6018.1962 | 37635.6871 | 36618.9001 | 35602.1131 | 34585.3261 | 33568.5391 |  | 0.04525 |  |  |  |  | 1 | 1 | 1 | 1 | 1 | [5 empty] | 17.5535 | 9.0823 | 570.7763 | 26826.484 | 684.9315 | 0.088408 | 0.04164 | 0.036506 | 0.045348 | 0.044834 | 0.088408 | 0.04164 | 0.036506 | 0.045348 | 0.044834 | 100000 | 100000 | 0 | 0 | 0
1361 |  |  |  | 9795.2055 |  |  |  |  | 4675.8002 | 5302.7752 | 5929.7502 | 6556.7252 | 7183.7002 | 39766.2762 | 38691.928 | 37617.5798 | 36543.2316 | 35468.8834 |  | 0.03424 |  |  |  |  | 1 | 1 | 1 | 1 | 1 | [5 empty] | 17.1837 | 8.6461 | 570.7763 | 26826.484 | 684.9315 | 0.092196 | 0.043772 | 0.039156 | 0.046592 | 0.045255 | 0.092196 | 0.043772 | 0.039156 | 0.046592 | 0.045255 | 100000 | 100000 | 0 | 0 | 0
1362 |  |  |  | 9795.2055 |  |  |  |  | 6372.6721 | 7159.0037 | 7945.3354 | 8731.6671 | 9517.9987 | 41318.519 | 40202.2345 | 39085.95 | 37969.6656 | 36853.3811 |  | 0 |  |  |  |  | 1 | 1 | 1 | 1 | 1 | [5 empty] | 17.2996 | 9.7987 | 570.7763 | 26826.484 | 684.9315 | 0.096164 | 0.043692 | 0.041596 | 0.046846 | 0.045587 | 0.096164 | 0.043692 | 0.041596 | 0.046846 | 0.045587 | 100000 | 100000 | 0 | 0 | 0
1363 |  |  |  | 9795.2055 |  |  |  |  | 7460.0417 | 8279.5101 | 9098.9784 | 9918.4467 | 10737.9151 | 41989.6963 | 40855.2789 | 39720.8615 | 38586.4442 | 37452.0268 |  | 0 |  |  |  |  | 1 | 1 | 1 | 1 | 1 | [5 empty] | 16.0893 | 19.0492 | 570.7763 | 26826.484 | 684.9315 | 0.09678 | 0.04309 | 0.0406 | 0.046489 | 0.045062 | 0.09678 | 0.04309 | 0.0406 | 0.046489 | 0.045062 | 100000 | 100000 | 0 | 0 | 0
1364 |  |  |  | 9795.2055 |  |  |  |  | 7830.6102 | 8580.2302 | 9329.8502 | 10079.4702 | 10829.0902 | 41989.6963 | 40855.2789 | 39720.8615 | 38586.4442 | 37452.0268 |  | 0 |  |  |  |  | 1 | 1 | 1 | 1 | 1 | [5 empty] | 15.4186 | 15.9114 | 570.7763 | 26826.484 | 684.9315 | 0.095422 | 0.041351 | 0.037596 | 0.045481 | 0.044722 | 0.095422 | 0.041351 | 0.037596 | 0.045481 | 0.044722 | 100000 | 100000 | 0 | 0 | 0
1365 |  |  |  | 9795.2055 |  |  |  |  | 6947.8829 | 7591.5779 | 8235.2729 | 8878.9679 | 9522.6629 | 40822.3705 | 39719.4903 | 38616.61 | 37513.7298 | 36410.8496 |  | 0 |  |  |  |  | 1 | 1 | 1 | 1 | 1 | [5 empty] | 14.3871 | 16.4305 | 570.7763 | 26826.484 | 684.9315 | 0.084531 | 0.034751 | 0.035405 | 0.04506 | 0.044527 | 0.084531 | 0.034751 | 0.035405 | 0.04506 | 0.044527 | 100000 | 100000 | 0 | 0 | 0
1366 |  |  |  | 9795.2055 |  |  |  |  | 5901.4417 | 6423.3717 | 6945.3017 | 7467.2317 | 7989.1617 | 36960.6259 | 35962.0767 | 34963.5276 | 33964.9784 | 32966.4292 |  | 0 |  |  |  |  | 1 | 1 | 1 | 1 | 1 | [5 empty] | 12.4443 | 16.6711 | 570.7763 | 26826.484 | 684.9315 | 0.081456 | 0.0078684 | 0.033569 | 0.044076 | 0.044457 | 0.081456 | 0.0078684 | 0.033569 | 0.044076 | 0.044457 | 100000 | 100000 | 0 | 0 | 0
1367 |  |  |  | 9795.2055 |  |  |  |  | 5666.9327 | 6126.7152 | 6586.4977 | 7046.2802 | 7506.0627 | 28869.6016 | 28089.6442 | 27309.6867 | 26529.7292 | 25749.7717 |  | 0 |  |  |  |  | 1 | 1 | 1 | 1 | 1 | [5 empty] | 10.6543 | 17.7009 | 570.7763 | 26826.484 | 684.9315 | 0.077843 | 0.0043143 | 0.032903 | 0.042751 | 0.043557 | 0.077843 | 0.0043143 | 0.032903 | 0.042751 | 0.043557 | 100000 | 100000 | 0 | 0 | 0
1368 |  |  |  | 9795.2055 |  |  |  |  | 4223.3748 | 4612.4023 | 5001.4298 | 5390.4573 | 5779.4848 | 22099.7615 | 21502.7018 | 20905.6422 | 20308.5825 | 19711.5229 |  | 0 |  |  |  |  | 1 | 1 | 1 | 1 | 1 | [5 empty] | 10.3622 | 18.658 | 570.7763 | 26826.484 | 684.9315 | 0.074425 | 0.0041501 | 0.032718 | 0.042583 | 0.043437 | 0.074425 | 0.0041501 | 0.032718 | 0.042583 | 0.043437 | 100000 | 100000 | 0 | 0 | 0
1369 |  |  |  | 9795.2055 |  |  |  |  | 3327.5162 | 3648.3187 | 3969.1212 | 4289.9237 | 4610.7262 | 19378.0234 | 18854.4958 | 18330.9682 | 17807.4405 | 17283.9129 |  | 0 |  |  |  |  | 1 | 1 | 1 | 1 | 1 | [5 empty] | 10.0393 | 19.2816 | 570.7763 | 26826.484 | 684.9315 | 0.073794 | 0.0041829 | 0.032737 | 0.04257 | 0.043441 | 0.073794 | 0.0041829 | 0.032737 | 0.04257 | 0.043441 | 100000 | 100000 | 0 | 0 | 0
1370 |  |  |  | 9795.2055 |  |  |  |  | 2439.3695 | 2618.9645 | 2798.5595 | 2978.1545 | 3157.7495 | 20361.9557 | 19811.8456 | 19261.7355 | 18711.6254 | 18161.5153 |  | 0 |  |  |  |  | 1 | 1 | 1 | 1 | 1 | [5 empty] | 9.7482 | 19.0531 | 570.7763 | 26826.484 | 684.9315 | 0.073796 | 0.0042404 | 0.032733 | 0.042557 | 0.043436 | 0.073796 | 0.0042404 | 0.032733 | 0.042557 | 0.043436 | 100000 | 100000 | 0 | 0 | 0
1371 |  |  |  | 9795.2055 |  |  |  |  | 1791.7395 | 1901.1295 | 2010.5195 | 2119.9095 | 2229.2995 | 20682.2479 | 20123.4846 | 19564.7213 | 19005.958 | 18447.1947 |  | 0 |  |  |  |  | 1 | 1 | 1 | 1 | 1 | [5 empty] | 10.9639 | 19.2414 | 570.7763 | 26826.484 | 684.9315 | 0.073784 | 0.00425 | 0.032723 | 0.042535 | 0.043428 | 0.073784 | 0.00425 | 0.032723 | 0.042535 | 0.043428 | 100000 | 100000 | 0 | 0 | 0
1372 |  |  |  | 9795.2055 |  |  |  |  | 1586.5279 | 1641.3879 | 1696.2479 | 1751.1079 | 1805.9679 | 22474.7286 | 21867.5386 | 21260.3486 | 20653.1587 | 20045.9687 |  | 0 |  |  |  |  | 1 | 1 | 1 | 1 | 1 | [5 empty] | 11.0852 | 19.8121 | 570.7763 | 26826.484 | 684.9315 | 0.059233 | 0.0026638 | 0.0080754 | 0.04038 | 0.040994 | 0.059233 | 0.0026638 | 0.0080754 | 0.04038 | 0.040994 | 100000 | 100000 | 0 | 0 | 0
1373 |  |  |  | 9795.2055 |  |  |  |  | 1743.1948 | 1792.6923 | 1842.1898 | 1891.6873 | 1941.1848 | 26473.8489 | 25758.6164 | 25043.384 | 24328.1515 | 23612.919 |  | 0 |  |  |  |  | 1 | 1 | 1 | 1 | 1 | [5 empty] | 11.1821 | 20.5104 | 570.7763 | 26826.484 | 684.9315 | 0.059054 | 0.0026508 | 0.0080491 | 0.040391 | 0.041188 | 0.059054 | 0.0026508 | 0.0080491 | 0.040391 | 0.041188 | 100000 | 100000 | 0 | 0 | 0
1374 |  |  |  | 9795.2055 |  |  |  |  | 2193.3363 | 2242.3388 | 2291.3413 | 2340.3438 | 2389.3463 | 38877.949 | 37827.6004 | 36777.2517 | 35726.9031 | 34676.5544 |  | 0 |  |  |  |  | 1 | 1 | 1 | 1 | 1 | [5 empty] | 12.1016 | 20.3931 | 570.7763 | 26826.484 | 684.9315 | 0.058492 | 0.0026073 | 0.0083448 | 0.041153 | 0.041003 | 0.058492 | 0.0026073 | 0.0083448 | 0.041153 | 0.041003 | 100000 | 100000 | 0 | 0 | 0
1375 |  |  |  | 9795.2055 |  |  |  |  | 2846.4827 | 2888.6927 | 2930.9027 | 2973.1127 | 3015.3227 | 45919.3469 | 44678.7638 | 43438.1808 | 42197.5978 | 40957.0147 |  | 0 |  |  |  |  | 1 | 1 | 1 | 1 | 1 | [5 empty] | 11.8695 | 20.1985 | 570.7763 | 26826.484 | 684.9315 | 0.060441 | 0.0026014 | 0.0083113 | 0.04116 | 0.041012 | 0.060441 | 0.0026014 | 0.0083113 | 0.04116 | 0.041012 | 100000 | 100000 | 0 | 0 | 0
1376 |  |  |  | 9795.2055 |  |  |  |  | 4079.9585 | 4121.481 | 4163.0035 | 4204.526 | 4246.0485 | 43226.9408 | 42059.0973 | 40891.2539 | 39723.4104 | 38555.5669 |  | 0.16999 |  |  |  |  | 1 | 1 | 1 | 1 | 1 | [5 empty] | 9.7443 | 19.999 | 570.7763 | 26826.484 | 684.9315 | 0.05962 | 0.002646 | 0.0043983 | 0.038306 | 0.040222 | 0.05962 | 0.002646 | 0.0043983 | 0.038306 | 0.040222 | 100000 | 100000 | 0 | 0 | 0
1377 |  |  |  | 9795.2055 |  |  |  |  | 4382.2594 | 4457.9919 | 4533.7244 | 4609.4569 | 4685.1894 | 41334.0202 | 40217.3169 | 39100.6137 | 37983.9104 | 36867.2071 |  | 0.43256 |  |  |  |  | 1 | 1 | 1 | 1 | 1 | [5 empty] | 8.2759 | 20.8135 | 570.7763 | 26826.484 | 684.9315 | 0.04658 | 0.00069645 | 0.00041184 | 0.0041266 | 0.012169 | 0.04658 | 0.00069645 | 0.00041184 | 0.0041266 | 0.012169 | 100000 | 100000 | 0 | 0 | 0
1378 |  |  |  | 9795.2055 |  |  |  |  | 4767.3069 | 4887.7519 | 5008.1969 | 5128.6419 | 5249.0869 | 40132.7254 | 39048.477 | 37964.2286 | 36879.9802 | 35795.7318 |  | 0.58172 |  |  |  |  | 1 | 1 | 1 | 1 | 1 | [5 empty] | 6.3988 | 19.126 | 570.7763 | 26826.484 | 684.9315 | 0.03576 | 0.00035604 | 0.00039246 | 0.00040745 | 0.00040321 | 0.03576 | 0.00035604 | 0.00039246 | 0.00040745 | 0.00040321 | 100000 | 100000 | 0 | 0 | 0
1379 |  |  |  | 9795.2055 |  |  |  |  | 5111.5327 | 5359.6002 | 5607.6677 | 5855.7352 | 6103.8027 | 38717.3548 | 37671.3449 | 36625.3349 | 35579.325 | 34533.315 |  | 0.71032 |  |  |  |  | 1 | 1 | 1 | 1 | 1 | [5 empty] | 5.2217 | 17.9441 | 570.7763 | 26826.484 | 684.9315 | 0.035853 | 0.00035823 | 0.0004021 | 0.00042203 | 0.0004196 | 0.035853 | 0.00035823 | 0.0004021 | 0.00042203 | 0.0004196 | 100000 | 100000 | 0 | 0 | 0
1380 |  |  |  | 9795.2055 |  |  |  |  | 5833.0829 | 6148.3854 | 6463.6879 | 6778.9904 | 7094.2929 | 37089.5517 | 36087.5194 | 35085.4871 | 34083.4548 | 33081.4225 |  | 0.7774 |  |  |  |  | 1 | 1 | 1 | 1 | 1 | [5 empty] | 4.3948 | 18.1005 | 570.7763 | 26826.484 | 684.9315 | 0.035183 | 0.0001519 | 0.00041897 | 0.00043621 | 0.00043035 | 0.035183 | 0.0001519 | 0.00041897 | 0.00043621 | 0.00043034 | 100000 | 100000 | 0 | 0 | 0
1381 |  |  |  | 9795.2055 |  |  |  |  | 5608.0122 | 6054.9797 | 6501.9472 | 6948.9147 | 7395.8822 | 36565.8899 | 35578.0052 | 34590.1204 | 33602.2357 | 32614.3509 |  | 0.80293 |  |  |  |  | 1 | 1 | 1 | 1 | 1 | [5 empty] | 3.937 | 17.8144 | 570.7763 | 26826.484 | 684.9315 | 0.035154 | 0.00016427 | 0.00042683 | 0.00043991 | 0.00043529 | 0.035154 | 0.00016427 | 0.00042683 | 0.00043991 | 0.00043529 | 100000 | 100000 | 0 | 0 | 0
1382 |  |  |  | 9795.2055 |  |  |  |  | 5408.3171 | 5912.9771 | 6417.6371 | 6922.2971 | 7426.9571 | 36220.8987 | 35242.3344 | 34263.7701 | 33285.2058 | 32306.6415 |  | 0.49094 |  |  |  |  | 1 | 1 | 1 | 1 | 1 | [5 empty] | 3.6606 | 16.1458 | 570.7763 | 26826.484 | 684.9315 | 0.039142 | 0.00016512 | 0.00041701 | 0.00043444 | 0.0014828 | 0.039142 | 0.00016512 | 0.00041701 | 0.00043444 | 0.0014828 | 100000 | 100000 | 0 | 0 | 0
1383 |  |  |  | 9795.2055 |  |  |  |  | 5717.2377 | 6218.7902 | 6720.3427 | 7221.8952 | 7723.4477 | 36625.9945 | 35636.4859 | 34646.9774 | 33657.4688 | 32667.9602 |  | 0.20403 |  |  |  |  | 1 | 1 | 1 | 1 | 1 | [5 empty] | 4.9075 | 13.6914 | 570.7763 | 26826.484 | 684.9315 | 0.050762 | 0.0008996 | 0.00087083 | 0.035099 | 0.036712 | 0.050762 | 0.0008996 | 0.00087083 | 0.035099 | 0.036711 | 100000 | 100000 | 0 | 0 | 0
1384 |  |  |  | 9795.2055 |  |  |  |  | 6037.1912 | 6530.027 | 7022.8629 | 7515.6987 | 8008.5345 | 37197.4113 | 36192.465 | 35187.5187 | 34182.5724 | 33177.6261 |  | 0.15085 |  |  |  |  | 1 | 1 | 1 | 1 | 1 | [5 empty] | 5.9227 | 11.3583 | 570.7763 | 26826.484 | 684.9315 | 0.084958 | 0.00367 | 0.036581 | 0.041553 | 0.042357 | 0.084958 | 0.00367 | 0.036581 | 0.041553 | 0.042357 | 100000 | 100000 | 0 | 0 | 0
1385 |  |  |  | 9795.2055 |  |  |  |  | 6655.0324 | 7133.5141 | 7611.9957 | 8090.4774 | 8568.9591 | 39302.7644 | 38240.9387 | 37179.113 | 36117.2873 | 35055.4616 |  | 0.06304 |  |  |  |  | 1 | 1 | 1 | 1 | 1 | [5 empty] | 6.7976 | 11.5268 | 570.7763 | 26826.484 | 684.9315 | 0.091558 | 0.05767 | 0.043633 | 0.047009 | 0.044739 | 0.091558 | 0.05767 | 0.043633 | 0.047009 | 0.044739 | 100000 | 100000 | 0 | 0 | 0
1386 |  |  |  | 9795.2055 |  |  |  |  | 8312.1708 | 8800.5516 | 9288.9324 | 9777.3133 | 10265.6941 | 40836.7009 | 39733.4335 | 38630.1661 | 37526.8987 | 36423.6313 |  | 0 |  |  |  |  | 1 | 1 | 1 | 1 | 1 | [5 empty] | 6.5739 | 11.5647 | 570.7763 | 26826.484 | 684.9315 | 0.093795 | 0.070834 | 0.065463 | 0.048371 | 0.044867 | 0.093795 | 0.070834 | 0.065463 | 0.048371 | 0.044867 | 100000 | 100000 | 0 | 0 | 0
1387 |  |  |  | 9795.2055 |  |  |  |  | 8669.636 | 9158.951 | 9648.266 | 10137.581 | 10626.896 | 41500.341 | 40379.1444 | 39257.9477 | 38136.751 | 37015.5543 |  | 0 |  |  |  |  | 1 | 1 | 1 | 1 | 1 | [5 empty] | 6.4697 | 10.298 | 570.7763 | 26826.484 | 684.9315 | 0.09824 | 0.073461 | 0.067282 | 0.049701 | 0.045029 | 0.09824 | 0.073461 | 0.067282 | 0.049701 | 0.045029 | 100000 | 100000 | 0 | 0 | 0
1388 |  |  |  | 9795.2055 |  |  |  |  | 8045.1751 | 8538.3959 | 9031.6168 | 9524.8376 | 10018.0584 | 41500.341 | 40379.1444 | 39257.9477 | 38136.751 | 37015.5543 |  | 0 |  |  |  |  | 1 | 1 | 1 | 1 | 1 | [5 empty] | 4.6644 | 12.2053 | 570.7763 | 26826.484 | 684.9315 | 0.094564 | 0.068818 | 0.045175 | 0.047682 | 0.045022 | 0.094564 | 0.068818 | 0.045175 | 0.047682 | 0.045022 | 100000 | 100000 | 0 | 0 | 0
1389 |  |  |  | 9795.2055 |  |  |  |  | 6783.0138 | 7214.9663 | 7646.9188 | 8078.8713 | 8510.8238 | 40346.8013 | 39256.7693 | 38166.7373 | 37076.7053 | 35986.6733 |  | 0 |  |  |  |  | 1 | 1 | 1 | 1 | 1 | [5 empty] | 5.6521 | 11.6794 | 570.7763 | 26826.484 | 684.9315 | 0.092774 | 0.0459 | 0.044394 | 0.047385 | 0.044966 | 0.092774 | 0.0459 | 0.044394 | 0.047385 | 0.044966 | 100000 | 100000 | 0 | 0 | 0
1390 |  |  |  | 9795.2055 |  |  |  |  | 5758.0594 | 6143.2094 | 6528.3594 | 6913.5094 | 7298.6594 | 36530.4845 | 35543.5563 | 34556.6281 | 33569.6999 | 32582.7716 |  | 0 |  |  |  |  | 1 | 1 | 1 | 1 | 1 | [5 empty] | 6.4943 | 11.5294 | 570.7763 | 26826.484 | 684.9315 | 0.092708 | 0.045986 | 0.04437 | 0.047368 | 0.044871 | 0.092708 | 0.045986 | 0.04437 | 0.047368 | 0.044871 | 100000 | 100000 | 0 | 0 | 0
1391 |  |  |  | 9795.2055 |  |  |  |  | 5919.1394 | 6274.8661 | 6630.5927 | 6986.3194 | 7342.0461 | 28535.5802 | 27764.6468 | 26993.7135 | 26222.7801 | 25451.8467 |  | 0 |  |  |  |  | 1 | 1 | 1 | 1 | 1 | [5 empty] | 7.2863 | 13.3723 | 570.7763 | 26826.484 | 684.9315 | 0.092447 | 0.046385 | 0.044464 | 0.047406 | 0.044853 | 0.092447 | 0.046385 | 0.044464 | 0.047406 | 0.044853 | 100000 | 100000 | 0 | 0 | 0
1392 |  |  |  | 9795.2055 |  |  |  |  | 4715.4523 | 5060.784 | 5406.1157 | 5751.4473 | 6096.779 | 21843.2073 | 21253.0789 | 20662.9504 | 20072.822 | 19482.6935 |  | 0 |  |  |  |  | 1 | 1 | 1 | 1 | 1 | [5 empty] | 8.599 | 11.5971 | 570.7763 | 26826.484 | 684.9315 | 0.091625 | 0.046559 | 0.044594 | 0.047508 | 0.044935 | 0.091625 | 0.046559 | 0.044594 | 0.047507 | 0.044935 | 100000 | 100000 | 0 | 0 | 0
1393 |  |  |  | 9795.2055 |  |  |  |  | 3773.1319 | 4152.6169 | 4532.1019 | 4911.5869 | 5291.0719 | 16063.2414 | 15629.2678 | 15195.2942 | 14761.3205 | 14327.3469 |  | 0 |  |  |  |  | 1 | 1 | 1 | 1 | 1 | [5 empty] | 8.516 | 11.5237 | 570.7763 | 26826.484 | 684.9315 | 0.090183 | 0.04633 | 0.04454 | 0.047492 | 0.044952 | 0.090183 | 0.04633 | 0.04454 | 0.047492 | 0.044952 | 100000 | 100000 | 0 | 0 | 0
1394 |  |  |  | 9795.2055 |  |  |  |  | 2897.246 | 3214.9135 | 3532.581 | 3850.2485 | 4167.916 | 17432.3479 | 16961.3857 | 16490.4235 | 16019.4614 | 15548.4992 |  | 0 |  |  |  |  | 1 | 1 | 1 | 1 | 1 | [5 empty] | 8.8849 | 10.4571 | 570.7763 | 26826.484 | 684.9315 | 0.089731 | 0.04643 | 0.044528 | 0.047399 | 0.044899 | 0.089731 | 0.04643 | 0.044528 | 0.047399 | 0.044899 | 100000 | 100000 | 0 | 0 | 0
1395 |  |  |  | 9795.2055 |  |  |  |  | 2136.8977 | 2337.8052 | 2538.7127 | 2739.6202 | 2940.5277 | 17588.5482 | 17113.366 | 16638.1839 | 16163.0017 | 15687.8196 |  | 0 |  |  |  |  | 1 | 1 | 1 | 1 | 1 | [5 empty] | 9.9414 | 10.2735 | 570.7763 | 26826.484 | 684.9315 | 0.089762 | 0.04643 | 0.044463 | 0.047332 | 0.044848 | 0.089762 | 0.04643 | 0.044463 | 0.047332 | 0.044848 | 100000 | 100000 | 0 | 0 | 0
1396 |  |  |  | 9795.2055 |  |  |  |  | 1899.2201 | 1998.5451 | 2097.8701 | 2197.1951 | 2296.5201 | 19937.4854 | 19398.843 | 18860.2006 | 18321.5582 | 17782.9159 |  | 0 |  |  |  |  | 1 | 1 | 1 | 1 | 1 | [5 empty] | 10.7023 | 9.7258 | 570.7763 | 26826.484 | 684.9315 | 0.07998 | 0.0061694 | 0.020614 | 0.044684 | 0.044026 | 0.07998 | 0.0061694 | 0.020614 | 0.044684 | 0.044026 | 100000 | 100000 | 0 | 0 | 0
1397 |  |  |  | 9795.2055 |  |  |  |  | 2010.3564 | 2068.6814 | 2127.0064 | 2185.3314 | 2243.6564 | 25592.126 | 24900.7146 | 24209.3033 | 23517.8919 | 22826.4806 |  | 0 |  |  |  |  | 1 | 1 | 1 | 1 | 1 | [5 empty] | 11.3988 | 10.3378 | 570.7763 | 26826.484 | 684.9315 | 0.075744 | 0.0032532 | 0.0067986 | 0.042769 | 0.042714 | 0.075744 | 0.0032532 | 0.0067986 | 0.042769 | 0.042714 | 100000 | 100000 | 0 | 0 | 0
1398 |  |  |  | 9795.2055 |  |  |  |  | 2345.966 | 2385.2885 | 2424.611 | 2463.9335 | 2503.256 | 37837.3842 | 36815.1481 | 35792.9119 | 34770.6757 | 33748.4396 |  | 0 |  |  |  |  | 1 | 1 | 1 | 1 | 1 | [5 empty] | 13.0007 | 11.8682 | 570.7763 | 26826.484 | 684.9315 | 0.068671 | 0.003327 | 0.0061796 | 0.041273 | 0.042519 | 0.068671 | 0.003327 | 0.0061796 | 0.041273 | 0.042519 | 100000 | 100000 | 0 | 0 | 0
1399 |  |  |  | 9795.2055 |  |  |  |  | 2779.5075 | 2821.03 | 2862.5525 | 2904.075 | 2945.5975 | 44731.3205 | 43522.8338 | 42314.3472 | 41105.8605 | 39897.3739 |  | 0 |  |  |  |  | 1 | 1 | 1 | 1 | 1 | [5 empty] | 16.0767 | 12.0577 | 570.7763 | 26826.484 | 684.9315 | 0.067883 | 0.0036484 | 0.006175 | 0.041202 | 0.042525 | 0.067883 | 0.0036484 | 0.006175 | 0.041202 | 0.042525 | 100000 | 100000 | 0 | 0 | 0
1400 |  |  |  | 9795.2055 |  |  |  |  | 4138.4512 | 4180.9362 | 4223.4212 | 4265.9062 | 4308.3912 | 42927.3345 | 41767.5853 | 40607.8362 | 39448.087 | 38288.3379 |  | 0.11612 |  |  |  |  | 1 | 1 | 1 | 1 | 1 | [5 empty] | 18.3139 | 12.4607 | 570.7763 | 26826.484 | 684.9315 | 0.069397 | 0.0039202 | 0.0061088 | 0.040472 | 0.042271 | 0.069397 | 0.0039202 | 0.0061088 | 0.040472 | 0.042271 | 100000 | 100000 | 0 | 0 | 0
1401 |  |  |  | 9795.2055 |  |  |  |  | 5127.6742 | 5168.7842 | 5209.8942 | 5251.0042 | 5292.1142 | 40210.0858 | 39123.7474 | 38037.4089 | 36951.0705 | 35864.7321 |  | 0.07827 |  |  |  |  | 1 | 1 | 1 | 1 | 1 | [5 empty] | 18.1986 | 13.0417 | 570.7763 | 26826.484 | 684.9315 | 0.064895 | 0.0023687 | 0.0024419 | 0.03228 | 0.038045 | 0.064895 | 0.0023687 | 0.0024419 | 0.03228 | 0.038044 | 100000 | 100000 | 0 | 0 | 0
1402 |  |  |  | 9795.2055 |  |  |  |  | 6057.4778 | 6113.3003 | 6169.1228 | 6224.9453 | 6280.7678 | 37593.6516 | 36578.0003 | 35562.3489 | 34546.6976 | 33531.0462 |  | 0.07243 |  |  |  |  | 1 | 1 | 1 | 1 | 1 | [5 empty] | 17.8648 | 12.5134 | 570.7763 | 26826.484 | 684.9315 | 0.04027 | 0.00048426 | 0.00043029 | 0.0033472 | 0.030561 | 0.04027 | 0.00048426 | 0.00043029 | 0.0033473 | 0.030561 | 100000 | 100000 | 0 | 0 | 0
1403 |  |  |  | 9795.2055 |  |  |  |  | 6798.0196 | 6871.0296 | 6944.0396 | 7017.0496 | 7090.0596 | 35522.6936 | 34562.9924 | 33603.2913 | 32643.5901 | 31683.8889 |  | 0.11399 |  |  |  |  | 1 | 1 | 1 | 1 | 1 | [5 empty] | 15.2956 | 13.1241 | 570.7763 | 26826.484 | 684.9315 | 0.040791 | 0.00037483 | 0.00041203 | 0.00054032 | 0.00089932 | 0.040791 | 0.00037483 | 0.00041203 | 0.00054032 | 0.00089932 | 100000 | 100000 | 0 | 0 | 0
1404 |  |  |  | 9795.2055 |  |  |  |  | 7854.3645 | 7968.7045 | 8083.0445 | 8197.3845 | 8311.7245 | 33641.1324 | 32732.2646 | 31823.3967 | 30914.5289 | 30005.661 |  | 0.05697 |  |  |  |  | 1 | 1 | 1 | 1 | 1 | [5 empty] | 16.805 | 13.8647 | 570.7763 | 26826.484 | 684.9315 | 0.026307 | 0.00036821 | 0.00041681 | 0.00043182 | 0.00042442 | 0.026307 | 0.00036821 | 0.00041681 | 0.00043182 | 0.00042442 | 100000 | 100000 | 0 | 0 | 0
1405 |  |  |  | 9795.2055 |  |  |  |  | 7388.9125 | 7567.93 | 7746.9475 | 7925.965 | 8104.9825 | 33207.1279 | 32309.9854 | 31412.8429 | 30515.7003 | 29618.5578 |  | 0.02827 |  |  |  |  | 1 | 1 | 1 | 1 | 1 | [5 empty] | 17.1897 | 14.0894 | 570.7763 | 26826.484 | 684.9315 | 0.026481 | 0.000363 | 0.00040497 | 0.00042452 | 0.00041948 | 0.026481 | 0.000363 | 0.00040497 | 0.00042452 | 0.00041948 | 100000 | 100000 | 0 | 0 | 0
1406 |  |  |  | 9795.2055 |  |  |  |  | 6497.6215 | 6733.6723 | 6969.7232 | 7205.774 | 7441.8248 | 32661.6518 | 31779.2461 | 30896.8405 | 30014.4348 | 29132.0292 |  | 0.08484 |  |  |  |  | 1 | 1 | 1 | 1 | 1 | [5 empty] | 18.5387 | 13.9798 | 570.7763 | 26826.484 | 684.9315 | 0.034792 | 0.00035658 | 0.00039156 | 0.0004218 | 0.00041721 | 0.034792 | 0.00035658 | 0.00039156 | 0.0004218 | 0.00041721 | 100000 | 100000 | 0 | 0 | 0
1407 |  |  |  | 9795.2055 |  |  |  |  | 5961.7465 | 6311.2582 | 6660.7699 | 7010.2815 | 7359.7932 | 33084.8241 | 32190.9858 | 31297.1475 | 30403.3092 | 29509.4709 |  | 0.05492 |  |  |  |  | 1 | 1 | 1 | 1 | 1 | [5 empty] | 20.9064 | 13.4464 | 570.7763 | 26826.484 | 684.9315 | 0.035844 | 0.00056956 | 0.0004143 | 0.00043725 | 0.00043775 | 0.035844 | 0.00056955 | 0.0004143 | 0.00043725 | 0.00043775 | 100000 | 100000 | 0 | 0 | 0
1408 |  |  |  | 9795.2055 |  |  |  |  | 5754.879 | 6074.4715 | 6394.064 | 6713.6565 | 7033.249 | 34131.3978 | 33209.2846 | 32287.1715 | 31365.0584 | 30442.9452 |  | 0.28245 |  |  |  |  | 1 | 1 | 1 | 1 | 1 | [5 empty] | 17.6158 | 12.2853 | 570.7763 | 26826.484 | 684.9315 | 0.057787 | 0.0015245 | 0.0013321 | 0.006264 | 0.02109 | 0.057787 | 0.0015245 | 0.0013321 | 0.006264 | 0.02109 | 100000 | 100000 | 0 | 0 | 0
1409 |  |  |  | 9795.2055 |  |  |  |  | 6211.5281 | 6569.6731 | 6927.8181 | 7285.9631 | 7644.1081 | 36257.9166 | 35278.3522 | 34298.7879 | 33319.2235 | 32339.6591 |  | 0.06402 |  |  |  |  | 1 | 1 | 1 | 1 | 1 | [5 empty] | 16.8232 | 12.8875 | 570.7763 | 26826.484 | 684.9315 | 0.064515 | 0.0026207 | 0.002029 | 0.033884 | 0.037979 | 0.064515 | 0.0026207 | 0.002029 | 0.033884 | 0.037979 | 100000 | 100000 | 0 | 0 | 0
1410 |  |  |  | 9795.2055 |  |  |  |  | 7844.4612 | 8237.8062 | 8631.1512 | 9024.4962 | 9417.8412 | 38462.3606 | 37423.2397 | 36384.1189 | 35344.998 | 34305.8771 |  | 0 |  |  |  |  | 1 | 1 | 1 | 1 | 1 | [5 empty] | 15.8242 | 8.9088 | 570.7763 | 26826.484 | 684.9315 | 0.075103 | 0.0029968 | 0.0022076 | 0.0361 | 0.038371 | 0.075103 | 0.0029968 | 0.0022076 | 0.0361 | 0.038371 | 100000 | 100000 | 0 | 0 | 0
1411 |  |  |  | 9795.2055 |  |  |  |  | 8271.4006 | 8769.6806 | 9267.9606 | 9766.2406 | 10264.5206 | 39775.7313 | 38701.1276 | 37626.524 | 36551.9203 | 35477.3167 |  | 0 |  |  |  |  | 1 | 1 | 1 | 1 | 1 | [5 empty] | 17.9564 | 11.8016 | 570.7763 | 26826.484 | 684.9315 | 0.07825 | 0.0029984 | 0.0022383 | 0.036376 | 0.038362 | 0.07825 | 0.0029984 | 0.0022383 | 0.036376 | 0.038362 | 100000 | 100000 | 0 | 0 | 0
1412 |  |  |  | 9795.2055 |  |  |  |  | 7838.9594 | 8372.2186 | 8905.4778 | 9438.7369 | 9971.9961 | 40599.3616 | 39502.5063 | 38405.651 | 37308.7957 | 36211.9404 |  | 0 |  |  |  |  | 1 | 1 | 1 | 1 | 1 | [5 empty] | 19.1285 | 9.1225 | 570.7763 | 26826.484 | 684.9315 | 0.078705 | 0.0030288 | 0.0022356 | 0.036598 | 0.038714 | 0.078705 | 0.0030288 | 0.0022356 | 0.036598 | 0.038714 | 100000 | 100000 | 0 | 0 | 0
1413 |  |  |  | 9795.2055 |  |  |  |  | 6771.611 | 7258.3418 | 7745.0726 | 8231.8035 | 8718.5343 | 39819.7599 | 38743.9668 | 37668.1736 | 36592.3805 | 35516.5873 |  | 0 |  |  |  |  | 1 | 1 | 1 | 1 | 1 | [5 empty] | 19.0001 | 6.2951 | 570.7763 | 26826.484 | 684.9315 | 0.078237 | 0.0029386 | 0.0022065 | 0.036133 | 0.038037 | 0.078237 | 0.0029386 | 0.0022065 | 0.036133 | 0.038037 | 100000 | 100000 | 0 | 0 | 0
1414 |  |  |  | 9795.2055 |  |  |  |  | 5736.1729 | 6139.0595 | 6541.9462 | 6944.8329 | 7347.7195 | 35834.0443 | 34865.9315 | 33897.8187 | 32929.7059 | 31961.5931 |  | 0 |  |  |  |  | 1 | 1 | 1 | 1 | 1 | [5 empty] | 18.1437 | 5.5347 | 570.7763 | 26826.484 | 684.9315 | 0.077428 | 0.0029334 | 0.001913 | 0.035787 | 0.037622 | 0.077428 | 0.0029334 | 0.001913 | 0.035787 | 0.037622 | 100000 | 100000 | 0 | 0 | 0
1415 |  |  |  | 9795.2055 |  |  |  |  | 5622.8359 | 5950.6225 | 6278.4092 | 6606.1959 | 6933.9825 | 27205.3151 | 26470.3209 | 25735.3267 | 25000.3326 | 24265.3384 |  | 0 |  |  |  |  | 1 | 1 | 1 | 1 | 1 | [5 empty] | 17.4097 | 12.0219 | 570.7763 | 26826.484 | 684.9315 | 0.070891 | 0.0029146 | 0.0019131 | 0.035566 | 0.037543 | 0.070891 | 0.0029146 | 0.0019131 | 0.035566 | 0.037543 | 100000 | 100000 | 0 | 0 | 0
1416 |  |  |  | 9795.2055 |  |  |  |  | 4336.5159 | 4597.8659 | 4859.2159 | 5120.5659 | 5381.9159 | 19201.5623 | 18682.802 | 18164.0418 | 17645.2815 | 17126.5213 |  | 0 |  |  |  |  | 1 | 1 | 1 | 1 | 1 | [5 empty] | 15.8789 | 14.4037 | 570.7763 | 26826.484 | 684.9315 | 0.065579 | 0.0029956 | 0.0019153 | 0.035216 | 0.037376 | 0.065579 | 0.0029956 | 0.0019153 | 0.035216 | 0.037376 | 100000 | 100000 | 0 | 0 | 0
1417 |  |  |  | 9795.2055 |  |  |  |  | 3156.094 | 3368.5232 | 3580.9524 | 3793.3815 | 4005.8107 | 16361.512 | 15919.4802 | 15477.4483 | 15035.4164 | 14593.3846 |  | 0 |  |  |  |  | 1 | 1 | 1 | 1 | 1 | [5 empty] | 15.2801 | 16.6599 | 570.7763 | 26826.484 | 684.9315 | 0.062624 | 0.003099 | 0.0019533 | 0.034816 | 0.037353 | 0.062624 | 0.003099 | 0.0019533 | 0.034816 | 0.037353 | 100000 | 100000 | 0 | 0 | 0
1418 |  |  |  | 9795.2055 |  |  |  |  | 2248.5524 | 2348.2074 | 2447.8624 | 2547.5174 | 2647.1724 | 17755.8014 | 17276.1006 | 16796.3998 | 16316.6991 | 15836.9983 |  | 0 |  |  |  |  | 1 | 1 | 1 | 1 | 1 | [5 empty] | 14.6217 | 18.1938 | 570.7763 | 26826.484 | 684.9315 | 0.062411 | 0.0031637 | 0.0019699 | 0.034796 | 0.037172 | 0.062411 | 0.0031637 | 0.0019699 | 0.034796 | 0.037172 | 100000 | 100000 | 0 | 0 | 0
1419 |  |  |  | 9795.2055 |  |  |  |  | 1699.8573 | 1748.1998 | 1796.5423 | 1844.8848 | 1893.2273 | 17915.6774 | 17431.6573 | 16947.6373 | 16463.6172 | 15979.5971 |  | 0 |  |  |  |  | 1 | 1 | 1 | 1 | 1 | [5 empty] | 13.7865 | 19.2006 | 570.7763 | 26826.484 | 684.9315 | 0.062733 | 0.0031761 | 0.0019587 | 0.034796 | 0.037173 | 0.062733 | 0.003176 | 0.0019587 | 0.034796 | 0.037173 | 100000 | 100000 | 0 | 0 | 0
1420 |  |  |  | 9795.2055 |  |  |  |  | 1592.3131 | 1633.8356 | 1675.3581 | 1716.8806 | 1758.4031 | 20308.492 | 19759.8263 | 19211.1606 | 18662.4949 | 18113.8292 |  | 0 |  |  |  |  | 1 | 1 | 1 | 1 | 1 | [5 empty] | 12.549 | 19.7622 | 570.7763 | 26826.484 | 684.9315 | 0.060707 | 0.0031339 | 0.0019881 | 0.034317 | 0.036463 | 0.060707 | 0.0031339 | 0.0019881 | 0.034317 | 0.036463 | 100000 | 100000 | 0 | 0 | 0
1421 |  |  |  | 9795.2055 |  |  |  |  | 1797.525 | 1838.2225 | 1878.92 | 1919.6175 | 1960.315 | 26067.4034 | 25363.1517 | 24658.9 | 23954.6483 | 23250.3965 |  | 0 |  |  |  |  | 1 | 1 | 1 | 1 | 1 | [5 empty] | 11.7737 | 19.3549 | 570.7763 | 26826.484 | 684.9315 | 0.060596 | 0.0030885 | 0.0019823 | 0.034555 | 0.03689 | 0.060596 | 0.0030885 | 0.0019823 | 0.034555 | 0.03689 | 100000 | 100000 | 0 | 0 | 0
1422 |  |  |  | 9795.2055 |  |  |  |  | 2623.8598 | 2664.9698 | 2706.0798 | 2747.1898 | 2788.2998 | 38540.5563 | 37499.3229 | 36458.0894 | 35416.8559 | 34375.6225 |  | 0 |  |  |  |  | 1 | 1 | 1 | 1 | 1 | [5 empty] | 11.4563 | 18.225 | 570.7763 | 26826.484 | 684.9315 | 0.063607 | 0.0030792 | 0.0019362 | 0.035216 | 0.037004 | 0.063607 | 0.0030792 | 0.0019362 | 0.035216 | 0.037004 | 100000 | 100000 | 0 | 0 | 0
1423 |  |  |  | 9795.2055 |  |  |  |  | 4117.4078 | 4158.3803 | 4199.3528 | 4240.3253 | 4281.2978 | 45569.7804 | 44338.6414 | 43107.5025 | 41876.3635 | 40645.2246 |  | 0 |  |  |  |  | 1 | 1 | 1 | 1 | 1 | [5 empty] | 11.2928 | 17.5005 | 570.7763 | 26826.484 | 684.9315 | 0.070364 | 0.0033621 | 0.0028195 | 0.036916 | 0.038783 | 0.070364 | 0.0033621 | 0.0028195 | 0.036916 | 0.038783 | 100000 | 100000 | 0 | 0 | 0
1424 |  |  |  | 9795.2055 |  |  |  |  | 5384.8934 | 5426.8284 | 5468.7634 | 5510.6984 | 5552.6334 | 43730.9233 | 42549.464 | 41368.0046 | 40186.5453 | 39005.0859 |  | 0.15389 |  |  |  |  | 1 | 1 | 1 | 1 | 1 | [5 empty] | 10.651 | 16.1245 | 570.7763 | 26826.484 | 684.9315 | 0.074926 | 0.0035695 | 0.0026177 | 0.036834 | 0.040311 | 0.074926 | 0.0035695 | 0.0026177 | 0.036834 | 0.040311 | 100000 | 100000 | 0 | 0 | 0
1425 |  |  |  | 9795.2055 |  |  |  |  | 4559.656 | 4609.1535 | 4658.651 | 4708.1485 | 4757.646 | 40960.8575 | 39854.2358 | 38747.6141 | 37640.9924 | 36534.3707 |  | 0.3966 |  |  |  |  | 1 | 1 | 1 | 1 | 1 | [5 empty] | 9.299 | 15.9568 | 570.7763 | 26826.484 | 684.9315 | 0.069636 | 0.0023045 | 0.0015328 | 0.03387 | 0.037098 | 0.069636 | 0.0023045 | 0.0015328 | 0.03387 | 0.037098 | 100000 | 100000 | 0 | 0 | 0
1426 |  |  |  | 9795.2055 |  |  |  |  | 4043.8827 | 4118.6252 | 4193.3677 | 4268.1102 | 4342.8527 | 38294.851 | 37260.2557 | 36225.6603 | 35191.065 | 34156.4696 |  | 0.58764 |  |  |  |  | 1 | 1 | 1 | 1 | 1 | [5 empty] | 7.7986 | 16.2927 | 570.7763 | 26826.484 | 684.9315 | 0.064591 | 0.00056865 | 0.00089501 | 0.0016673 | 0.016512 | 0.064591 | 0.00056865 | 0.00089501 | 0.0016673 | 0.016512 | 100000 | 100000 | 0 | 0 | 0
1427 |  |  |  | 9795.2055 |  |  |  |  | 4116.3104 | 4221.0529 | 4325.7954 | 4430.5379 | 4535.2804 | 36184.4847 | 35206.9042 | 34229.3237 | 33251.7432 | 32274.1627 |  | 0.69644 |  |  |  |  | 1 | 1 | 1 | 1 | 1 | [5 empty] | 6.8956 | 15.5417 | 570.7763 | 26826.484 | 684.9315 | 0.064715 | 0.00056537 | 0.00091497 | 0.0009678 | 0.0028651 | 0.064715 | 0.00056537 | 0.00091497 | 0.0009678 | 0.0028651 | 100000 | 100000 | 0 | 0 | 0
1428 |  |  |  | 9795.2055 |  |  |  |  | 4759.381 | 4927.1244 | 5094.8677 | 5262.611 | 5430.3544 | 34267.3721 | 33341.5854 | 32415.7987 | 31490.012 | 30564.2253 |  | 0.72568 |  |  |  |  | 1 | 1 | 1 | 1 | 1 | [5 empty] | 6.0636 | 15.2763 | 570.7763 | 26826.484 | 684.9315 | 0.06421 | 0.00057705 | 0.00091205 | 0.00097047 | 0.0028661 | 0.06421 | 0.00057705 | 0.00091205 | 0.00097047 | 0.0028661 | 100000 | 100000 | 0 | 0 | 0
1429 |  |  |  | 9795.2055 |  |  |  |  | 4591.4803 | 4796.3478 | 5001.2153 | 5206.0828 | 5410.9503 | 33825.6087 | 32911.7569 | 31997.9052 | 31084.0534 | 30170.2016 |  | 0.69416 |  |  |  |  | 1 | 1 | 1 | 1 | 1 | [5 empty] | 5.2331 | 16.0922 | 570.7763 | 26826.484 | 684.9315 | 0.063326 | 0.0005788 | 0.00089428 | 0.00095615 | 0.0028371 | 0.063326 | 0.0005788 | 0.00089428 | 0.00095616 | 0.0028371 | 100000 | 100000 | 0 | 0 | 0
1430 |  |  |  | 9795.2055 |  |  |  |  | 4581.6038 | 4842.9538 | 5104.3038 | 5365.6538 | 5627.0038 | 33269.9686 | 32371.1283 | 31472.288 | 30573.4477 | 29674.6075 |  | 0.67284 |  |  |  |  | 1 | 1 | 1 | 1 | 1 | [5 empty] | 4.7419 | 16.4832 | 570.7763 | 26826.484 | 684.9315 | 0.063389 | 0.00071971 | 0.00091022 | 0.00096002 | 0.0028361 | 0.063389 | 0.00071971 | 0.00091022 | 0.00096002 | 0.0028361 | 100000 | 100000 | 0 | 0 | 0
1431 |  |  |  | 9795.2055 |  |  |  |  | 4562.9482 | 4878.2507 | 5193.5532 | 5508.8557 | 5824.1582 | 33701.3539 | 32790.8591 | 31880.3642 | 30969.8694 | 30059.3746 |  | 0.3114 |  |  |  |  | 1 | 1 | 1 | 1 | 1 | [5 empty] | 5.2939 | 17.2772 | 570.7763 | 26826.484 | 684.9315 | 0.062959 | 0.001035 | 0.00091288 | 0.0012382 | 0.0028338 | 0.062959 | 0.001035 | 0.00091288 | 0.0012382 | 0.0028338 | 100000 | 100000 | 0 | 0 | 0
1432 |  |  |  | 9795.2055 |  |  |  |  | 4290.7954 | 4724.0679 | 5157.3404 | 5590.6129 | 6023.8854 | 34767.7565 | 33828.4511 | 32889.1458 | 31949.8404 | 31010.535 |  | 0.16825 |  |  |  |  | 1 | 1 | 1 | 1 | 1 | [5 empty] | 5.5386 | 15.09 | 570.7763 | 26826.484 | 684.9315 | 0.071735 | 0.0049193 | 0.0024452 | 0.034811 | 0.036788 | 0.071735 | 0.0049193 | 0.0024452 | 0.034811 | 0.036788 | 100000 | 100000 | 0 | 0 | 0
1433 |  |  |  | 9795.2055 |  |  |  |  | 4638.6681 | 5265.6431 | 5892.6181 | 6519.5931 | 7146.5681 | 36934.5003 | 35936.657 | 34938.8136 | 33940.9703 | 32943.1269 |  | 0.12255 |  |  |  |  | 1 | 1 | 1 | 1 | 1 | [5 empty] | 5.0692 | 15.0488 | 570.7763 | 26826.484 | 684.9315 | 0.090901 | 0.052838 | 0.046788 | 0.071607 | 0.063811 | 0.090901 | 0.052838 | 0.046788 | 0.071607 | 0.063811 | 100000 | 100000 | 0 | 0 | 0
1434 |  |  |  | 9795.2055 |  |  |  |  | 6322.0646 | 7100.5587 | 7879.0529 | 8657.5471 | 9436.0412 | 39180.6213 | 38122.0955 | 37063.5697 | 36005.0438 | 34946.518 |  | 0 |  |  |  |  | 1 | 1 | 1 | 1 | 1 | [5 empty] | 4.9462 | 12.6341 | 570.7763 | 26826.484 | 684.9315 | 0.095264 | 0.054406 | 0.05697 | 0.07596 | 0.071798 | 0.095264 | 0.054406 | 0.05697 | 0.07596 | 0.071798 | 100000 | 100000 | 0 | 0 | 0
1435 |  |  |  | 9795.2055 |  |  |  |  | 7400.7991 | 8275.2649 | 9149.7307 | 10024.1966 | 10898.6624 | 40517.9723 | 39423.3159 | 38328.6594 | 37234.003 | 36139.3465 |  | 0 |  |  |  |  | 1 | 1 | 1 | 1 | 1 | [5 empty] | 4.7639 | 13.9249 | 570.7763 | 26826.484 | 684.9315 | 0.096129 | 0.055609 | 0.055533 | 0.074852 | 0.071249 | 0.096128 | 0.055609 | 0.055533 | 0.074852 | 0.071249 | 100000 | 100000 | 0 | 0 | 0
1436 |  |  |  | 9795.2055 |  |  |  |  | 7768.4248 | 8518.0448 | 9267.6648 | 10017.2848 | 10766.9048 | 41356.6215 | 40239.3077 | 39121.9938 | 38004.6799 | 36887.3661 |  | 0 |  |  |  |  | 1 | 1 | 1 | 1 | 1 | [5 empty] | 4.3723 | 13.1695 | 570.7763 | 26826.484 | 684.9315 | 0.097367 | 0.055165 | 0.055167 | 0.074319 | 0.070578 | 0.097367 | 0.055165 | 0.055167 | 0.074319 | 0.070578 | 100000 | 100000 | 0 | 0 | 0
1437 |  |  |  | 9795.2055 |  |  |  |  | 6892.7074 | 7532.2224 | 8171.7374 | 8811.2524 | 9450.7674 | 40561.7282 | 39465.8897 | 38370.0511 | 37274.2125 | 36178.3739 |  | 0 |  |  |  |  | 1 | 1 | 1 | 1 | 1 | [5 empty] | 3.4779 | 13.2743 | 570.7763 | 26826.484 | 684.9315 | 0.095264 | 0.053732 | 0.05428 | 0.072314 | 0.068355 | 0.095264 | 0.053732 | 0.05428 | 0.072314 | 0.068355 | 100000 | 100000 | 0 | 0 | 0
1438 |  |  |  | 9795.2055 |  |  |  |  | 5854.5764 | 6385.443 | 6916.3097 | 7447.1764 | 7978.043 | 36500.8716 | 35514.7434 | 34528.6152 | 33542.487 | 32556.3588 |  | 0 |  |  |  |  | 1 | 1 | 1 | 1 | 1 | [5 empty] | 2.5505 | 12.5577 | 570.7763 | 26826.484 | 684.9315 | 0.092078 | 0.051905 | 0.052857 | 0.071704 | 0.067844 | 0.092078 | 0.051905 | 0.052857 | 0.071704 | 0.067844 | 100000 | 100000 | 0 | 0 | 0
1439 |  |  |  | 9795.2055 |  |  |  |  | 5621.9297 | 6081.7122 | 6541.4947 | 7001.2772 | 7461.0597 | 27708.5198 | 26959.9307 | 26211.3417 | 25462.7527 | 24714.1636 |  | 0 |  |  |  |  | 1 | 1 | 1 | 1 | 1 | [5 empty] | 2.6433 | 11.8269 | 570.7763 | 26826.484 | 684.9315 | 0.091969 | 0.051901 | 0.053668 | 0.074238 | 0.068672 | 0.091969 | 0.051901 | 0.053668 | 0.074238 | 0.068672 | 100000 | 100000 | 0 | 0 | 0
1440 |  |  |  | 9795.2055 |  |  |  |  | 4189.8355 | 4593.0805 | 4996.3255 | 5399.5705 | 5802.8155 | 19556.2329 | 19027.8907 | 18499.5484 | 17971.2062 | 17442.8639 |  | 0 |  |  |  |  | 1 | 1 | 1 | 1 | 1 | [5 empty] | 2.2395 | 11.0049 | 570.7763 | 26826.484 | 684.9315 | 0.091716 | 0.053461 | 0.053549 | 0.073775 | 0.070311 | 0.091716 | 0.053461 | 0.053549 | 0.073775 | 0.070311 | 100000 | 100000 | 0 | 0 | 0
1441 |  |  |  | 9795.2055 |  |  |  |  | 3147.4418 | 3346.8093 | 3546.1768 | 3745.5443 | 3944.9118 | 19752.3511 | 19218.7104 | 18685.0697 | 18151.429 | 17617.7884 |  | 0 |  |  |  |  | 1 | 1 | 1 | 1 | 1 | [5 empty] | 3.7775 | 11.1529 | 570.7763 | 26826.484 | 684.9315 | 0.090953 | 0.054282 | 0.05434 | 0.074256 | 0.07073 | 0.090953 | 0.054282 | 0.05434 | 0.074256 | 0.07073 | 100000 | 100000 | 0 | 0 | 0
1442 |  |  |  | 9795.2055 |  |  |  |  | 2242.3882 | 2343.0332 | 2443.6782 | 2544.3232 | 2644.9682 | 20754.6734 | 20193.9534 | 19633.2334 | 19072.5134 | 18511.7934 |  | 0 |  |  |  |  | 1 | 1 | 1 | 1 | 1 | [5 empty] | 2.7021 | 11.4706 | 570.7763 | 26826.484 | 684.9315 | 0.091721 | 0.054939 | 0.055264 | 0.074572 | 0.071433 | 0.091721 | 0.054939 | 0.055264 | 0.074572 | 0.071433 | 100000 | 100000 | 0 | 0 | 0
1443 |  |  |  | 9795.2055 |  |  |  |  | 1695.1973 | 1746.3448 | 1797.4923 | 1848.6398 | 1899.7873 | 21081.0132 | 20511.4766 | 19941.9401 | 19372.4035 | 18802.8669 |  | 0 |  |  |  |  | 1 | 1 | 1 | 1 | 1 | [5 empty] | 2.5983 | 12.8811 | 570.7763 | 26826.484 | 684.9315 | 0.092347 | 0.054655 | 0.05501 | 0.073959 | 0.070813 | 0.092347 | 0.054655 | 0.05501 | 0.073959 | 0.070813 | 100000 | 100000 | 0 | 0 | 0
1444 |  |  |  | 9795.2055 |  |  |  |  | 1587.9479 | 1629.7454 | 1671.5429 | 1713.3404 | 1755.1379 | 22907.6813 | 22288.7944 | 21669.9076 | 21051.0207 | 20432.1338 |  | 0 |  |  |  |  | 1 | 1 | 1 | 1 | 1 | [5 empty] | 3.9379 | 14.0716 | 570.7763 | 26826.484 | 684.9315 | 0.088001 | 0.049294 | 0.048819 | 0.068972 | 0.066343 | 0.088001 | 0.049294 | 0.048819 | 0.068972 | 0.066343 | 100000 | 100000 | 0 | 0 | 0
1445 |  |  |  | 9795.2055 |  |  |  |  | 1792.5973 | 1834.5323 | 1876.4673 | 1918.4023 | 1960.3373 | 26982.7054 | 26253.7254 | 25524.7453 | 24795.7653 | 24066.7853 |  | 0 |  |  |  |  | 1 | 1 | 1 | 1 | 1 | [5 empty] | 5.1482 | 12.7554 | 570.7763 | 26826.484 | 684.9315 | 0.091363 | 0.049721 | 0.049478 | 0.069725 | 0.067232 | 0.091363 | 0.049721 | 0.049478 | 0.069725 | 0.067232 | 100000 | 100000 | 0 | 0 | 0
1446 |  |  |  | 9795.2055 |  |  |  |  | 2616.6667 | 2658.3267 | 2699.9867 | 2741.6467 | 2783.3067 | 39623.1552 | 38552.6736 | 37482.1921 | 36411.7105 | 35341.229 |  | 0 |  |  |  |  | 1 | 1 | 1 | 1 | 1 | [5 empty] | 5.8532 | 13.3883 | 570.7763 | 26826.484 | 684.9315 | 0.095393 | 0.05171 | 0.05364 | 0.071098 | 0.069212 | 0.095393 | 0.05171 | 0.05364 | 0.071098 | 0.069212 | 100000 | 100000 | 0 | 0 | 0
1447 |  |  |  | 9795.2055 |  |  |  |  | 4106.1202 | 4146.1302 | 4186.1402 | 4226.1502 | 4266.1602 | 46809.4361 | 45544.8059 | 44280.1757 | 43015.5455 | 41750.9153 |  | 0 |  |  |  |  | 1 | 1 | 1 | 1 | 1 | [5 empty] | 6.961 | 12.7635 | 570.7763 | 26826.484 | 684.9315 | 0.098524 | 0.072424 | 0.067141 | 0.080198 | 0.076314 | 0.098524 | 0.072424 | 0.067141 | 0.080198 | 0.076314 | 100000 | 100000 | 0 | 0 | 0
1448 |  |  |  | 9795.2055 |  |  |  |  | 5370.1311 | 5412.0661 | 5454.0011 | 5495.9361 | 5537.8711 | 44062.9751 | 42872.5449 | 41682.1146 | 40491.6844 | 39301.2541 |  | 0.01647 |  |  |  |  | 1 | 1 | 1 | 1 | 1 | [5 empty] | 7.9527 | 13.3132 | 570.7763 | 26826.484 | 684.9315 | 0.099502 | 0.059255 | 0.061581 | 0.076778 | 0.071969 | 0.099502 | 0.059256 | 0.061581 | 0.076778 | 0.071969 | 100000 | 100000 | 0 | 0 | 0
1449 |  |  |  | 9795.2055 |  |  |  |  | 4547.1561 | 4596.9836 | 4646.8111 | 4696.6386 | 4746.4661 | 42132.4132 | 40994.1401 | 39855.867 | 38717.5939 | 37579.3208 |  | 0.09529 |  |  |  |  | 1 | 1 | 1 | 1 | 1 | [5 empty] | 8.9273 | 13.226 | 570.7763 | 26826.484 | 684.9315 | 0.093183 | 0.050347 | 0.044599 | 0.055373 | 0.048576 | 0.093183 | 0.050347 | 0.044599 | 0.055373 | 0.048576 | 100000 | 100000 | 0 | 0 | 0
1450 |  |  |  | 9795.2055 |  |  |  |  | 4032.7967 | 4107.7867 | 4182.7767 | 4257.7667 | 4332.7567 | 40907.5459 | 39802.3645 | 38697.1832 | 37592.0018 | 36486.8204 |  | 0.03144 |  |  |  |  | 1 | 1 | 1 | 1 | 1 | [5 empty] | 11.0946 | 13.0723 | 570.7763 | 26826.484 | 684.9315 | 0.089445 | 0.036196 | 0.018173 | 0.033475 | 0.036824 | 0.089445 | 0.036196 | 0.018173 | 0.033475 | 0.036824 | 100000 | 100000 | 0 | 0 | 0
1451 |  |  |  | 9795.2055 |  |  |  |  | 4105.0259 | 4214.0584 | 4323.0909 | 4432.1234 | 4541.1559 | 39464.4067 | 38398.214 | 37332.0213 | 36265.8285 | 35199.6358 |  | 0.05644 |  |  |  |  | 1 | 1 | 1 | 1 | 1 | [5 empty] | 10.9055 | 13.5921 | 570.7763 | 26826.484 | 684.9315 | 0.08552 | 0.038278 | 0.019452 | 0.033367 | 0.035995 | 0.08552 | 0.038278 | 0.019452 | 0.033367 | 0.035995 | 100000 | 100000 | 0 | 0 | 0
1452 |  |  |  | 9795.2055 |  |  |  |  | 4746.3336 | 4911.8761 | 5077.4186 | 5242.9611 | 5408.5036 | 37805.1319 | 36783.7671 | 35762.4023 | 34741.0374 | 33719.6726 |  | 0.17653 |  |  |  |  | 1 | 1 | 1 | 1 | 1 | [5 empty] | 10.3538 | 13.8056 | 570.7763 | 26826.484 | 684.9315 | 0.085251 | 0.038463 | 0.019703 | 0.03342 | 0.036024 | 0.085251 | 0.038463 | 0.019703 | 0.03342 | 0.036024 | 100000 | 100000 | 0 | 0 | 0
1453 |  |  |  | 9795.2055 |  |  |  |  | 4578.8931 | 4781.6981 | 4984.5031 | 5187.3081 | 5390.1131 | 37271.1033 | 36264.1661 | 35257.2289 | 34250.2917 | 33243.3545 |  | 0.22316 |  |  |  |  | 1 | 1 | 1 | 1 | 1 | [5 empty] | 10.0828 | 12.3269 | 570.7763 | 26826.484 | 684.9315 | 0.085147 | 0.038331 | 0.019552 | 0.033433 | 0.036018 | 0.085147 | 0.038331 | 0.019553 | 0.033433 | 0.036018 | 100000 | 100000 | 0 | 0 | 0
1454 |  |  |  | 9795.2055 |  |  |  |  | 4569.0437 | 4841.8337 | 5114.6237 | 5387.4137 | 5660.2037 | 36919.3242 | 35921.8908 | 34924.4575 | 33927.0242 | 32929.5908 |  | 0.15867 |  |  |  |  | 1 | 1 | 1 | 1 | 1 | [5 empty] | 9.8561 | 13.4614 | 570.7763 | 26826.484 | 684.9315 | 0.08487 | 0.036979 | 0.018753 | 0.033377 | 0.036136 | 0.08487 | 0.036979 | 0.018753 | 0.033377 | 0.036136 | 100000 | 100000 | 0 | 0 | 0
1455 |  |  |  | 9795.2055 |  |  |  |  | 4550.4392 | 4875.3942 | 5200.3492 | 5525.3042 | 5850.2592 | 37332.5653 | 36323.9676 | 35315.3699 | 34306.7722 | 33298.1745 |  | 0.05455 |  |  |  |  | 1 | 1 | 1 | 1 | 1 | [5 empty] | 8.3702 | 14.5831 | 570.7763 | 26826.484 | 684.9315 | 0.085517 | 0.035344 | 0.02178 | 0.038001 | 0.038333 | 0.085517 | 0.035344 | 0.02178 | 0.038001 | 0.038333 | 100000 | 100000 | 0 | 0 | 0
1456 |  |  |  | 9795.2055 |  |  |  |  | 4279.0326 | 4709.4451 | 5139.8576 | 5570.2701 | 6000.6826 | 37915.3361 | 36890.994 | 35866.6518 | 34842.3097 | 33817.9675 |  | 0.17844 |  |  |  |  | 1 | 1 | 1 | 1 | 1 | [5 empty] | 7.4311 | 15.9613 | 570.7763 | 26826.484 | 684.9315 | 0.09167 | 0.046549 | 0.044735 | 0.05098 | 0.046108 | 0.09167 | 0.046549 | 0.044735 | 0.05098 | 0.046108 | 100000 | 100000 | 0 | 0 | 0
1457 |  |  |  | 9795.2055 |  |  |  |  | 4625.9516 | 5277.6766 | 5929.4016 | 6581.1266 | 7232.8516 | 40062.0337 | 38979.6951 | 37897.3566 | 36815.018 | 35732.6795 |  | 0.09957 |  |  |  |  | 1 | 1 | 1 | 1 | 1 | [5 empty] | 6.8925 | 17.0845 | 570.7763 | 26826.484 | 684.9315 | 0.10056 | 0.07763 | 0.068012 | 0.07212 | 0.052299 | 0.10056 | 0.07763 | 0.068012 | 0.07212 | 0.052299 | 100000 | 100000 | 0 | 0 | 0
1458 |  |  |  | 9795.2055 |  |  |  |  | 6304.7331 | 7088.4523 | 7872.1715 | 8655.8906 | 9439.6098 | 41625.9604 | 40501.3699 | 39376.7794 | 38252.1889 | 37127.5985 |  | 0 |  |  |  |  | 1 | 1 | 1 | 1 | 1 | [5 empty] | 6.497 | 16.121 | 570.7763 | 26826.484 | 684.9315 | 0.10463 | 0.081576 | 0.069561 | 0.073538 | 0.053499 | 0.10463 | 0.081576 | 0.069561 | 0.073538 | 0.053499 | 100000 | 100000 | 0 | 0 | 0
1459 |  |  |  | 9795.2055 |  |  |  |  | 7380.5104 | 8213.7279 | 9046.9454 | 9880.1629 | 10713.3804 | 42301.9429 | 41159.0897 | 40016.2365 | 38873.3833 | 37730.5301 |  | 0 |  |  |  |  | 1 | 1 | 1 | 1 | 1 | [5 empty] | 5.9289 | 12.9399 | 570.7763 | 26826.484 | 684.9315 | 0.10586 | 0.08558 | 0.072116 | 0.079074 | 0.05378 | 0.10586 | 0.08558 | 0.072116 | 0.079074 | 0.05378 | 100000 | 100000 | 0 | 0 | 0
1460 |  |  |  | 9795.2055 |  |  |  |  | 7747.1282 | 8553.6174 | 9360.1066 | 10166.5957 | 10973.0849 | 42301.9429 | 41159.0897 | 40016.2365 | 38873.3833 | 37730.5301 |  | 0 |  |  |  |  | 1 | 1 | 1 | 1 | 1 | [5 empty] | 5.6484 | 9.5715 | 570.7763 | 26826.484 | 684.9315 | 0.10637 | 0.08732 | 0.072935 | 0.076964 | 0.053418 | 0.10637 | 0.08732 | 0.072935 | 0.076964 | 0.053418 | 100000 | 100000 | 0 | 0 | 0
1461 |  |  |  | 9795.2055 |  |  |  |  | 6873.8116 | 7488.2475 | 8102.6833 | 8717.1191 | 9331.555 | 41125.818 | 40014.7396 | 38903.6613 | 37792.5829 | 36681.5046 |  | 0 |  |  |  |  | 1 | 1 | 1 | 1 | 1 | [5 empty] | 5.4127 | 10.3104 | 570.7763 | 26826.484 | 684.9315 | 0.10576 | 0.085918 | 0.072804 | 0.07761 | 0.053056 | 0.10576 | 0.085918 | 0.072804 | 0.07761 | 0.053056 | 100000 | 100000 | 0 | 0 | 0
1462 |  |  |  | 9795.2055 |  |  |  |  | 5838.5265 | 6351.519 | 6864.5115 | 7377.504 | 7890.4965 | 37235.0807 | 36229.1167 | 35223.1527 | 34217.1888 | 33211.2248 |  | 0 |  |  |  |  | 1 | 1 | 1 | 1 | 1 | [5 empty] | 3.313 | 12.3009 | 570.7763 | 26826.484 | 684.9315 | 0.10448 | 0.083654 | 0.07063 | 0.076406 | 0.052628 | 0.10448 | 0.083654 | 0.07063 | 0.076406 | 0.052628 | 100000 | 100000 | 0 | 0 | 0
1463 |  |  |  | 9795.2055 |  |  |  |  | 5606.5176 | 6055.7126 | 6504.9076 | 6954.1026 | 7403.2976 | 29082.6981 | 28296.9835 | 27511.2689 | 26725.5543 | 25939.8397 |  | 0 |  |  |  |  | 1 | 1 | 1 | 1 | 1 | [5 empty] | 2.652 | 13.3886 | 570.7763 | 26826.484 | 684.9315 | 0.10285 | 0.079204 | 0.066161 | 0.07203 | 0.051425 | 0.10285 | 0.079204 | 0.066161 | 0.07203 | 0.051425 | 100000 | 100000 | 0 | 0 | 0
1464 |  |  |  | 9795.2055 |  |  |  |  | 4178.3494 | 4569.9619 | 4961.5744 | 5353.1869 | 5744.7994 | 22263.4485 | 21661.9666 | 21060.4847 | 20459.0028 | 19857.5208 |  | 0 |  |  |  |  | 1 | 1 | 1 | 1 | 1 | [5 empty] | 5.6727 | 14.0713 | 570.7763 | 26826.484 | 684.9315 | 0.096767 | 0.078929 | 0.066522 | 0.072573 | 0.051325 | 0.096767 | 0.078929 | 0.066522 | 0.072573 | 0.051325 | 100000 | 100000 | 0 | 0 | 0
1465 |  |  |  | 9795.2055 |  |  |  |  | 3138.6803 | 3346.9853 | 3555.2903 | 3763.5953 | 3971.9003 | 21365.203 | 20787.9886 | 20210.7742 | 19633.5597 | 19056.3453 |  | 0 |  |  |  |  | 1 | 1 | 1 | 1 | 1 | [5 empty] | 8.4028 | 13.8095 | 570.7763 | 26826.484 | 684.9315 | 0.096799 | 0.078197 | 0.065423 | 0.07104 | 0.050964 | 0.096799 | 0.078197 | 0.065423 | 0.07104 | 0.050964 | 100000 | 100000 | 0 | 0 | 0
1466 |  |  |  | 9795.2055 |  |  |  |  | 2236.146 | 2333.4919 | 2430.8377 | 2528.1835 | 2625.5294 | 22446.4444 | 21840.0185 | 21233.5927 | 20627.1669 | 20020.741 |  | 0 |  |  |  |  | 1 | 1 | 1 | 1 | 1 | [5 empty] | 8.842 | 13.1201 | 570.7763 | 26826.484 | 684.9315 | 0.095193 | 0.075831 | 0.064069 | 0.069836 | 0.050652 | 0.095193 | 0.075831 | 0.064069 | 0.069836 | 0.050652 | 100000 | 100000 | 0 | 0 | 0
1467 |  |  |  | 9795.2055 |  |  |  |  | 1690.4784 | 1737.8309 | 1785.1834 | 1832.5359 | 1879.8884 | 22798.7697 | 22182.8253 | 21566.8808 | 20950.9364 | 20334.9919 |  | 0 |  |  |  |  | 1 | 1 | 1 | 1 | 1 | [5 empty] | 9.5622 | 13.6372 | 570.7763 | 26826.484 | 684.9315 | 0.09367 | 0.072555 | 0.061455 | 0.067281 | 0.049999 | 0.09367 | 0.072555 | 0.061455 | 0.067281 | 0.049999 | 100000 | 100000 | 0 | 0 | 0
1468 |  |  |  | 9795.2055 |  |  |  |  | 1583.5275 | 1624.775 | 1666.0225 | 1707.27 | 1748.5175 | 24772.5142 | 24103.2459 | 23433.9777 | 22764.7094 | 22095.4412 |  | 0 |  |  |  |  | 1 | 1 | 1 | 1 | 1 | [5 empty] | 10.4336 | 12.9422 | 570.7763 | 26826.484 | 684.9315 | 0.081461 | 0.056491 | 0.057052 | 0.063652 | 0.049556 | 0.081461 | 0.056491 | 0.057052 | 0.063652 | 0.049556 | 100000 | 100000 | 0 | 0 | 0
1469 |  |  |  | 9795.2055 |  |  |  |  | 1787.6072 | 1828.5797 | 1869.5522 | 1910.5247 | 1951.4972 | 29173.8886 | 28385.7104 | 27597.5321 | 26809.3538 | 26021.1756 |  | 0 |  |  |  |  | 1 | 1 | 1 | 1 | 1 | [5 empty] | 11.2692 | 13.1719 | 570.7763 | 26826.484 | 684.9315 | 0.084088 | 0.064635 | 0.060131 | 0.065075 | 0.04997 | 0.084088 | 0.064635 | 0.060131 | 0.065075 | 0.04997 | 100000 | 100000 | 0 | 0 | 0
1470 |  |  |  | 9795.2055 |  |  |  |  | 2609.3827 | 2651.1802 | 2692.9777 | 2734.7752 | 2776.5727 | 42831.0115 | 41673.8647 | 40516.7179 | 39359.5711 | 38202.4243 |  | 0 |  |  |  |  | 1 | 1 | 1 | 1 | 1 | [5 empty] | 12.0786 | 12.1654 | 570.7763 | 26826.484 | 684.9315 | 0.088006 | 0.066819 | 0.061972 | 0.067592 | 0.051467 | 0.088006 | 0.066819 | 0.061972 | 0.067592 | 0.051467 | 100000 | 100000 | 0 | 0 | 0
1471 |  |  |  | 9795.2055 |  |  |  |  | 4094.6901 | 4136.2126 | 4177.7351 | 4219.2576 | 4260.7801 | 50646.105 | 49277.8212 | 47909.5374 | 46541.2536 | 45172.9698 |  | 0 |  |  |  |  | 1 | 1 | 1 | 1 | 1 | [5 empty] | 12.89 | 11.998 | 570.7763 | 26826.484 | 684.9315 | 0.097635 | 0.079832 | 0.069251 | 0.075916 | 0.053689 | 0.097635 | 0.079832 | 0.069251 | 0.075916 | 0.053689 | 100000 | 100000 | 0 | 0 | 0
1472 |  |  |  | 9795.2055 |  |  |  |  | 5355.1823 | 5396.5673 | 5437.9523 | 5479.3373 | 5520.7223 | 47665.6874 | 46377.9242 | 45090.161 | 43802.3979 | 42514.6347 |  | 0.09864 |  |  |  |  | 1 | 1 | 1 | 1 | 1 | [5 empty] | 13.8601 | 12.4293 | 570.7763 | 26826.484 | 684.9315 | 0.098085 | 0.07979 | 0.067061 | 0.070308 | 0.051868 | 0.098085 | 0.07979 | 0.067061 | 0.070308 | 0.051868 | 100000 | 100000 | 0 | 0 | 0
1473 |  |  |  | 9795.2055 |  |  |  |  | 4534.4982 | 4582.1807 | 4629.8632 | 4677.5457 | 4725.2282 | 45572.388 | 44341.1786 | 43109.9692 | 41878.7598 | 40647.5504 |  | 0.27717 |  |  |  |  | 1 | 1 | 1 | 1 | 1 | [5 empty] | 13.7664 | 11.319 | 570.7763 | 26826.484 | 684.9315 | 0.093671 | 0.070108 | 0.056802 | 0.049537 | 0.043429 | 0.093672 | 0.070108 | 0.056802 | 0.049537 | 0.043429 | 100000 | 100000 | 0 | 0 | 0
1474 |  |  |  | 9795.2055 |  |  |  |  | 4021.5706 | 4097.5506 | 4173.5306 | 4249.5106 | 4325.4906 | 44245.7662 | 43050.3975 | 41855.0289 | 40659.6603 | 39464.2916 |  | 0.41243 |  |  |  |  | 1 | 1 | 1 | 1 | 1 | [5 empty] | 13.6547 | 10.354 | 570.7763 | 26826.484 | 684.9315 | 0.087889 | 0.042324 | 0.034142 | 0.036535 | 0.035175 | 0.087889 | 0.042324 | 0.034142 | 0.036535 | 0.035175 | 100000 | 100000 | 0 | 0 | 0
1475 |  |  |  | 9795.2055 |  |  |  |  | 4093.5987 | 4200.8437 | 4308.0887 | 4415.3337 | 4522.5787 | 42682.7612 | 41529.6196 | 40376.478 | 39223.3363 | 38070.1947 |  | 0.53985 |  |  |  |  | 1 | 1 | 1 | 1 | 1 | [5 empty] | 14.5433 | 9.956 | 570.7763 | 26826.484 | 684.9315 | 0.086119 | 0.042137 | 0.034153 | 0.036188 | 0.035023 | 0.086119 | 0.042137 | 0.034153 | 0.036188 | 0.035023 | 100000 | 100000 | 0 | 0 | 0
1476 |  |  |  | 9795.2055 |  |  |  |  | 4733.1212 | 4898.6637 | 5064.2062 | 5229.7487 | 5395.2912 | 40887.8717 | 39783.2219 | 38678.572 | 37573.9222 | 36469.2723 |  | 0.55107 |  |  |  |  | 1 | 1 | 1 | 1 | 1 | [5 empty] | 15.4681 | 10.5356 | 570.7763 | 26826.484 | 684.9315 | 0.086448 | 0.042339 | 0.034224 | 0.036344 | 0.034988 | 0.086448 | 0.042339 | 0.034224 | 0.036344 | 0.034988 | 100000 | 100000 | 0 | 0 | 0
1477 |  |  |  | 9795.2055 |  |  |  |  | 4566.1469 | 4777.2019 | 4988.2569 | 5199.3119 | 5410.3669 | 40309.0466 | 39220.0346 | 38131.0226 | 37042.0106 | 35952.9987 |  | 0.22281 |  |  |  |  | 1 | 1 | 1 | 1 | 1 | [5 empty] | 16.0167 | 11.2951 | 570.7763 | 26826.484 | 684.9315 | 0.086461 | 0.042355 | 0.034466 | 0.036494 | 0.03519 | 0.086461 | 0.042355 | 0.034466 | 0.036494 | 0.03519 | 100000 | 100000 | 0 | 0 | 0
1478 |  |  |  | 9795.2055 |  |  |  |  | 4556.3249 | 4814.1549 | 5071.9849 | 5329.8149 | 5587.6449 | 39927.9572 | 38849.241 | 37770.5247 | 36691.8084 | 35613.0922 |  | 0.15533 |  |  |  |  | 1 | 1 | 1 | 1 | 1 | [5 empty] | 17.022 | 9.4033 | 570.7763 | 26826.484 | 684.9315 | 0.086418 | 0.042353 | 0.034458 | 0.036547 | 0.035156 | 0.086418 | 0.042353 | 0.034458 | 0.036547 | 0.035156 | 100000 | 100000 | 0 | 0 | 0
1479 |  |  |  | 9795.2055 |  |  |  |  | 4537.7722 | 4853.0747 | 5168.3772 | 5483.6797 | 5798.9822 | 40376.4581 | 39285.6249 | 38194.7916 | 37103.9584 | 36013.1252 |  | 0.12648 |  |  |  |  | 1 | 1 | 1 | 1 | 1 | [5 empty] | 17.0424 | 8.4959 | 570.7763 | 26826.484 | 684.9315 | 0.087529 | 0.043571 | 0.038487 | 0.04087 | 0.040655 | 0.087529 | 0.043571 | 0.038487 | 0.04087 | 0.040655 | 100000 | 100000 | 0 | 0 | 0
1480 |  |  |  | 9795.2055 |  |  |  |  | 4267.121 | 4700.3935 | 5133.666 | 5566.9385 | 6000.211 | 41008.3126 | 39900.4089 | 38792.5051 | 37684.6013 | 36576.6976 |  | 0.11697 |  |  |  |  | 1 | 1 | 1 | 1 | 1 | [5 empty] | 16.9877 | 9.0241 | 570.7763 | 26826.484 | 684.9315 | 0.096288 | 0.079763 | 0.066279 | 0.050289 | 0.045887 | 0.096288 | 0.079763 | 0.066279 | 0.050289 | 0.045887 | 100000 | 100000 | 0 | 0 | 0
1481 |  |  |  | 9795.2055 |  |  |  |  | 4613.0743 | 5235.9252 | 5858.776 | 6481.6268 | 7104.4777 | 43333.4964 | 42162.7742 | 40992.0519 | 39821.3297 | 38650.6074 |  | 0.055 |  |  |  |  | 1 | 1 | 1 | 1 | 1 | [5 empty] | 17.5457 | 9.0759 | 570.7763 | 26826.484 | 684.9315 | 0.10709 | 0.098014 | 0.090347 | 0.10673 | 0.080703 | 0.10709 | 0.098014 | 0.090347 | 0.10673 | 0.080703 | 100000 | 100000 | 0 | 0 | 0
1482 |  |  |  | 9795.2055 |  |  |  |  | 6287.1827 | 7065.6777 | 7844.1727 | 8622.6677 | 9401.1627 | 45026.8256 | 43810.3555 | 42593.8853 | 41377.4151 | 40160.9449 |  | 0 |  |  |  |  | 1 | 1 | 1 | 1 | 1 | [5 empty] | 18.3446 | 9.3722 | 570.7763 | 26826.484 | 684.9315 | 0.11031 | 0.10278 | 0.093829 | 0.11132 | 0.088602 | 0.11031 | 0.10278 | 0.093829 | 0.11132 | 0.088602 | 100000 | 100000 | 0 | 0 | 0
1483 |  |  |  | 9795.2055 |  |  |  |  | 7359.9653 | 8171.1836 | 8982.4019 | 9793.6203 | 10604.8386 | 45755.7417 | 44519.5787 | 43283.4157 | 42047.2528 | 40811.0898 |  | 0 |  |  |  |  | 1 | 1 | 1 | 1 | 1 | [5 empty] | 18.3262 | 8.7192 | 570.7763 | 26826.484 | 684.9315 | 0.11154 | 0.10366 | 0.093838 | 0.11152 | 0.097331 | 0.11154 | 0.10366 | 0.093838 | 0.11152 | 0.097331 | 100000 | 100000 | 0 | 0 | 0
1484 |  |  |  | 9795.2055 |  |  |  |  | 7725.5626 | 8501.0326 | 9276.5026 | 10051.9726 | 10827.4426 | 45755.7417 | 44519.5787 | 43283.4157 | 42047.2528 | 40811.0898 |  | 0 |  |  |  |  | 1 | 1 | 1 | 1 | 1 | [5 empty] | 18.1327 | 7.841 | 570.7763 | 26826.484 | 684.9315 | 0.11141 | 0.10296 | 0.093054 | 0.11096 | 0.090287 | 0.11141 | 0.10296 | 0.093054 | 0.11096 | 0.090287 | 100000 | 100000 | 0 | 0 | 0
1485 |  |  |  | 9795.2055 |  |  |  |  | 6854.677 | 7510.9112 | 8167.1454 | 8823.3795 | 9479.6137 | 44482.1493 | 43280.3944 | 42078.6395 | 40876.8846 | 39675.1297 |  | 0 |  |  |  |  | 1 | 1 | 1 | 1 | 1 | [5 empty] | 17.616 | 7.5317 | 570.7763 | 26826.484 | 684.9315 | 0.11015 | 0.10017 | 0.091903 | 0.10816 | 0.083679 | 0.11015 | 0.10017 | 0.091904 | 0.10816 | 0.083679 | 100000 | 100000 | 0 | 0 | 0
1486 |  |  |  | 9795.2055 |  |  |  |  | 5822.2738 | 6371.0147 | 6919.7555 | 7468.4963 | 8017.2372 | 40270.3992 | 39182.4313 | 38094.4635 | 37006.4956 | 35918.5277 |  | 0 |  |  |  |  | 1 | 1 | 1 | 1 | 1 | [5 empty] | 16.6398 | 7.0863 | 570.7763 | 26826.484 | 684.9315 | 0.10888 | 0.098984 | 0.091352 | 0.10729 | 0.082686 | 0.10888 | 0.098983 | 0.091352 | 0.10729 | 0.082686 | 100000 | 100000 | 0 | 0 | 0
1487 |  |  |  | 9795.2055 |  |  |  |  | 5590.9108 | 6043.1299 | 6495.3491 | 6947.5683 | 7399.7874 | 31437.9317 | 30588.5867 | 29739.2418 | 28889.8969 | 28040.5519 |  | 0 |  |  |  |  | 1 | 1 | 1 | 1 | 1 | [5 empty] | 15.6643 | 7.4566 | 570.7763 | 26826.484 | 684.9315 | 0.10827 | 0.09819 | 0.091144 | 0.10687 | 0.081881 | 0.10827 | 0.09819 | 0.091144 | 0.10687 | 0.081881 | 100000 | 100000 | 0 | 0 | 0
1488 |  |  |  | 9795.2055 |  |  |  |  | 4166.7182 | 4559.6232 | 4952.5282 | 5345.4332 | 5738.3382 | 24073.2482 | 23422.8717 | 22772.4952 | 22122.1187 | 21471.7422 |  | 0 |  |  |  |  | 1 | 1 | 1 | 1 | 1 | [5 empty] | 14.721 | 7.3948 | 570.7763 | 26826.484 | 684.9315 | 0.10765 | 0.098209 | 0.091152 | 0.10687 | 0.081957 | 0.10765 | 0.098209 | 0.091152 | 0.10687 | 0.081957 | 100000 | 100000 | 0 | 0 | 0
1489 |  |  |  | 9795.2055 |  |  |  |  | 3129.8131 | 3344.9922 | 3560.1714 | 3775.3506 | 3990.5297 | 22989.0593 | 22367.9739 | 21746.8885 | 21125.8031 | 20504.7176 |  | 0 |  |  |  |  | 1 | 1 | 1 | 1 | 1 | [5 empty] | 15.8838 | 7.0778 | 570.7763 | 26826.484 | 684.9315 | 0.10757 | 0.098185 | 0.09115 | 0.10692 | 0.081904 | 0.10757 | 0.098185 | 0.09115 | 0.10692 | 0.081904 | 100000 | 100000 | 0 | 0 | 0
1490 |  |  |  | 9795.2055 |  |  |  |  | 2229.8286 | 2331.1336 | 2432.4386 | 2533.7436 | 2635.0486 | 24149.224 | 23496.795 | 22844.3659 | 22191.9368 | 21539.5077 |  | 0 |  |  |  |  | 1 | 1 | 1 | 1 | 1 | [5 empty] | 14.8159 | 6.95 | 570.7763 | 26826.484 | 684.9315 | 0.10754 | 0.098178 | 0.091178 | 0.10693 | 0.081938 | 0.10754 | 0.098178 | 0.091178 | 0.10693 | 0.081938 | 100000 | 100000 | 0 | 0 | 0
1491 |  |  |  | 9795.2055 |  |  |  |  | 1685.7025 | 1733.385 | 1781.0675 | 1828.75 | 1876.4325 | 24527.5914 | 23864.9401 | 23202.2889 | 22539.6376 | 21876.9863 |  | 0 |  |  |  |  | 1 | 1 | 1 | 1 | 1 | [5 empty] | 13.9394 | 7.2995 | 570.7763 | 26826.484 | 684.9315 | 0.10755 | 0.098153 | 0.091125 | 0.10682 | 0.08194 | 0.10755 | 0.098153 | 0.091125 | 0.10682 | 0.08194 | 100000 | 100000 | 0 | 0 | 0
1492 |  |  |  | 9795.2055 |  |  |  |  | 1579.0538 | 1619.6138 | 1660.1738 | 1700.7338 | 1741.2938 | 26649.0361 | 25929.0707 | 25209.1052 | 24489.1398 | 23769.1744 |  | 0 |  |  |  |  | 1 | 1 | 1 | 1 | 1 | [5 empty] | 13.504 | 7.7941 | 570.7763 | 26826.484 | 684.9315 | 0.10532 | 0.091079 | 0.084744 | 0.080585 | 0.061447 | 0.10532 | 0.091079 | 0.084744 | 0.080585 | 0.061447 | 100000 | 100000 | 0 | 0 | 0
1493 |  |  |  | 9795.2055 |  |  |  |  | 1782.557 | 1823.117 | 1863.677 | 1904.237 | 1944.797 | 31377.82 | 30530.0991 | 29682.3782 | 28834.6573 | 27986.9363 |  | 0 |  |  |  |  | 1 | 1 | 1 | 1 | 1 | [5 empty] | 11.8307 | 8.793 | 570.7763 | 26826.484 | 684.9315 | 0.10467 | 0.091103 | 0.084478 | 0.080284 | 0.061741 | 0.10466 | 0.091103 | 0.084478 | 0.080284 | 0.061741 | 100000 | 100000 | 0 | 0 | 0
1494 |  |  |  | 9795.2055 |  |  |  |  | 2602.0108 | 2644.3583 | 2686.7058 | 2729.0533 | 2771.4008 | 46055.727 | 44811.4594 | 43567.1919 | 42322.9243 | 41078.6567 |  | 0 |  |  |  |  | 1 | 1 | 1 | 1 | 1 | [5 empty] | 11.3635 | 9.8506 | 570.7763 | 26826.484 | 684.9315 | 0.10637 | 0.091875 | 0.085363 | 0.081426 | 0.062796 | 0.10637 | 0.091875 | 0.085363 | 0.081426 | 0.062796 | 100000 | 100000 | 0 | 0 | 0
1495 |  |  |  | 9795.2055 |  |  |  |  | 4083.1219 | 4124.5069 | 4165.8919 | 4207.2769 | 4248.6619 | 54511.6022 | 53038.886 | 51566.1697 | 50093.4534 | 48620.7371 |  | 0 |  |  |  |  | 1 | 1 | 1 | 1 | 1 | [5 empty] | 11.2044 | 9.7282 | 570.7763 | 26826.484 | 684.9315 | 0.10672 | 0.095314 | 0.08902 | 0.085435 | 0.065198 | 0.10672 | 0.095315 | 0.08902 | 0.085435 | 0.065198 | 100000 | 100000 | 0 | 0 | 0
1496 |  |  |  | 9795.2055 |  |  |  |  | 5340.0531 | 5381.0256 | 5421.9981 | 5462.9706 | 5503.9431 | 51293.8596 | 49908.0757 | 48522.2918 | 47136.5078 | 45750.7239 |  | 0.01453 |  |  |  |  | 1 | 1 | 1 | 1 | 1 | [5 empty] | 10.2027 | 9.764 | 570.7763 | 26826.484 | 684.9315 | 0.10569 | 0.090382 | 0.084692 | 0.074914 | 0.061295 | 0.10569 | 0.090382 | 0.084692 | 0.074914 | 0.061295 | 100000 | 100000 | 0 | 0 | 0
1497 |  |  |  | 9795.2055 |  |  |  |  | 4521.6875 | 4572.175 | 4622.6625 | 4673.15 | 4723.6375 | 49035.7807 | 47711.0024 | 46386.224 | 45061.4456 | 43736.6672 |  | 0.03226 |  |  |  |  | 1 | 1 | 1 | 1 | 1 | [5 empty] | 9.6683 | 9.8661 | 570.7763 | 26826.484 | 684.9315 | 0.098386 | 0.082152 | 0.063437 | 0.049779 | 0.045619 | 0.098386 | 0.082152 | 0.063437 | 0.049779 | 0.045619 | 100000 | 100000 | 0 | 0 | 0
1498 |  |  |  | 9795.2055 |  |  |  |  | 4010.209 | 4083.9615 | 4157.714 | 4231.4665 | 4305.219 | 47606.3921 | 46320.2309 | 45034.0697 | 43747.9085 | 42461.7472 |  | 0.10504 |  |  |  |  | 1 | 1 | 1 | 1 | 1 | [5 empty] | 8.7233 | 9.5321 | 570.7763 | 26826.484 | 684.9315 | 0.092001 | 0.04696 | 0.039703 | 0.04445 | 0.043861 | 0.092001 | 0.04696 | 0.039703 | 0.04445 | 0.043861 | 100000 | 100000 | 0 | 0 | 0
1499 |  |  |  | 9795.2055 |  |  |  |  | 4082.0337 | 4188.5637 | 4295.0937 | 4401.6237 | 4508.1537 | 45922.3329 | 44681.6692 | 43441.0055 | 42200.3418 | 40959.6781 |  | 0.27819 |  |  |  |  | 1 | 1 | 1 | 1 | 1 | [5 empty] | 8.5213 | 9.2163 | 570.7763 | 26826.484 | 684.9315 | 0.088584 | 0.043764 | 0.039175 | 0.042709 | 0.04369 | 0.088584 | 0.043764 | 0.039175 | 0.042709 | 0.04369 | 100000 | 100000 | 0 | 0 | 0
1500 |  |  |  | 9795.2055 |  |  |  |  | 4719.7494 | 4885.8427 | 5051.9361 | 5218.0294 | 5384.1227 | 43990.88 | 42802.3975 | 41613.915 | 40425.4325 | 39236.9501 |  | 0.32524 |  |  |  |  | 1 | 1 | 1 | 1 | 1 | [5 empty] | 8.5037 | 9.0552 | 570.7763 | 26826.484 | 684.9315 | 0.088595 | 0.043735 | 0.039181 | 0.042716 | 0.043198 | 0.088595 | 0.043735 | 0.039181 | 0.042716 | 0.043198 | 100000 | 100000 | 0 | 0 | 0
1501 |  |  |  | 9795.2055 |  |  |  |  | 4553.2468 | 4762.9268 | 4972.6068 | 5182.2868 | 5391.9668 | 43366.7351 | 42195.1149 | 41023.4946 | 39851.8744 | 38680.2541 |  | 0.6946 |  |  |  |  | 1 | 1 | 1 | 1 | 1 | [5 empty] | 7.6251 | 8.836 | 570.7763 | 26826.484 | 684.9315 | 0.08858 | 0.043605 | 0.039193 | 0.042706 | 0.043173 | 0.08858 | 0.043605 | 0.039193 | 0.042706 | 0.043173 | 100000 | 100000 | 0 | 0 | 0
1502 |  |  |  | 9795.2055 |  |  |  |  | 4543.4526 | 4817.1217 | 5090.7909 | 5364.4601 | 5638.1292 | 42956.0284 | 41795.504 | 40634.9797 | 39474.4553 | 38313.931 |  | 0.71208 |  |  |  |  | 1 | 1 | 1 | 1 | 1 | [5 empty] | 7.3413 | 8.5146 | 570.7763 | 26826.484 | 684.9315 | 0.088575 | 0.043588 | 0.039188 | 0.042731 | 0.043189 | 0.088575 | 0.043588 | 0.039188 | 0.042731 | 0.043189 | 100000 | 100000 | 0 | 0 | 0
1503 |  |  |  | 9795.2055 |  |  |  |  | 4524.9523 | 4846.6898 | 5168.4273 | 5490.1648 | 5811.9023 | 43440.3067 | 42266.6988 | 41093.091 | 39919.4831 | 38745.8752 |  | 0.32088 |  |  |  |  | 1 | 1 | 1 | 1 | 1 | [5 empty] | 7.9344 | 8.6208 | 570.7763 | 26826.484 | 684.9315 | 0.088627 | 0.043709 | 0.039264 | 0.042882 | 0.043218 | 0.088627 | 0.043709 | 0.039264 | 0.042882 | 0.043218 | 100000 | 100000 | 0 | 0 | 0
1504 |  |  |  | 9795.2055 |  |  |  |  | 4255.0658 | 4678.3291 | 5101.5924 | 5524.8558 | 5948.1191 | 44121.8536 | 42929.8327 | 41737.8117 | 40545.7908 | 39353.7698 |  | 0.2959 |  |  |  |  | 1 | 1 | 1 | 1 | 1 | [5 empty] | 8.4094 | 9.0628 | 570.7763 | 26826.484 | 684.9315 | 0.090605 | 0.07328 | 0.042469 | 0.047551 | 0.04572 | 0.090605 | 0.07328 | 0.042469 | 0.047551 | 0.04572 | 100000 | 100000 | 0 | 0 | 0
1505 |  |  |  | 9795.2055 |  |  |  |  | 4600.0417 | 5216.705 | 5833.3683 | 6450.0317 | 7066.695 | 46627.3262 | 45367.616 | 44107.9058 | 42848.1956 | 41588.4854 |  | 0.09769 |  |  |  |  | 1 | 1 | 1 | 1 | 1 | [5 empty] | 9.0654 | 8.4754 | 570.7763 | 26826.484 | 684.9315 | 0.10129 | 0.085587 | 0.07192 | 0.066113 | 0.055449 | 0.10129 | 0.085587 | 0.07192 | 0.066113 | 0.055449 | 100000 | 100000 | 0 | 0 | 0
1506 |  |  |  | 9795.2055 |  |  |  |  | 6269.4204 | 7053.1396 | 7836.8588 | 8620.5779 | 9404.2971 | 48451.2519 | 47142.2655 | 45833.2791 | 44524.2927 | 43215.3063 |  | 0 |  |  |  |  | 1 | 1 | 1 | 1 | 1 | [5 empty] | 9.589 | 8.133 | 570.7763 | 26826.484 | 684.9315 | 0.10654 | 0.099949 | 0.090293 | 0.10992 | 0.10312 | 0.10654 | 0.099949 | 0.090293 | 0.10992 | 0.10312 | 100000 | 100000 | 0 | 0 | 0
1507 |  |  |  | 9795.2055 |  |  |  |  | 7339.1723 | 8142.1406 | 8945.1089 | 9748.0773 | 10551.0456 | 49233.0493 | 47902.9414 | 46572.8335 | 45242.7256 | 43912.6177 |  | 0 |  |  |  |  | 1 | 1 | 1 | 1 | 1 | [5 empty] | 10.6935 | 8.6081 | 570.7763 | 26826.484 | 684.9315 | 0.10769 | 0.10191 | 0.091025 | 0.11111 | 0.10497 | 0.10769 | 0.10191 | 0.091025 | 0.11111 | 0.10497 | 100000 | 100000 | 0 | 0 | 0
1508 |  |  |  | 9795.2055 |  |  |  |  | 7703.7367 | 8455.9417 | 9208.1467 | 9960.3517 | 10712.5567 | 49233.0493 | 47902.9414 | 46572.8335 | 45242.7256 | 43912.6177 |  | 0 |  |  |  |  | 1 | 1 | 1 | 1 | 1 | [5 empty] | 12.6397 | 8.8912 | 570.7763 | 26826.484 | 684.9315 | 0.10851 | 0.10255 | 0.092026 | 0.11167 | 0.10517 | 0.10851 | 0.10255 | 0.092026 | 0.11168 | 0.10517 | 100000 | 100000 | 0 | 0 | 0
1509 |  |  |  | 9795.2055 |  |  |  |  | 6835.3115 | 7458.1074 | 8080.9032 | 8703.699 | 9326.4949 | 47861.0626 | 46568.021 | 45274.9795 | 43981.938 | 42688.8964 |  | 0 |  |  |  |  | 1 | 1 | 1 | 1 | 1 | [5 empty] | 13.9177 | 8.9527 | 570.7763 | 26826.484 | 684.9315 | 0.10808 | 0.10194 | 0.092057 | 0.11161 | 0.1048 | 0.10808 | 0.10194 | 0.092057 | 0.11161 | 0.1048 | 100000 | 100000 | 0 | 0 | 0
1510 |  |  |  | 9795.2055 |  |  |  |  | 5805.825 | 6354.5659 | 6903.3067 | 7452.0475 | 8000.7884 | 43325.5028 | 42154.9965 | 40984.4902 | 39813.984 | 38643.4777 |  | 0 |  |  |  |  | 1 | 1 | 1 | 1 | 1 | [5 empty] | 14.2908 | 8.6463 | 570.7763 | 26826.484 | 684.9315 | 0.10768 | 0.10161 | 0.091142 | 0.11139 | 0.10426 | 0.10768 | 0.10161 | 0.091142 | 0.11139 | 0.10426 | 100000 | 100000 | 0 | 0 | 0
1511 |  |  |  | 9795.2055 |  |  |  |  | 5575.1156 | 6022.7981 | 6470.4806 | 6918.1631 | 7365.8456 | 33805.6766 | 32892.3634 | 31979.0501 | 31065.7368 | 30152.4236 |  | 0 |  |  |  |  | 1 | 1 | 1 | 1 | 1 | [5 empty] | 14.0792 | 8.0853 | 570.7763 | 26826.484 | 684.9315 | 0.10742 | 0.10122 | 0.090836 | 0.11045 | 0.10345 | 0.10742 | 0.10122 | 0.090836 | 0.11045 | 0.10345 | 100000 | 100000 | 0 | 0 | 0
1512 |  |  |  | 9795.2055 |  |  |  |  | 4154.9466 | 4547.8516 | 4940.7566 | 5333.6616 | 5726.5666 | 25893.9176 | 25194.3529 | 24494.7881 | 23795.2234 | 23095.6587 |  | 0 |  |  |  |  | 1 | 1 | 1 | 1 | 1 | [5 empty] | 13.3308 | 7.2955 | 570.7763 | 26826.484 | 684.9315 | 0.10732 | 0.10084 | 0.090842 | 0.11034 | 0.10335 | 0.10732 | 0.10084 | 0.090842 | 0.11034 | 0.10335 | 100000 | 100000 | 0 | 0 | 0
1513 |  |  |  | 9795.2055 |  |  |  |  | 3120.8437 | 3327.7737 | 3534.7037 | 3741.6337 | 3948.5637 | 25802.7054 | 25105.605 | 24408.5045 | 23711.404 | 23014.3035 |  | 0 |  |  |  |  | 1 | 1 | 1 | 1 | 1 | [5 empty] | 12.5309 | 6.3824 | 570.7763 | 26826.484 | 684.9315 | 0.10719 | 0.10087 | 0.090978 | 0.11042 | 0.10341 | 0.10719 | 0.10087 | 0.090978 | 0.11042 | 0.10341 | 100000 | 100000 | 0 | 0 | 0
1514 |  |  |  | 9795.2055 |  |  |  |  | 2223.4383 | 2318.4742 | 2413.51 | 2508.5458 | 2603.5817 | 27098.298 | 26366.1951 | 25634.0921 | 24901.9892 | 24169.8862 |  | 0 |  |  |  |  | 1 | 1 | 1 | 1 | 1 | [5 empty] | 10.9473 | 5.6237 | 570.7763 | 26826.484 | 684.9315 | 0.1072 | 0.10081 | 0.090885 | 0.11036 | 0.10341 | 0.1072 | 0.10081 | 0.090885 | 0.11036 | 0.10341 | 100000 | 100000 | 0 | 0 | 0
1515 |  |  |  | 9795.2055 |  |  |  |  | 1680.8716 | 1731.3591 | 1781.8466 | 1832.3341 | 1882.8216 | 27521.4892 | 26777.9531 | 26034.417 | 25290.8809 | 24547.3448 |  | 0 |  |  |  |  | 1 | 1 | 1 | 1 | 1 | [5 empty] | 8.9525 | 4.6405 | 570.7763 | 26826.484 | 684.9315 | 0.10718 | 0.10074 | 0.090785 | 0.11034 | 0.10336 | 0.10718 | 0.10074 | 0.090785 | 0.11034 | 0.10336 | 100000 | 100000 | 0 | 0 | 0
1516 |  |  |  | 9795.2055 |  |  |  |  | 1574.5286 | 1615.3636 | 1656.1986 | 1697.0336 | 1737.8686 | 29897.9138 | 29090.1749 | 28282.4359 | 27474.697 | 26666.9581 |  | 0 |  |  |  |  | 1 | 1 | 1 | 1 | 1 | [5 empty] | 7.1245 | 4.7511 | 570.7763 | 26826.484 | 684.9315 | 0.10553 | 0.097228 | 0.089942 | 0.10744 | 0.10155 | 0.10553 | 0.097228 | 0.089942 | 0.10744 | 0.10155 | 100000 | 100000 | 0 | 0 | 0
1517 |  |  |  | 9795.2055 |  |  |  |  | 1777.4485 | 1818.696 | 1859.9435 | 1901.191 | 1942.4385 | 35191.1091 | 34240.3662 | 33289.6233 | 32338.8804 | 31388.1375 |  | 0 |  |  |  |  | 1 | 1 | 1 | 1 | 1 | [5 empty] | 5.9488 | 4.9806 | 570.7763 | 26826.484 | 684.9315 | 0.10546 | 0.097335 | 0.090198 | 0.10893 | 0.10247 | 0.10546 | 0.097336 | 0.090198 | 0.10893 | 0.10247 | 100000 | 100000 | 0 | 0 | 0
1518 |  |  |  | 9795.2055 |  |  |  |  | 2594.554 | 2634.7015 | 2674.849 | 2714.9965 | 2755.144 | 51630.73 | 50235.845 | 48840.96 | 47446.075 | 46051.19 |  | 0 |  |  |  |  | 1 | 1 | 1 | 1 | 1 | [5 empty] | 5.6119 | 5.156 | 570.7763 | 26826.484 | 684.9315 | 0.10853 | 0.10044 | 0.091277 | 0.1106 | 0.10389 | 0.10853 | 0.10044 | 0.091277 | 0.1106 | 0.10389 | 100000 | 100000 | 0 | 0 | 0
1519 |  |  |  | 9795.2055 |  |  |  |  | 4071.4205 | 4114.043 | 4156.6655 | 4199.288 | 4241.9105 | 61215.8845 | 59562.0415 | 57908.1986 | 56254.3556 | 54600.5126 |  | 0 |  |  |  |  | 1 | 1 | 1 | 1 | 1 | [5 empty] | 5.9107 | 5.2906 | 570.7763 | 26826.484 | 684.9315 | 0.11044 | 0.10445 | 0.097435 | 0.11586 | 0.10963 | 0.11044 | 0.10445 | 0.097435 | 0.11586 | 0.10963 | 100000 | 100000 | 0 | 0 | 0
1520 |  |  |  | 9795.2055 |  |  |  |  | 5324.7496 | 5366.4096 | 5408.0696 | 5449.7296 | 5491.3896 | 57582.5457 | 56026.8631 | 54471.1805 | 52915.4979 | 51359.8152 |  | 0.1986 |  |  |  |  | 1 | 1 | 1 | 1 | 1 | [5 empty] | 4.5561 | 5.5221 | 570.7763 | 26826.484 | 684.9315 | 0.1117 | 0.10307 | 0.095539 | 0.11166 | 0.10441 | 0.1117 | 0.10307 | 0.095539 | 0.11166 | 0.10441 | 100000 | 100000 | 0 | 0 | 0
1521 |  |  |  | 9795.2055 |  |  |  |  | 4508.7293 | 4556.0818 | 4603.4343 | 4650.7868 | 4698.1393 | 55036.6487 | 53549.7475 | 52062.8462 | 50575.945 | 49089.0438 |  | 0.42002 |  |  |  |  | 1 | 1 | 1 | 1 | 1 | [5 empty] | 3.7122 | 5.4618 | 570.7763 | 26826.484 | 684.9315 | 0.10777 | 0.08958 | 0.075708 | 0.061261 | 0.047714 | 0.10777 | 0.08958 | 0.075708 | 0.061261 | 0.047714 | 100000 | 100000 | 0 | 0 | 0
1522 |  |  |  | 9795.2055 |  |  |  |  | 3998.7166 | 4070.7366 | 4142.7566 | 4214.7766 | 4286.7966 | 53428.41 | 51984.9579 | 50541.5058 | 49098.0536 | 47654.6015 |  | 0.61804 |  |  |  |  | 1 | 1 | 1 | 1 | 1 | [5 empty] | 2.7335 | 6.1149 | 570.7763 | 26826.484 | 684.9315 | 0.097698 | 0.08113 | 0.040835 | 0.044448 | 0.042872 | 0.097698 | 0.08113 | 0.040835 | 0.044448 | 0.042872 | 100000 | 100000 | 0 | 0 | 0
1523 |  |  |  | 9795.2055 |  |  |  |  | 4070.3354 | 4174.0054 | 4277.6754 | 4381.3454 | 4485.0154 | 51533.6841 | 50141.421 | 48749.1578 | 47356.8947 | 45964.6315 |  | 0.62845 |  |  |  |  | 1 | 1 | 1 | 1 | 1 | [5 empty] | 2.6713 | 5.9359 | 570.7763 | 26826.484 | 684.9315 | 0.09494 | 0.075631 | 0.039985 | 0.04319 | 0.042641 | 0.09494 | 0.075631 | 0.039985 | 0.04319 | 0.042641 | 100000 | 100000 | 0 | 0 | 0
1524 |  |  |  | 9795.2055 |  |  |  |  | 4706.2236 | 4876.1661 | 5046.1086 | 5216.0511 | 5385.9936 | 49365.5503 | 48031.8627 | 46698.175 | 45364.4874 | 44030.7998 |  | 0.58895 |  |  |  |  | 1 | 1 | 1 | 1 | 1 | [5 empty] | 3.4028 | 6.4198 | 570.7763 | 26826.484 | 684.9315 | 0.09433 | 0.075388 | 0.039891 | 0.042837 | 0.04211 | 0.09433 | 0.075388 | 0.039891 | 0.042837 | 0.04211 | 100000 | 100000 | 0 | 0 | 0
1525 |  |  |  | 9795.2055 |  |  |  |  | 4540.1981 | 4751.2531 | 4962.3081 | 5173.3631 | 5384.4181 | 48662.3415 | 47347.6521 | 46032.9628 | 44718.2735 | 43403.5842 |  | 0.48206 |  |  |  |  | 1 | 1 | 1 | 1 | 1 | [5 empty] | 4.0287 | 7.6493 | 570.7763 | 26826.484 | 684.9315 | 0.093364 | 0.073504 | 0.039699 | 0.042764 | 0.041953 | 0.093364 | 0.073504 | 0.039699 | 0.042764 | 0.041953 | 100000 | 100000 | 0 | 0 | 0
1526 |  |  |  | 9795.2055 |  |  |  |  | 4530.4319 | 4800.5811 | 5070.7303 | 5340.8794 | 5611.0286 | 48200.052 | 46897.8521 | 45595.6523 | 44293.4524 | 42991.2526 |  | 0.74677 |  |  |  |  | 1 | 1 | 1 | 1 | 1 | [5 empty] | 4.6891 | 8.6102 | 570.7763 | 26826.484 | 684.9315 | 0.093322 | 0.071046 | 0.039703 | 0.042798 | 0.041982 | 0.093322 | 0.071046 | 0.039703 | 0.042799 | 0.041982 | 100000 | 100000 | 0 | 0 | 0
1527 |  |  |  | 9795.2055 |  |  |  |  | 4511.9847 | 4844.4472 | 5176.9097 | 5509.3722 | 5841.8347 | 48747.0077 | 47430.031 | 46113.0543 | 44796.0775 | 43479.1008 |  | 0.60505 |  |  |  |  | 1 | 1 | 1 | 1 | 1 | [5 empty] | 4.8022 | 9.1883 | 570.7763 | 26826.484 | 684.9315 | 0.093482 | 0.070257 | 0.039699 | 0.0431 | 0.04271 | 0.093482 | 0.070257 | 0.039699 | 0.0431 | 0.04271 | 100000 | 100000 | 0 | 0 | 0
1528 |  |  |  | 9795.2055 |  |  |  |  | 4242.8716 | 4666.1349 | 5089.3983 | 5512.6616 | 5935.9249 | 49515.3336 | 48177.5994 | 46839.8651 | 45502.1309 | 44164.3966 |  | 0.44569 |  |  |  |  | 1 | 1 | 1 | 1 | 1 | [5 empty] | 4.837 | 10.7909 | 570.7763 | 26826.484 | 684.9315 | 0.096853 | 0.073933 | 0.056824 | 0.050009 | 0.046471 | 0.096853 | 0.073933 | 0.056824 | 0.050009 | 0.046471 | 100000 | 100000 | 0 | 0 | 0
1529 |  |  |  | 9795.2055 |  |  |  |  | 4586.8589 | 5213.8339 | 5840.8089 | 6467.7839 | 7094.7589 | 52334.6385 | 50920.7363 | 49506.8342 | 48092.932 | 46679.0298 |  | 0.19915 |  |  |  |  | 1 | 1 | 1 | 1 | 1 | [5 empty] | 4.9476 | 12.2841 | 570.7763 | 26826.484 | 684.9315 | 0.10389 | 0.086454 | 0.067987 | 0.061684 | 0.053474 | 0.10389 | 0.086454 | 0.067987 | 0.061684 | 0.053474 | 100000 | 100000 | 0 | 0 | 0
1530 |  |  |  | 9795.2055 |  |  |  |  | 6251.4535 | 7037.7852 | 7824.1169 | 8610.4485 | 9396.7802 | 54385.6175 | 52916.3049 | 51446.9924 | 49977.6798 | 48508.3672 |  | 0 |  |  |  |  | 1 | 1 | 1 | 1 | 1 | [5 empty] | 4.5721 | 10.6886 | 570.7763 | 26826.484 | 684.9315 | 0.10519 | 0.091007 | 0.077004 | 0.075045 | 0.059462 | 0.10519 | 0.091007 | 0.077004 | 0.075045 | 0.059462 | 100000 | 100000 | 0 | 0 | 0
1531 |  |  |  | 9795.2055 |  |  |  |  | 7318.1396 | 8137.608 | 8957.0763 | 9776.5446 | 10596.013 | 55258.0189 | 53765.137 | 52272.2551 | 50779.3732 | 49286.4913 |  | 0 |  |  |  |  | 1 | 1 | 1 | 1 | 1 | [5 empty] | 3.7876 | 12.0079 | 570.7763 | 26826.484 | 684.9315 | 0.10597 | 0.090297 | 0.076649 | 0.072664 | 0.059388 | 0.10597 | 0.090297 | 0.076649 | 0.072664 | 0.059387 | 100000 | 100000 | 0 | 0 | 0
1532 |  |  |  | 9795.2055 |  |  |  |  | 7681.6593 | 8431.2793 | 9180.8993 | 9930.5193 | 10680.1393 | 55258.0189 | 53765.137 | 52272.2551 | 50779.3732 | 49286.4913 |  | 0 |  |  |  |  | 1 | 1 | 1 | 1 | 1 | [5 empty] | 5.4857 | 16.8894 | 570.7763 | 26826.484 | 684.9315 | 0.10458 | 0.086275 | 0.071469 | 0.06521 | 0.05694 | 0.10458 | 0.086275 | 0.071469 | 0.06521 | 0.05694 | 100000 | 100000 | 0 | 0 | 0
1533 |  |  |  | 9795.2055 |  |  |  |  | 6815.7229 | 7459.4179 | 8103.1129 | 8746.8079 | 9390.5029 | 53714.8973 | 52263.7053 | 50812.5132 | 49361.3212 | 47910.1292 |  | 0 |  |  |  |  | 1 | 1 | 1 | 1 | 1 | [5 empty] | 6.1056 | 16.6287 | 570.7763 | 26826.484 | 684.9315 | 0.10221 | 0.082585 | 0.064661 | 0.059081 | 0.051484 | 0.10221 | 0.082585 | 0.064661 | 0.059081 | 0.051484 | 100000 | 100000 | 0 | 0 | 0
1534 |  |  |  | 9795.2055 |  |  |  |  | 5789.1867 | 6311.1167 | 6833.0467 | 7354.9767 | 7876.9067 | 48616.7735 | 47303.3153 | 45989.857 | 44676.3988 | 43362.9405 |  | 0 |  |  |  |  | 1 | 1 | 1 | 1 | 1 | [5 empty] | 6.2339 | 15.7135 | 570.7763 | 26826.484 | 684.9315 | 0.10051 | 0.075258 | 0.062984 | 0.058705 | 0.051216 | 0.10051 | 0.075258 | 0.062984 | 0.058705 | 0.051216 | 100000 | 100000 | 0 | 0 | 0
1535 |  |  |  | 9795.2055 |  |  |  |  | 5559.1384 | 6018.9209 | 6478.7034 | 6938.4859 | 7398.2684 | 37899.449 | 36875.5361 | 35851.6231 | 34827.7102 | 33803.7973 |  | 0 |  |  |  |  | 1 | 1 | 1 | 1 | 1 | [5 empty] | 6.6585 | 14.3757 | 570.7763 | 26826.484 | 684.9315 | 0.096047 | 0.069945 | 0.058762 | 0.057749 | 0.049415 | 0.096047 | 0.069945 | 0.058762 | 0.057749 | 0.049415 | 100000 | 100000 | 0 | 0 | 0
1536 |  |  |  | 9795.2055 |  |  |  |  | 4143.0393 | 4532.0668 | 4921.0943 | 5310.1218 | 5699.1493 | 29044.9217 | 28260.2277 | 27475.5336 | 26690.8396 | 25906.1456 |  | 0 |  |  |  |  | 1 | 1 | 1 | 1 | 1 | [5 empty] | 8.3846 | 19.1133 | 570.7763 | 26826.484 | 684.9315 | 0.093549 | 0.067032 | 0.057533 | 0.057088 | 0.049184 | 0.093549 | 0.067032 | 0.057533 | 0.057088 | 0.049185 | 100000 | 100000 | 0 | 0 | 0
1537 |  |  |  | 9795.2055 |  |  |  |  | 3263.2529 | 3584.0554 | 3904.8579 | 4225.6604 | 4546.4629 | 30590.0209 | 29763.5836 | 28937.1463 | 28110.709 | 27284.2717 |  | 0 |  |  |  |  | 1 | 1 | 1 | 1 | 1 | [5 empty] | 8.5979 | 18.6886 | 570.7763 | 26826.484 | 684.9315 | 0.09255 | 0.064897 | 0.057129 | 0.05663 | 0.04912 | 0.09255 | 0.064897 | 0.057129 | 0.05663 | 0.04912 | 100000 | 100000 | 0 | 0 | 0
1538 |  |  |  | 9795.2055 |  |  |  |  | 2392.2587 | 2571.8537 | 2751.4487 | 2931.0437 | 3110.6387 | 31176.0188 | 30333.7498 | 29491.4809 | 28649.2119 | 27806.943 |  | 0 |  |  |  |  | 1 | 1 | 1 | 1 | 1 | [5 empty] | 10.8186 | 16.9972 | 570.7763 | 26826.484 | 684.9315 | 0.092249 | 0.064105 | 0.056521 | 0.056353 | 0.049127 | 0.092249 | 0.064105 | 0.056521 | 0.056353 | 0.049127 | 100000 | 100000 | 0 | 0 | 0
1539 |  |  |  | 9795.2055 |  |  |  |  | 1757.1362 | 1866.5262 | 1975.9162 | 2085.3062 | 2194.6962 | 31804.4498 | 30945.2028 | 30085.9558 | 29226.7088 | 28367.4618 |  | 0 |  |  |  |  | 1 | 1 | 1 | 1 | 1 | [5 empty] | 11.9495 | 15.7988 | 570.7763 | 26826.484 | 684.9315 | 0.092263 | 0.064412 | 0.055665 | 0.055917 | 0.048944 | 0.092263 | 0.064412 | 0.055665 | 0.055917 | 0.048944 | 100000 | 100000 | 0 | 0 | 0
1540 |  |  |  | 9795.2055 |  |  |  |  | 1555.8878 | 1610.7478 | 1665.6078 | 1720.4678 | 1775.3278 | 33763.4985 | 32851.3247 | 31939.151 | 31026.9772 | 30114.8034 |  | 0 |  |  |  |  | 1 | 1 | 1 | 1 | 1 | [5 empty] | 12.5177 | 14.2765 | 570.7763 | 26826.484 | 684.9315 | 0.086013 | 0.061749 | 0.050383 | 0.050036 | 0.046572 | 0.086013 | 0.061749 | 0.050383 | 0.050036 | 0.046572 | 100000 | 100000 | 0 | 0 | 0
1541 |  |  |  | 9795.2055 |  |  |  |  | 1709.529 | 1759.0265 | 1808.524 | 1858.0215 | 1907.519 | 38494.9187 | 37454.9182 | 36414.9177 | 35374.9172 | 34334.9167 |  | 0 |  |  |  |  | 1 | 1 | 1 | 1 | 1 | [5 empty] | 12.8287 | 12.1584 | 570.7763 | 26826.484 | 684.9315 | 0.083179 | 0.058814 | 0.050052 | 0.049618 | 0.046392 | 0.083179 | 0.058814 | 0.050052 | 0.049618 | 0.046392 | 100000 | 100000 | 0 | 0 | 0
1542 |  |  |  | 9795.2055 |  |  |  |  | 2150.977 | 2199.9795 | 2248.982 | 2297.9845 | 2346.987 | 52935.7124 | 51505.5713 | 50075.4302 | 48645.289 | 47215.1479 |  | 0 |  |  |  |  | 1 | 1 | 1 | 1 | 1 | [5 empty] | 13.2639 | 12.1805 | 570.7763 | 26826.484 | 684.9315 | 0.084313 | 0.058877 | 0.046315 | 0.049687 | 0.046592 | 0.084313 | 0.058877 | 0.046314 | 0.049687 | 0.046592 | 100000 | 100000 | 0 | 0 | 0
1543 |  |  |  | 9795.2055 |  |  |  |  | 2791.5094 | 2833.7194 | 2875.9294 | 2918.1394 | 2960.3494 | 62976.4195 | 61275.0129 | 59573.6063 | 57872.1998 | 56170.7932 |  | 0 |  |  |  |  | 1 | 1 | 1 | 1 | 1 | [5 empty] | 13.7796 | 12.0677 | 570.7763 | 26826.484 | 684.9315 | 0.085207 | 0.059967 | 0.046945 | 0.051448 | 0.047566 | 0.085207 | 0.059967 | 0.046945 | 0.051448 | 0.047566 | 100000 | 100000 | 0 | 0 | 0
1544 |  |  |  | 9795.2055 |  |  |  |  | 4001.1635 | 4042.686 | 4084.2085 | 4125.731 | 4167.2535 | 58401.6133 | 56823.8023 | 55245.9913 | 53668.1802 | 52090.3692 |  | 0.00924 |  |  |  |  | 1 | 1 | 1 | 1 | 1 | [5 empty] | 14.0412 | 11.6506 | 570.7763 | 26826.484 | 684.9315 | 0.086002 | 0.062345 | 0.047831 | 0.050627 | 0.045746 | 0.086002 | 0.062345 | 0.047831 | 0.050627 | 0.045746 | 100000 | 100000 | 0 | 0 | 0
1545 |  |  |  | 9795.2055 |  |  |  |  | 4297.6261 | 4373.3586 | 4449.0911 | 4524.8236 | 4600.5561 | 57196.2867 | 55651.0394 | 54105.7922 | 52560.545 | 51015.2978 |  | 0.03724 |  |  |  |  | 1 | 1 | 1 | 1 | 1 | [5 empty] | 14.1757 | 11.2008 | 570.7763 | 26826.484 | 684.9315 | 0.084361 | 0.054076 | 0.044383 | 0.046066 | 0.043008 | 0.084361 | 0.054076 | 0.044383 | 0.046066 | 0.043008 | 100000 | 100000 | 0 | 0 | 0
1546 |  |  |  | 9795.2055 |  |  |  |  | 4675.2373 | 4795.6823 | 4916.1273 | 5036.5723 | 5157.0173 | 55685.8303 | 54181.3904 | 52676.9505 | 51172.5107 | 49668.0708 |  | 0.05413 |  |  |  |  | 1 | 1 | 1 | 1 | 1 | [5 empty] | 12.3909 | 10.3579 | 570.7763 | 26826.484 | 684.9315 | 0.081493 | 0.043136 | 0.034134 | 0.037733 | 0.037825 | 0.081493 | 0.043136 | 0.034134 | 0.037733 | 0.037825 | 100000 | 100000 | 0 | 0 | 0
1547 |  |  |  | 9795.2055 |  |  |  |  | 5012.8152 | 5260.8827 | 5508.9502 | 5757.0177 | 6005.0852 | 54191.5373 | 52727.4681 | 51263.3989 | 49799.3297 | 48335.2605 |  | 0.07807 |  |  |  |  | 1 | 1 | 1 | 1 | 1 | [5 empty] | 10.1322 | 9.3928 | 570.7763 | 26826.484 | 684.9315 | 0.078966 | 0.03129 | 0.033881 | 0.037326 | 0.037669 | 0.078966 | 0.03129 | 0.033881 | 0.037326 | 0.037669 | 100000 | 100000 | 0 | 0 | 0
1548 |  |  |  | 9795.2055 |  |  |  |  | 5720.4304 | 6035.7329 | 6351.0354 | 6666.3379 | 6981.6404 | 51925.3508 | 50522.5061 | 49119.6615 | 47716.8169 | 46313.9722 |  | 0.27204 |  |  |  |  | 1 | 1 | 1 | 1 | 1 | [5 empty] | 10.2988 | 8.8805 | 570.7763 | 26826.484 | 684.9315 | 0.078963 | 0.030505 | 0.033683 | 0.037273 | 0.037641 | 0.078963 | 0.030505 | 0.033683 | 0.037273 | 0.037641 | 100000 | 100000 | 0 | 0 | 0
1549 |  |  |  | 9795.2055 |  |  |  |  | 5499.7064 | 5946.6739 | 6393.6414 | 6840.6089 | 7287.5764 | 51133.2447 | 49751.8 | 48370.3554 | 46988.9107 | 45607.4661 |  | 0.07806 |  |  |  |  | 1 | 1 | 1 | 1 | 1 | [5 empty] | 10.3524 | 9.0078 | 570.7763 | 26826.484 | 684.9315 | 0.078868 | 0.029828 | 0.033864 | 0.037287 | 0.037386 | 0.078868 | 0.029828 | 0.033864 | 0.037287 | 0.037386 | 100000 | 100000 | 0 | 0 | 0
1550 |  |  |  | 9795.2055 |  |  |  |  | 5303.8679 | 5808.5279 | 6313.1879 | 6817.8479 | 7322.5079 | 50293.6523 | 48934.8906 | 47576.1288 | 46217.3671 | 44858.6053 |  | 0.24336 |  |  |  |  | 1 | 1 | 1 | 1 | 1 | [5 empty] | 9.9093 | 9.2106 | 570.7763 | 26826.484 | 684.9315 | 0.079733 | 0.029636 | 0.033937 | 0.037809 | 0.037715 | 0.079733 | 0.029636 | 0.033937 | 0.037809 | 0.037715 | 100000 | 100000 | 0 | 0 | 0
1551 |  |  |  | 9795.2055 |  |  |  |  | 5606.8224 | 6108.3749 | 6609.9274 | 7111.4799 | 7613.0324 | 51070.5991 | 49690.8469 | 48311.0947 | 46931.3425 | 45551.5903 |  | 0.28247 |  |  |  |  | 1 | 1 | 1 | 1 | 1 | [5 empty] | 8.122 | 9.1234 | 570.7763 | 26826.484 | 684.9315 | 0.082205 | 0.05098 | 0.037046 | 0.041185 | 0.040259 | 0.082205 | 0.050979 | 0.037046 | 0.041185 | 0.040259 | 100000 | 100000 | 0 | 0 | 0
1552 |  |  |  | 9795.2055 |  |  |  |  | 5920.5967 | 6413.4326 | 6906.2684 | 7399.1042 | 7891.9401 | 51556.5714 | 50163.6899 | 48770.8084 | 47377.927 | 45985.0455 |  | 0.02976 |  |  |  |  | 1 | 1 | 1 | 1 | 1 | [5 empty] | 8.5932 | 8.8906 | 570.7763 | 26826.484 | 684.9315 | 0.09113 | 0.073392 | 0.042579 | 0.047023 | 0.045119 | 0.09113 | 0.073392 | 0.042579 | 0.047023 | 0.045119 | 100000 | 100000 | 0 | 0 | 0
1553 |  |  |  | 9795.2055 |  |  |  |  | 6526.5057 | 7004.9874 | 7483.4691 | 7961.9507 | 8440.4324 | 54493.622 | 53021.3915 | 51549.161 | 50076.9305 | 48604.7 |  | 0.03631 |  |  |  |  | 1 | 1 | 1 | 1 | 1 | [5 empty] | 9.4679 | 8.6319 | 570.7763 | 26826.484 | 684.9315 | 0.10085 | 0.089998 | 0.083765 | 0.067555 | 0.053529 | 0.10085 | 0.089998 | 0.083765 | 0.067555 | 0.053529 | 100000 | 100000 | 0 | 0 | 0
1554 |  |  |  | 9795.2055 |  |  |  |  | 8151.6403 | 8640.0211 | 9128.402 | 9616.7828 | 10105.1636 | 55845.4563 | 54336.7039 | 52827.9515 | 51319.1991 | 49810.4466 |  | 0 |  |  |  |  | 1 | 1 | 1 | 1 | 1 | [5 empty] | 9.5324 | 8.0616 | 570.7763 | 26826.484 | 684.9315 | 0.10836 | 0.10181 | 0.097737 | 0.11263 | 0.1037 | 0.10836 | 0.10181 | 0.097737 | 0.11263 | 0.1037 | 100000 | 100000 | 0 | 0 | 0
1555 |  |  |  | 9795.2055 |  |  |  |  | 8502.202 | 8991.517 | 9480.832 | 9970.147 | 10459.462 | 56336.4818 | 54814.4636 | 53292.4453 | 51770.4271 | 50248.4088 |  | 0 |  |  |  |  | 1 | 1 | 1 | 1 | 1 | [5 empty] | 14.091 | 7.8833 | 570.7763 | 26826.484 | 684.9315 | 0.10908 | 0.10386 | 0.10174 | 0.11456 | 0.10547 | 0.10908 | 0.10386 | 0.10174 | 0.11456 | 0.10547 | 100000 | 100000 | 0 | 0 | 0
1556 |  |  |  | 9795.2055 |  |  |  |  | 7889.801 | 8383.0219 | 8876.2427 | 9369.4635 | 9862.6844 | 55945.4819 | 54434.0271 | 52922.5723 | 51411.1176 | 49899.6628 |  | 0 |  |  |  |  | 1 | 1 | 1 | 1 | 1 | [5 empty] | 14.155 | 7.8674 | 570.7763 | 26826.484 | 684.9315 | 0.10933 | 0.10403 | 0.10232 | 0.11508 | 0.1059 | 0.10933 | 0.10403 | 0.10232 | 0.11508 | 0.1059 | 100000 | 100000 | 0 | 0 | 0
1557 |  |  |  | 9795.2055 |  |  |  |  | 6652.0155 | 7083.968 | 7515.9205 | 7947.873 | 8379.8255 | 54181.4311 | 52717.6349 | 51253.8387 | 49790.0425 | 48326.2464 |  | 0 |  |  |  |  | 1 | 1 | 1 | 1 | 1 | [5 empty] | 13.6747 | 7.0969 | 570.7763 | 26826.484 | 684.9315 | 0.10895 | 0.10402 | 0.10185 | 0.11574 | 0.1057 | 0.10895 | 0.10402 | 0.10185 | 0.11574 | 0.1057 | 100000 | 100000 | 0 | 0 | 0
1558 |  |  |  | 9795.2055 |  |  |  |  | 5646.8557 | 6032.0057 | 6417.1557 | 6802.3057 | 7187.4557 | 48941.818 | 47619.5782 | 46297.3384 | 44975.0985 | 43652.8587 |  | 0 |  |  |  |  | 1 | 1 | 1 | 1 | 1 | [5 empty] | 12.7199 | 6.6817 | 570.7763 | 26826.484 | 684.9315 | 0.10878 | 0.10346 | 0.10002 | 0.11381 | 0.10556 | 0.10878 | 0.10346 | 0.10002 | 0.11381 | 0.10555 | 100000 | 100000 | 0 | 0 | 0
1559 |  |  |  | 9795.2055 |  |  |  |  | 5804.8248 | 6160.5515 | 6516.2782 | 6872.0048 | 7227.7315 | 40357.991 | 39267.6567 | 38177.3224 | 37086.9881 | 35996.6538 |  | 0 |  |  |  |  | 1 | 1 | 1 | 1 | 1 | [5 empty] | 13.674 | 6.1736 | 570.7763 | 26826.484 | 684.9315 | 0.10823 | 0.1031 | 0.099254 | 0.11321 | 0.10508 | 0.10823 | 0.1031 | 0.099254 | 0.11321 | 0.10508 | 100000 | 100000 | 0 | 0 | 0
1560 |  |  |  | 9795.2055 |  |  |  |  | 4624.3842 | 4969.7159 | 5315.0475 | 5660.3792 | 6005.7109 | 32501.5835 | 31623.5023 | 30745.4212 | 29867.34 | 28989.2588 |  | 0 |  |  |  |  | 1 | 1 | 1 | 1 | 1 | [5 empty] | 14.5113 | 5.5521 | 570.7763 | 26826.484 | 684.9315 | 0.10788 | 0.10308 | 0.099262 | 0.11346 | 0.1043 | 0.10788 | 0.10308 | 0.099262 | 0.11346 | 0.1043 | 100000 | 100000 | 0 | 0 | 0
1561 |  |  |  | 9795.2055 |  |  |  |  | 3699.1857 | 4078.6707 | 4458.1557 | 4837.6407 | 5217.1257 | 32274.5124 | 31402.5659 | 30530.6194 | 29658.673 | 28786.7265 |  | 0 |  |  |  |  | 1 | 1 | 1 | 1 | 1 | [5 empty] | 14.69 | 5.2463 | 570.7763 | 26826.484 | 684.9315 | 0.10776 | 0.10311 | 0.099234 | 0.11319 | 0.10421 | 0.10776 | 0.10311 | 0.099234 | 0.11319 | 0.10421 | 100000 | 100000 | 0 | 0 | 0
1562 |  |  |  | 9795.2055 |  |  |  |  | 2840.4655 | 3158.133 | 3475.8005 | 3793.468 | 4111.1355 | 32890.4929 | 32001.9047 | 31113.3166 | 30224.7284 | 29336.1403 |  | 0 |  |  |  |  | 1 | 1 | 1 | 1 | 1 | [5 empty] | 15.1338 | 4.5752 | 570.7763 | 26826.484 | 684.9315 | 0.10778 | 0.10306 | 0.099236 | 0.11327 | 0.10426 | 0.10778 | 0.10306 | 0.099236 | 0.11327 | 0.10426 | 100000 | 100000 | 0 | 0 | 0
1563 |  |  |  | 9795.2055 |  |  |  |  | 2095.0186 | 2295.9261 | 2496.8336 | 2697.7411 | 2898.6486 | 33552.9707 | 32646.4846 | 31739.9986 | 30833.5126 | 29927.0265 |  | 0 |  |  |  |  | 1 | 1 | 1 | 1 | 1 | [5 empty] | 16.0635 | 4.3802 | 570.7763 | 26826.484 | 684.9315 | 0.10778 | 0.10307 | 0.09924 | 0.11326 | 0.10429 | 0.10778 | 0.10307 | 0.09924 | 0.11326 | 0.10429 | 100000 | 100000 | 0 | 0 | 0
1564 |  |  |  | 9795.2055 |  |  |  |  | 1861.999 | 1961.324 | 2060.649 | 2159.974 | 2259.299 | 35616.4707 | 34654.236 | 33692.0013 | 32729.7666 | 31767.5319 |  | 0 |  |  |  |  | 1 | 1 | 1 | 1 | 1 | [5 empty] | 16.5845 | 3.5435 | 570.7763 | 26826.484 | 684.9315 | 0.10579 | 0.099661 | 0.096361 | 0.1104 | 0.1005 | 0.10579 | 0.099661 | 0.096361 | 0.1104 | 0.1005 | 100000 | 100000 | 0 | 0 | 0
1565 |  |  |  | 9795.2055 |  |  |  |  | 1970.9572 | 2029.2822 | 2087.6072 | 2145.9322 | 2204.2572 | 40601.4189 | 39504.508 | 38407.5971 | 37310.6862 | 36213.7754 |  | 0 |  |  |  |  | 1 | 1 | 1 | 1 | 1 | [5 empty] | 17.4948 | 3.3657 | 570.7763 | 26826.484 | 684.9315 | 0.10629 | 0.099104 | 0.095798 | 0.10979 | 0.10009 | 0.10629 | 0.099104 | 0.095798 | 0.10979 | 0.10009 | 100000 | 100000 | 0 | 0 | 0
1566 |  |  |  | 9795.2055 |  |  |  |  | 2299.9895 | 2339.312 | 2378.6345 | 2417.957 | 2457.2795 | 55800.2659 | 54292.7344 | 52785.2028 | 51277.6713 | 49770.1398 |  | 0 |  |  |  |  | 1 | 1 | 1 | 1 | 1 | [5 empty] | 18.1939 | 4.3474 | 570.7763 | 26826.484 | 684.9315 | 0.10642 | 0.10199 | 0.097447 | 0.11288 | 0.10239 | 0.10642 | 0.10199 | 0.097447 | 0.11288 | 0.10239 | 100000 | 100000 | 0 | 0 | 0
1567 |  |  |  | 9795.2055 |  |  |  |  | 2725.0345 | 2766.557 | 2808.0795 | 2849.602 | 2891.1245 | 66450.9101 | 64655.6347 | 62860.3593 | 61065.084 | 59269.8086 |  | 0 |  |  |  |  | 1 | 1 | 1 | 1 | 1 | [5 empty] | 18.8047 | 5.5436 | 570.7763 | 26826.484 | 684.9315 | 0.10707 | 0.10178 | 0.098132 | 0.1133 | 0.10015 | 0.10707 | 0.10178 | 0.098132 | 0.1133 | 0.10015 | 100000 | 100000 | 0 | 0 | 0
1568 |  |  |  | 9795.2055 |  |  |  |  | 4057.3455 | 4099.8305 | 4142.3155 | 4184.8005 | 4227.2855 | 61613.8093 | 59949.2158 | 58284.6223 | 56620.0287 | 54955.4352 |  | 0.04149 |  |  |  |  | 1 | 1 | 1 | 1 | 1 | [5 empty] | 19.3122 | 6.2617 | 570.7763 | 26826.484 | 684.9315 | 0.10204 | 0.089115 | 0.08513 | 0.081993 | 0.063316 | 0.10204 | 0.089115 | 0.08513 | 0.081993 | 0.063316 | 100000 | 100000 | 0 | 0 | 0
1569 |  |  |  | 9795.2055 |  |  |  |  | 5027.1816 | 5068.2916 | 5109.4016 | 5150.5116 | 5191.6216 | 60331.0649 | 58701.1268 | 57071.1886 | 55441.2504 | 53811.3123 |  | 0.08918 |  |  |  |  | 1 | 1 | 1 | 1 | 1 | [5 empty] | 19.123 | 6.7605 | 570.7763 | 26826.484 | 684.9315 | 0.093279 | 0.043993 | 0.043254 | 0.044587 | 0.042849 | 0.093279 | 0.043993 | 0.043254 | 0.044587 | 0.042849 | 100000 | 100000 | 0 | 0 | 0
1570 |  |  |  | 9795.2055 |  |  |  |  | 5938.7628 | 5994.5853 | 6050.4078 | 6106.2303 | 6162.0528 | 58737.7327 | 57150.8409 | 55563.9491 | 53977.0573 | 52390.1655 |  | 0.07824 |  |  |  |  | 1 | 1 | 1 | 1 | 1 | [5 empty] | 18.8368 | 7.2496 | 570.7763 | 26826.484 | 684.9315 | 0.088147 | 0.016653 | 0.036652 | 0.03779 | 0.035417 | 0.088147 | 0.016653 | 0.036652 | 0.03779 | 0.035418 | 100000 | 100000 | 0 | 0 | 0
1571 |  |  |  | 9795.2055 |  |  |  |  | 6664.7913 | 6737.8013 | 6810.8113 | 6883.8213 | 6956.8313 | 57164.4887 | 55620.1006 | 54075.7124 | 52531.3243 | 50986.9361 |  | 0.10916 |  |  |  |  | 1 | 1 | 1 | 1 | 1 | [5 empty] | 18.4971 | 7.6804 | 570.7763 | 26826.484 | 684.9315 | 0.087762 | 0.022802 | 0.036914 | 0.03744 | 0.035072 | 0.087762 | 0.022802 | 0.036914 | 0.03744 | 0.035072 | 100000 | 100000 | 0 | 0 | 0
1572 |  |  |  | 9795.2055 |  |  |  |  | 7700.4339 | 7814.7739 | 7929.1139 | 8043.4539 | 8157.7939 | 54769.187 | 53289.5117 | 51809.8363 | 50330.161 | 48850.4857 |  | 0.32763 |  |  |  |  | 1 | 1 | 1 | 1 | 1 | [5 empty] | 17.909 | 8.0367 | 570.7763 | 26826.484 | 684.9315 | 0.088098 | 0.022903 | 0.036979 | 0.037532 | 0.034678 | 0.088098 | 0.022903 | 0.036979 | 0.037532 | 0.034678 | 100000 | 100000 | 0 | 0 | 0
1573 |  |  |  | 9795.2055 |  |  |  |  | 7244.1039 | 7423.1214 | 7602.1389 | 7781.1564 | 7960.1739 | 53934.4875 | 52477.3629 | 51020.2383 | 49563.1137 | 48105.9891 |  | 0.51667 |  |  |  |  | 1 | 1 | 1 | 1 | 1 | [5 empty] | 17.6036 | 8.0836 | 570.7763 | 26826.484 | 684.9315 | 0.087803 | 0.022734 | 0.036409 | 0.037602 | 0.03459 | 0.087803 | 0.022734 | 0.036409 | 0.037602 | 0.03459 | 100000 | 100000 | 0 | 0 | 0
1574 |  |  |  | 9795.2055 |  |  |  |  | 6370.2805 | 6606.3313 | 6842.3822 | 7078.433 | 7314.4838 | 53050.1303 | 51616.898 | 50183.6657 | 48750.4334 | 47317.2011 |  | 0.56975 |  |  |  |  | 1 | 1 | 1 | 1 | 1 | [5 empty] | 17.621 | 7.1093 | 570.7763 | 26826.484 | 684.9315 | 0.087756 | 0.022872 | 0.036362 | 0.037401 | 0.034624 | 0.087756 | 0.022872 | 0.036362 | 0.037401 | 0.034624 | 100000 | 100000 | 0 | 0 | 0
1575 |  |  |  | 9795.2055 |  |  |  |  | 5844.9077 | 6194.4193 | 6543.931 | 6893.4427 | 7242.9543 | 53875.3485 | 52419.8217 | 50964.2948 | 49508.7679 | 48053.241 |  | 0.50815 |  |  |  |  | 1 | 1 | 1 | 1 | 1 | [5 empty] | 17.9779 | 7.6569 | 570.7763 | 26826.484 | 684.9315 | 0.088164 | 0.022491 | 0.036391 | 0.03753 | 0.034779 | 0.088164 | 0.022491 | 0.036391 | 0.03753 | 0.034779 | 100000 | 100000 | 0 | 0 | 0
1576 |  |  |  | 9795.2055 |  |  |  |  | 5642.0943 | 5961.6868 | 6281.2793 | 6600.8718 | 6920.4643 | 54388.8532 | 52919.4532 | 51450.0532 | 49980.6532 | 48511.2532 |  | 0.38486 |  |  |  |  | 1 | 1 | 1 | 1 | 1 | [5 empty] | 18.531 | 7.4308 | 570.7763 | 26826.484 | 684.9315 | 0.090966 | 0.044292 | 0.040291 | 0.045078 | 0.043098 | 0.090966 | 0.044292 | 0.040291 | 0.045078 | 0.043098 | 100000 | 100000 | 0 | 0 | 0
1577 |  |  |  | 9795.2055 |  |  |  |  | 6089.794 | 6447.939 | 6806.084 | 7164.229 | 7522.374 | 57493.13 | 55939.8631 | 54386.5962 | 52833.3293 | 51280.0624 |  | 0.17633 |  |  |  |  | 1 | 1 | 1 | 1 | 1 | [5 empty] | 19.2052 | 7.6784 | 570.7763 | 26826.484 | 684.9315 | 0.10239 | 0.090704 | 0.080765 | 0.070376 | 0.060114 | 0.10239 | 0.090704 | 0.080765 | 0.070376 | 0.060114 | 100000 | 100000 | 0 | 0 | 0
1578 |  |  |  | 9795.2055 |  |  |  |  | 7690.7247 | 8084.0697 | 8477.4147 | 8870.7597 | 9264.1047 | 58917.4009 | 57325.6551 | 55733.9093 | 54142.1635 | 52550.4177 |  | 0 |  |  |  |  | 1 | 1 | 1 | 1 | 1 | [5 empty] | 20.1972 | 7.5937 | 570.7763 | 26826.484 | 684.9315 | 0.1105 | 0.10307 | 0.10108 | 0.11104 | 0.1062 | 0.1105 | 0.10307 | 0.10108 | 0.11104 | 0.1062 | 100000 | 100000 | 0 | 0 | 0
1579 |  |  |  | 9795.2055 |  |  |  |  | 8109.2969 | 8607.5769 | 9105.8569 | 9604.1369 | 10102.4169 | 59434.0661 | 57828.3617 | 56222.6574 | 54616.9531 | 53011.2487 |  | 0 |  |  |  |  | 1 | 1 | 1 | 1 | 1 | [5 empty] | 20.6824 | 7.8347 | 570.7763 | 26826.484 | 684.9315 | 0.11126 | 0.10769 | 0.10147 | 0.11261 | 0.10651 | 0.11126 | 0.10769 | 0.10147 | 0.11261 | 0.10651 | 100000 | 100000 | 0 | 0 | 0
1580 |  |  |  | 9795.2055 |  |  |  |  | 7685.3308 | 8218.5899 | 8751.8491 | 9285.1083 | 9818.3674 | 59019.8767 | 57425.3624 | 55830.848 | 54236.3337 | 52641.8193 |  | 0 |  |  |  |  | 1 | 1 | 1 | 1 | 1 | [5 empty] | 20.7651 | 7.5985 | 570.7763 | 26826.484 | 684.9315 | 0.11199 | 0.10778 | 0.1017 | 0.11301 | 0.10687 | 0.11199 | 0.10778 | 0.1017 | 0.11301 | 0.10687 | 100000 | 100000 | 0 | 0 | 0
1581 |  |  |  | 9795.2055 |  |  |  |  | 6638.9003 | 7125.6311 | 7612.3619 | 8099.0928 | 8585.8236 | 57158.1679 | 55613.9505 | 54069.7331 | 52525.5157 | 50981.2984 |  | 0 |  |  |  |  | 1 | 1 | 1 | 1 | 1 | [5 empty] | 20.535 | 7.7046 | 570.7763 | 26826.484 | 684.9315 | 0.11189 | 0.10766 | 0.10141 | 0.1128 | 0.10638 | 0.11189 | 0.10766 | 0.10141 | 0.1128 | 0.10638 | 100000 | 100000 | 0 | 0 | 0
1582 |  |  |  | 9795.2055 |  |  |  |  | 5623.7548 | 6026.6415 | 6429.5282 | 6832.4148 | 7235.3015 | 51625.8594 | 50231.106 | 48836.3526 | 47441.5992 | 46046.8458 |  | 0 |  |  |  |  | 1 | 1 | 1 | 1 | 1 | [5 empty] | 20.3232 | 7.1873 | 570.7763 | 26826.484 | 684.9315 | 0.11189 | 0.10761 | 0.1011 | 0.11242 | 0.10636 | 0.11189 | 0.10761 | 0.1011 | 0.11242 | 0.10636 | 100000 | 100000 | 0 | 0 | 0
1583 |  |  |  | 9795.2055 |  |  |  |  | 5512.639 | 5840.4257 | 6168.2123 | 6495.999 | 6823.7857 | 42554.9966 | 41405.3068 | 40255.6169 | 39105.9271 | 37956.2372 |  | 0 |  |  |  |  | 1 | 1 | 1 | 1 | 1 | [5 empty] | 20.0433 | 6.9698 | 570.7763 | 26826.484 | 684.9315 | 0.11161 | 0.1076 | 0.10109 | 0.11159 | 0.10634 | 0.11161 | 0.1076 | 0.10109 | 0.11159 | 0.10634 | 100000 | 100000 | 0 | 0 | 0
1584 |  |  |  | 9795.2055 |  |  |  |  | 4251.5284 | 4512.8784 | 4774.2284 | 5035.5784 | 5296.9284 | 34288.3548 | 33362.0012 | 32435.6476 | 31509.294 | 30582.9404 |  | 0 |  |  |  |  | 1 | 1 | 1 | 1 | 1 | [5 empty] | 19.6751 | 7.4247 | 570.7763 | 26826.484 | 684.9315 | 0.11022 | 0.10689 | 0.1011 | 0.11163 | 0.10627 | 0.11022 | 0.10689 | 0.1011 | 0.11163 | 0.10627 | 100000 | 100000 | 0 | 0 | 0
1585 |  |  |  | 9795.2055 |  |  |  |  | 3093.3577 | 3305.7869 | 3518.2161 | 3730.6452 | 3943.0744 | 32992.1566 | 32100.8219 | 31209.4871 | 30318.1524 | 29426.8176 |  | 0 |  |  |  |  | 1 | 1 | 1 | 1 | 1 | [5 empty] | 19.3927 | 5.0321 | 570.7763 | 26826.484 | 684.9315 | 0.10988 | 0.1069 | 0.10121 | 0.11159 | 0.10636 | 0.10988 | 0.1069 | 0.10121 | 0.11159 | 0.10636 | 100000 | 100000 | 0 | 0 | 0
1586 |  |  |  | 9795.2055 |  |  |  |  | 2203.856 | 2303.511 | 2403.166 | 2502.821 | 2602.476 | 33620.8224 | 32712.5033 | 31804.1841 | 30895.865 | 29987.5458 |  | 0 |  |  |  |  | 1 | 1 | 1 | 1 | 1 | [5 empty] | 19.1957 | 4.8358 | 570.7763 | 26826.484 | 684.9315 | 0.10987 | 0.10692 | 0.10117 | 0.11114 | 0.10626 | 0.10987 | 0.10692 | 0.10117 | 0.11114 | 0.10626 | 100000 | 100000 | 0 | 0 | 0
1587 |  |  |  | 9795.2055 |  |  |  |  | 1666.0678 | 1714.4103 | 1762.7528 | 1811.0953 | 1859.4378 | 34297.7836 | 33371.1753 | 32444.567 | 31517.9587 | 30591.3503 |  | 0 |  |  |  |  | 1 | 1 | 1 | 1 | 1 | [5 empty] | 19.0164 | 3.6423 | 570.7763 | 26826.484 | 684.9315 | 0.10989 | 0.10694 | 0.10118 | 0.1111 | 0.10623 | 0.10989 | 0.10694 | 0.10118 | 0.1111 | 0.10623 | 100000 | 100000 | 0 | 0 | 0
1588 |  |  |  | 9795.2055 |  |  |  |  | 1560.6614 | 1602.1839 | 1643.7064 | 1685.2289 | 1726.7514 | 36405.6509 | 35422.0952 | 34438.5396 | 33454.9839 | 32471.4283 |  | 0 |  |  |  |  | 1 | 1 | 1 | 1 | 1 | [5 empty] | 18.8739 | 3.2609 | 570.7763 | 26826.484 | 684.9315 | 0.10941 | 0.10468 | 0.098739 | 0.11013 | 0.10511 | 0.10941 | 0.10468 | 0.098739 | 0.11013 | 0.10511 | 100000 | 100000 | 0 | 0 | 0
1589 |  |  |  | 9795.2055 |  |  |  |  | 1761.7941 | 1802.4916 | 1843.1891 | 1883.8866 | 1924.5841 | 41498.339 | 40377.1964 | 39256.0538 | 38134.9112 | 37013.7686 |  | 0 |  |  |  |  | 1 | 1 | 1 | 1 | 1 | [5 empty] | 18.9505 | 3.2461 | 570.7763 | 26826.484 | 684.9315 | 0.10984 | 0.10509 | 0.10003 | 0.11068 | 0.10572 | 0.10984 | 0.10509 | 0.10003 | 0.11068 | 0.10571 | 100000 | 100000 | 0 | 0 | 0
1590 |  |  |  | 9795.2055 |  |  |  |  | 2571.7032 | 2612.8132 | 2653.9232 | 2695.0332 | 2736.1432 | 57018.7062 | 55478.2566 | 53937.807 | 52397.3574 | 50856.9078 |  | 0 |  |  |  |  | 1 | 1 | 1 | 1 | 1 | [5 empty] | 19.3259 | 3.8343 | 570.7763 | 26826.484 | 684.9315 | 0.11243 | 0.10989 | 0.10223 | 0.11395 | 0.10698 | 0.11243 | 0.10989 | 0.10223 | 0.11395 | 0.10698 | 100000 | 100000 | 0 | 0 | 0
1591 |  |  |  | 9795.2055 |  |  |  |  | 4035.5627 | 4076.5352 | 4117.5077 | 4158.4802 | 4199.4527 | 67931.4021 | 66096.1289 | 64260.8558 | 62425.5826 | 60590.3094 |  | 0 |  |  |  |  | 1 | 1 | 1 | 1 | 1 | [5 empty] | 20.4381 | 3.884 | 570.7763 | 26826.484 | 684.9315 | 0.11562 | 0.12042 | 0.10546 | 0.12203 | 0.1116 | 0.11562 | 0.12042 | 0.10546 | 0.12203 | 0.1116 | 100000 | 100000 | 0 | 0 | 0
1592 |  |  |  | 9795.2055 |  |  |  |  | 5277.8534 | 5319.7884 | 5361.7234 | 5403.6584 | 5445.5934 | 62982.1556 | 61280.5941 | 59579.0326 | 57877.4711 | 56175.9095 |  | 0.16629 |  |  |  |  | 1 | 1 | 1 | 1 | 1 | [5 empty] | 20.4661 | 3.9942 | 570.7763 | 26826.484 | 684.9315 | 0.11539 | 0.11317 | 0.10277 | 0.11392 | 0.10825 | 0.11539 | 0.11317 | 0.10277 | 0.11392 | 0.10825 | 100000 | 100000 | 0 | 0 | 0
1593 |  |  |  | 9795.2055 |  |  |  |  | 4469.02 | 4518.5175 | 4568.015 | 4617.5125 | 4667.01 | 61666.0029 | 59999.9993 | 58333.9957 | 56667.9921 | 55001.9885 |  | 0.35238 |  |  |  |  | 1 | 1 | 1 | 1 | 1 | [5 empty] | 19.0902 | 3.8182 | 570.7763 | 26826.484 | 684.9315 | 0.11134 | 0.098612 | 0.090247 | 0.090206 | 0.074608 | 0.11134 | 0.098612 | 0.090247 | 0.090206 | 0.074608 | 100000 | 100000 | 0 | 0 | 0
1594 |  |  |  | 9795.2055 |  |  |  |  | 3963.499 | 4038.2415 | 4112.984 | 4187.7265 | 4262.469 | 60037.3747 | 58415.371 | 56793.3674 | 55171.3637 | 53549.36 |  | 0.51224 |  |  |  |  | 1 | 1 | 1 | 1 | 1 | [5 empty] | 17.4968 | 3.4258 | 570.7763 | 26826.484 | 684.9315 | 0.10473 | 0.089388 | 0.071156 | 0.04787 | 0.044782 | 0.10473 | 0.089388 | 0.071156 | 0.04787 | 0.044782 | 100000 | 100000 | 0 | 0 | 0
1595 |  |  |  | 9795.2055 |  |  |  |  | 4034.4871 | 4139.2296 | 4243.9721 | 4348.7146 | 4453.4571 | 58430.6238 | 56852.0291 | 55273.4343 | 53694.8395 | 52116.2447 |  | 0.62845 |  |  |  |  | 1 | 1 | 1 | 1 | 1 | [5 empty] | 15.5137 | 3.1106 | 570.7763 | 26826.484 | 684.9315 | 0.10355 | 0.089716 | 0.07104 | 0.047369 | 0.044879 | 0.10355 | 0.089716 | 0.07104 | 0.047369 | 0.044879 | 100000 | 100000 | 0 | 0 | 0
1596 |  |  |  | 9795.2055 |  |  |  |  | 4664.7749 | 4832.5182 | 5000.2615 | 5168.0049 | 5335.7482 | 55980.1483 | 54467.7569 | 52955.3656 | 51442.9743 | 49930.5829 |  | 0.69634 |  |  |  |  | 1 | 1 | 1 | 1 | 1 | [5 empty] | 14.7203 | 2.5399 | 570.7763 | 26826.484 | 684.9315 | 0.10358 | 0.089794 | 0.070652 | 0.047394 | 0.044856 | 0.10358 | 0.089794 | 0.070652 | 0.047394 | 0.044856 | 100000 | 100000 | 0 | 0 | 0
1597 |  |  |  | 9795.2055 |  |  |  |  | 4500.2117 | 4705.0792 | 4909.9467 | 5114.8142 | 5319.6817 | 55127.3423 | 53637.9909 | 52148.6394 | 50659.288 | 49169.9365 |  | 0.7078 |  |  |  |  | 1 | 1 | 1 | 1 | 1 | [5 empty] | 14.5645 | 2.275 | 570.7763 | 26826.484 | 684.9315 | 0.10355 | 0.089689 | 0.070631 | 0.047331 | 0.044838 | 0.10355 | 0.089689 | 0.070631 | 0.047331 | 0.044838 | 100000 | 100000 | 0 | 0 | 0
1598 |  |  |  | 9795.2055 |  |  |  |  | 4490.5315 | 4751.8815 | 5013.2315 | 5274.5815 | 5535.9315 | 54223.9706 | 52759.0252 | 51294.0797 | 49829.1343 | 48364.1888 |  | 0.71827 |  |  |  |  | 1 | 1 | 1 | 1 | 1 | [5 empty] | 14.8939 | 2.0613 | 570.7763 | 26826.484 | 684.9315 | 0.10354 | 0.089699 | 0.070691 | 0.047359 | 0.044832 | 0.10354 | 0.089699 | 0.070691 | 0.047359 | 0.044832 | 100000 | 100000 | 0 | 0 | 0
1599 |  |  |  | 9795.2055 |  |  |  |  | 4472.2467 | 4787.5492 | 5102.8517 | 5418.1542 | 5733.4567 | 55069.9656 | 53582.1643 | 52094.363 | 50606.5616 | 49118.7603 |  | 0.57899 |  |  |  |  | 1 | 1 | 1 | 1 | 1 | [5 empty] | 15.1401 | 1.8242 | 570.7763 | 26826.484 | 684.9315 | 0.10365 | 0.090741 | 0.07191 | 0.048015 | 0.045645 | 0.10365 | 0.090741 | 0.07191 | 0.048015 | 0.045645 | 100000 | 100000 | 0 | 0 | 0
1600 |  |  |  | 9795.2055 |  |  |  |  | 4205.5037 | 4638.7762 | 5072.0487 | 5505.3212 | 5938.5937 | 55595.2297 | 54093.2375 | 52591.2454 | 51089.2532 | 49587.2611 |  | 0.43115 |  |  |  |  | 1 | 1 | 1 | 1 | 1 | [5 empty] | 15.384 | 1.7895 | 570.7763 | 26826.484 | 684.9315 | 0.10922 | 0.097661 | 0.083969 | 0.083419 | 0.068789 | 0.10922 | 0.097661 | 0.083969 | 0.083419 | 0.068789 | 100000 | 100000 | 0 | 0 | 0
1601 |  |  |  | 9795.2055 |  |  |  |  | 4546.4615 | 5173.4365 | 5800.4115 | 6427.3865 | 7054.3615 | 58770.9618 | 57183.1723 | 55595.3827 | 54007.5932 | 52419.8037 |  | 0.19697 |  |  |  |  | 1 | 1 | 1 | 1 | 1 | [5 empty] | 16.2147 | 2.1461 | 570.7763 | 26826.484 | 684.9315 | 0.11454 | 0.11244 | 0.10354 | 0.11514 | 0.10828 | 0.11454 | 0.11244 | 0.10354 | 0.11514 | 0.10828 | 100000 | 100000 | 0 | 0 | 0
1602 |  |  |  | 9795.2055 |  |  |  |  | 6196.3957 | 6974.8898 | 7753.384 | 8531.8782 | 9310.3723 | 60226.0156 | 58598.9155 | 56971.8154 | 55344.7153 | 53717.6152 |  | 0 |  |  |  |  | 1 | 1 | 1 | 1 | 1 | [5 empty] | 17.628 | 2.075 | 570.7763 | 26826.484 | 684.9315 | 0.11761 | 0.12863 | 0.11202 | 0.1239 | 0.11708 | 0.11761 | 0.12863 | 0.11202 | 0.1239 | 0.11708 | 100000 | 100000 | 0 | 0 | 0
1603 |  |  |  | 9795.2055 |  |  |  |  | 7253.6873 | 8128.1531 | 9002.6189 | 9877.0848 | 10751.5506 | 60753.55 | 59112.1977 | 57470.8454 | 55829.4932 | 54188.1409 |  | 0 |  |  |  |  | 1 | 1 | 1 | 1 | 1 | [5 empty] | 18.9319 | 1.7662 | 570.7763 | 26826.484 | 684.9315 | 0.11835 | 0.1334 | 0.11144 | 0.12198 | 0.11594 | 0.11835 | 0.1334 | 0.11144 | 0.12198 | 0.11594 | 100000 | 100000 | 0 | 0 | 0
1604 |  |  |  | 9795.2055 |  |  |  |  | 7614.0054 | 8363.6254 | 9113.2454 | 9862.8654 | 10612.4854 | 60329.4173 | 58699.5236 | 57069.63 | 55439.7363 | 53809.8427 |  | 0 |  |  |  |  | 1 | 1 | 1 | 1 | 1 | [5 empty] | 19.3388 | 1.6363 | 570.7763 | 26826.484 | 684.9315 | 0.11761 | 0.13756 | 0.11037 | 0.1206 | 0.11444 | 0.11761 | 0.13756 | 0.11037 | 0.1206 | 0.11444 | 100000 | 100000 | 0 | 0 | 0
1605 |  |  |  | 9795.2055 |  |  |  |  | 6755.6954 | 7395.2104 | 8034.7254 | 8674.2404 | 9313.7554 | 58426.0832 | 56847.6111 | 55269.139 | 53690.6669 | 52112.1948 |  | 0 |  |  |  |  | 1 | 1 | 1 | 1 | 1 | [5 empty] | 19.224 | 1.7631 | 570.7763 | 26826.484 | 684.9315 | 0.11741 | 0.12203 | 0.10845 | 0.11968 | 0.11352 | 0.11741 | 0.12203 | 0.10845 | 0.11968 | 0.11352 | 100000 | 100000 | 0 | 0 | 0
1606 |  |  |  | 9795.2055 |  |  |  |  | 5738.2001 | 6269.0668 | 6799.9334 | 7330.8001 | 7861.6668 | 52768.9169 | 51343.282 | 49917.6471 | 48492.0122 | 47066.3773 |  | 0 |  |  |  |  | 1 | 1 | 1 | 1 | 1 | [5 empty] | 18.882 | 1.5962 | 570.7763 | 26826.484 | 684.9315 | 0.11571 | 0.11931 | 0.10645 | 0.11794 | 0.11153 | 0.11571 | 0.11931 | 0.10645 | 0.11794 | 0.11153 | 100000 | 100000 | 0 | 0 | 0
1607 |  |  |  | 9795.2055 |  |  |  |  | 5510.1779 | 5969.9604 | 6429.7429 | 6889.5254 | 7349.3079 | 43490.0084 | 42315.0578 | 41140.1071 | 39965.1565 | 38790.2058 |  | 0 |  |  |  |  | 1 | 1 | 1 | 1 | 1 | [5 empty] | 18.4837 | 1.3802 | 570.7763 | 26826.484 | 684.9315 | 0.11475 | 0.11495 | 0.10428 | 0.11604 | 0.11016 | 0.11475 | 0.11495 | 0.10428 | 0.11604 | 0.11016 | 100000 | 100000 | 0 | 0 | 0
1608 |  |  |  | 9795.2055 |  |  |  |  | 4106.5507 | 4509.7957 | 4913.0407 | 5316.2857 | 5719.5307 | 35049.4582 | 34102.5422 | 33155.6262 | 32208.7102 | 31261.7943 |  | 0 |  |  |  |  | 1 | 1 | 1 | 1 | 1 | [5 empty] | 18.0213 | 1.1319 | 570.7763 | 26826.484 | 684.9315 | 0.1128 | 0.11283 | 0.1033 | 0.11564 | 0.10868 | 0.1128 | 0.11283 | 0.1033 | 0.11564 | 0.10868 | 100000 | 100000 | 0 | 0 | 0
1609 |  |  |  | 9795.2055 |  |  |  |  | 3084.0149 | 3283.3824 | 3482.7499 | 3682.1174 | 3881.4849 | 33243.0131 | 32344.9011 | 31446.789 | 30548.677 | 29650.5649 |  | 0 |  |  |  |  | 1 | 1 | 1 | 1 | 1 | [5 empty] | 18.1224 | 0.60249 | 570.7763 | 26826.484 | 684.9315 | 0.11234 | 0.11185 | 0.10297 | 0.11403 | 0.10801 | 0.11234 | 0.11185 | 0.10297 | 0.11403 | 0.10801 | 100000 | 100000 | 0 | 0 | 0
1610 |  |  |  | 9795.2055 |  |  |  |  | 2197.1997 | 2297.8447 | 2398.4897 | 2499.1347 | 2599.7797 | 33876.1005 | 32960.8846 | 32045.6687 | 31130.4528 | 30215.2369 |  | 0 |  |  |  |  | 1 | 1 | 1 | 1 | 1 | [5 empty] | 17.7185 | 0.89317 | 570.7763 | 26826.484 | 684.9315 | 0.11219 | 0.11181 | 0.10294 | 0.11403 | 0.10803 | 0.11219 | 0.11181 | 0.10294 | 0.11403 | 0.10803 | 100000 | 100000 | 0 | 0 | 0
1611 |  |  |  | 9795.2055 |  |  |  |  | 1661.0358 | 1712.1833 | 1763.3308 | 1814.4783 | 1865.6258 | 34558.1213 | 33624.4796 | 32690.8378 | 31757.1961 | 30823.5543 |  | 0 |  |  |  |  | 1 | 1 | 1 | 1 | 1 | [5 empty] | 18.1339 | 0.48686 | 570.7763 | 26826.484 | 684.9315 | 0.11212 | 0.11167 | 0.10286 | 0.11398 | 0.10795 | 0.11212 | 0.11167 | 0.10286 | 0.11398 | 0.10796 | 100000 | 100000 | 0 | 0 | 0
1612 |  |  |  | 9795.2055 |  |  |  |  | 1555.9477 | 1597.7452 | 1639.5427 | 1681.3402 | 1723.1377 | 36681.4784 | 35690.4709 | 34699.4633 | 33708.4557 | 32717.4482 |  | 0 |  |  |  |  | 1 | 1 | 1 | 1 | 1 | [5 empty] | 18.6026 | 0.34782 | 570.7763 | 26826.484 | 684.9315 | 0.10879 | 0.10486 | 0.099535 | 0.11117 | 0.10555 | 0.10879 | 0.10486 | 0.099535 | 0.11117 | 0.10555 | 100000 | 100000 | 0 | 0 | 0
1613 |  |  |  | 9795.2055 |  |  |  |  | 1756.473 | 1798.408 | 1840.343 | 1882.278 | 1924.213 | 41811.7889 | 40682.178 | 39552.567 | 38422.9561 | 37293.3452 |  | 0 |  |  |  |  | 1 | 1 | 1 | 1 | 1 | [5 empty] | 18.9725 | 0.34703 | 570.7763 | 26826.484 | 684.9315 | 0.10879 | 0.10491 | 0.099813 | 0.11151 | 0.10624 | 0.10879 | 0.10491 | 0.099813 | 0.11151 | 0.10624 | 100000 | 100000 | 0 | 0 | 0
1614 |  |  |  | 9795.2055 |  |  |  |  | 2563.9359 | 2605.5959 | 2647.2559 | 2688.9159 | 2730.5759 | 57444.34 | 55892.3912 | 54340.4424 | 52788.4937 | 51236.5449 |  | 0 |  |  |  |  | 1 | 1 | 1 | 1 | 1 | [5 empty] | 19.7976 | 1.0245 | 570.7763 | 26826.484 | 684.9315 | 0.11081 | 0.10726 | 0.10065 | 0.11319 | 0.10752 | 0.11081 | 0.10726 | 0.10065 | 0.11319 | 0.10752 | 100000 | 100000 | 0 | 0 | 0
1615 |  |  |  | 9795.2055 |  |  |  |  | 4023.374 | 4063.384 | 4103.394 | 4143.404 | 4183.414 | 68448.9526 | 66599.697 | 64750.4414 | 62901.1858 | 61051.9301 |  | 0 |  |  |  |  | 1 | 1 | 1 | 1 | 1 | [5 empty] | 20.5372 | 1.6427 | 570.7763 | 26826.484 | 684.9315 | 0.11398 | 0.11223 | 0.10401 | 0.11695 | 0.10952 | 0.11398 | 0.11223 | 0.10402 | 0.11695 | 0.10952 | 100000 | 100000 | 0 | 0 | 0
1616 |  |  |  | 9795.2055 |  |  |  |  | 5261.9127 | 5303.8477 | 5345.7827 | 5387.7177 | 5429.6527 | 63460.4477 | 61745.9643 | 60031.481 | 58316.9976 | 56602.5143 |  | 0.12749 |  |  |  |  | 1 | 1 | 1 | 1 | 1 | [5 empty] | 20.673 | 1.3957 | 570.7763 | 26826.484 | 684.9315 | 0.11339 | 0.10359 | 0.096891 | 0.10502 | 0.099481 | 0.11339 | 0.10359 | 0.096892 | 0.10502 | 0.099481 | 100000 | 100000 | 0 | 0 | 0
1617 |  |  |  | 9795.2055 |  |  |  |  | 4455.5222 | 4505.3497 | 4555.1772 | 4605.0047 | 4654.8322 | 62132.5558 | 60453.9476 | 58775.3393 | 57096.7311 | 55418.1228 |  | 0.40685 |  |  |  |  | 1 | 1 | 1 | 1 | 1 | [5 empty] | 20.2644 | 0.86703 | 570.7763 | 26826.484 | 684.9315 | 0.10687 | 0.08903 | 0.078144 | 0.06105 | 0.050199 | 0.10687 | 0.08903 | 0.078144 | 0.06105 | 0.050199 | 100000 | 100000 | 0 | 0 | 0
1618 |  |  |  | 9795.2055 |  |  |  |  | 3951.5281 | 4026.5181 | 4101.5081 | 4176.4981 | 4251.4881 | 60491.5913 | 58857.3163 | 57223.0413 | 55588.7662 | 53954.4912 |  | 0.57746 |  |  |  |  | 1 | 1 | 1 | 1 | 1 | [5 empty] | 19.8651 | 1.1407 | 570.7763 | 26826.484 | 684.9315 | 0.097286 | 0.078797 | 0.04661 | 0.044312 | 0.042803 | 0.097286 | 0.078797 | 0.04661 | 0.044312 | 0.042803 | 100000 | 100000 | 0 | 0 | 0
1619 |  |  |  | 9795.2055 |  |  |  |  | 4022.3017 | 4131.3342 | 4240.3667 | 4349.3992 | 4458.4317 | 58873.1464 | 57282.5962 | 55692.046 | 54101.4958 | 52510.9455 |  | 0.69536 |  |  |  |  | 1 | 1 | 1 | 1 | 1 | [5 empty] | 19.2966 | 1.5066 | 570.7763 | 26826.484 | 684.9315 | 0.096409 | 0.078856 | 0.046684 | 0.044222 | 0.04301 | 0.096409 | 0.078856 | 0.046684 | 0.044222 | 0.04301 | 100000 | 100000 | 0 | 0 | 0
1620 |  |  |  | 9795.2055 |  |  |  |  | 4650.6858 | 4816.2283 | 4981.7708 | 5147.3133 | 5312.8558 | 56403.3607 | 54879.5356 | 53355.7105 | 51831.8854 | 50308.0603 |  | 0.67246 |  |  |  |  | 1 | 1 | 1 | 1 | 1 | [5 empty] | 18.6053 | 1.4359 | 570.7763 | 26826.484 | 684.9315 | 0.096309 | 0.078807 | 0.046831 | 0.044233 | 0.042781 | 0.096309 | 0.078807 | 0.046831 | 0.044233 | 0.042781 | 100000 | 100000 | 0 | 0 | 0
1621 |  |  |  | 9795.2055 |  |  |  |  | 4486.6197 | 4689.4247 | 4892.2297 | 5095.0347 | 5297.8397 | 55544.2311 | 54043.6168 | 52543.0024 | 51042.3881 | 49541.7737 |  | 0.52115 |  |  |  |  | 1 | 1 | 1 | 1 | 1 | [5 empty] | 18.0503 | 1.7217 | 570.7763 | 26826.484 | 684.9315 | 0.096347 | 0.078354 | 0.046608 | 0.044276 | 0.042707 | 0.096347 | 0.078354 | 0.046608 | 0.044276 | 0.042707 | 100000 | 100000 | 0 | 0 | 0
1622 |  |  |  | 9795.2055 |  |  |  |  | 4476.9687 | 4749.7587 | 5022.5487 | 5295.3387 | 5568.1287 | 54634.2209 | 53158.1919 | 51682.1629 | 50206.1339 | 48730.1049 |  | 0.22569 |  |  |  |  | 1 | 1 | 1 | 1 | 1 | [5 empty] | 17.6502 | 1.7418 | 570.7763 | 26826.484 | 684.9315 | 0.0963 | 0.078498 | 0.046595 | 0.04426 | 0.042707 | 0.0963 | 0.078498 | 0.046595 | 0.04426 | 0.042707 | 100000 | 100000 | 0 | 0 | 0
1623 |  |  |  | 9795.2055 |  |  |  |  | 4458.7391 | 4783.6941 | 5108.6491 | 5433.6041 | 5758.5591 | 55487.5089 | 53988.427 | 52489.3451 | 50990.2632 | 49491.1812 |  | 0.21181 |  |  |  |  | 1 | 1 | 1 | 1 | 1 | [5 empty] | 17.2793 | 1.0245 | 570.7763 | 26826.484 | 684.9315 | 0.09643 | 0.078746 | 0.046727 | 0.044302 | 0.042704 | 0.09643 | 0.078746 | 0.046727 | 0.044302 | 0.042704 | 100000 | 100000 | 0 | 0 | 0
1624 |  |  |  | 9795.2055 |  |  |  |  | 4192.8018 | 4623.2143 | 5053.6268 | 5484.0393 | 5914.4518 | 56016.8878 | 54503.5039 | 52990.12 | 51476.736 | 49963.3521 |  | 0.09485 |  |  |  |  | 1 | 1 | 1 | 1 | 1 | [5 empty] | 17.961 | 0.52833 | 570.7763 | 26826.484 | 684.9315 | 0.099058 | 0.083948 | 0.067329 | 0.054606 | 0.050357 | 0.099058 | 0.083948 | 0.067329 | 0.054606 | 0.050357 | 100000 | 100000 | 0 | 0 | 0
1625 |  |  |  | 9795.2055 |  |  |  |  | 4532.7298 | 5184.4548 | 5836.1798 | 6487.9048 | 7139.6298 | 59217.6278 | 57617.7709 | 56017.914 | 54418.0571 | 52818.2002 |  | 0.05818 |  |  |  |  | 1 | 1 | 1 | 1 | 1 | [5 empty] | 19.0375 | 1.086 | 570.7763 | 26826.484 | 684.9315 | 0.10936 | 0.10378 | 0.098148 | 0.10789 | 0.10263 | 0.10936 | 0.10378 | 0.098148 | 0.10789 | 0.10263 | 100000 | 100000 | 0 | 0 | 0
1626 |  |  |  | 9795.2055 |  |  |  |  | 6177.6807 | 6961.3998 | 7745.119 | 8528.8382 | 9312.5573 | 60683.4308 | 59043.9729 | 57404.5151 | 55765.0572 | 54125.5993 |  | 0 |  |  |  |  | 1 | 1 | 1 | 1 | 1 | [5 empty] | 20.5484 | 1.4399 | 570.7763 | 26826.484 | 684.9315 | 0.11501 | 0.10919 | 0.10246 | 0.11525 | 0.10831 | 0.11501 | 0.10919 | 0.10246 | 0.11525 | 0.10831 | 100000 | 100000 | 0 | 0 | 0
1627 |  |  |  | 9795.2055 |  |  |  |  | 7231.7789 | 8064.9964 | 8898.2139 | 9731.4314 | 10564.6489 | 61214.7569 | 59560.9444 | 57907.1319 | 56253.3194 | 54599.5069 |  | 0 |  |  |  |  | 1 | 1 | 1 | 1 | 1 | [5 empty] | 22.4913 | 1.883 | 570.7763 | 26826.484 | 684.9315 | 0.11527 | 0.1175 | 0.10206 | 0.11468 | 0.10788 | 0.11527 | 0.1175 | 0.10205 | 0.11468 | 0.10788 | 100000 | 100000 | 0 | 0 | 0
1628 |  |  |  | 9795.2055 |  |  |  |  | 7591.0087 | 8397.4979 | 9203.9871 | 10010.4762 | 10816.9654 | 60787.1393 | 59144.8796 | 57502.6199 | 55860.3601 | 54218.1004 |  | 0 |  |  |  |  | 1 | 1 | 1 | 1 | 1 | [5 empty] | 23.1296 | 2.6611 | 570.7763 | 26826.484 | 684.9315 | 0.11532 | 0.11698 | 0.10135 | 0.11378 | 0.10745 | 0.11531 | 0.11698 | 0.10135 | 0.11378 | 0.10745 | 100000 | 100000 | 0 | 0 | 0
1629 |  |  |  | 9795.2055 |  |  |  |  | 6735.2911 | 7349.727 | 7964.1628 | 8578.5986 | 9193.0345 | 58869.252 | 57278.807 | 55688.362 | 54097.917 | 52507.472 |  | 0 |  |  |  |  | 1 | 1 | 1 | 1 | 1 | [5 empty] | 22.4961 | 2.842 | 570.7763 | 26826.484 | 684.9315 | 0.11474 | 0.10715 | 0.10064 | 0.1132 | 0.1068 | 0.11474 | 0.10715 | 0.10064 | 0.1132 | 0.1068 | 100000 | 100000 | 0 | 0 | 0
1630 |  |  |  | 9795.2055 |  |  |  |  | 5720.869 | 6233.8615 | 6746.854 | 7259.8465 | 7772.839 | 53168.4179 | 51731.9899 | 50295.5619 | 48859.1338 | 47422.7058 |  | 0 |  |  |  |  | 1 | 1 | 1 | 1 | 1 | [5 empty] | 21.8877 | 3.0289 | 570.7763 | 26826.484 | 684.9315 | 0.11422 | 0.10626 | 0.099922 | 0.11274 | 0.10626 | 0.11422 | 0.10626 | 0.099922 | 0.11274 | 0.10626 | 100000 | 100000 | 0 | 0 | 0
1631 |  |  |  | 9795.2055 |  |  |  |  | 5493.5355 | 5942.7305 | 6391.9255 | 6841.1205 | 7290.3155 | 43816.7067 | 42632.9298 | 41449.1529 | 40265.3759 | 39081.599 |  | 0 |  |  |  |  | 1 | 1 | 1 | 1 | 1 | [5 empty] | 21.6787 | 3.1786 | 570.7763 | 26826.484 | 684.9315 | 0.11267 | 0.10557 | 0.098491 | 0.11165 | 0.10559 | 0.11267 | 0.10557 | 0.098491 | 0.11165 | 0.10559 | 100000 | 100000 | 0 | 0 | 0
1632 |  |  |  | 9795.2055 |  |  |  |  | 4094.1477 | 4485.7602 | 4877.3727 | 5268.9852 | 5660.5977 | 35315.4895 | 34361.3863 | 33407.2831 | 32453.1798 | 31499.0766 |  | 0 |  |  |  |  | 1 | 1 | 1 | 1 | 1 | [5 empty] | 21.1674 | 2.7287 | 570.7763 | 26826.484 | 684.9315 | 0.10971 | 0.10418 | 0.098478 | 0.11055 | 0.10406 | 0.10971 | 0.10418 | 0.098478 | 0.11055 | 0.10406 | 100000 | 100000 | 0 | 0 | 0
1633 |  |  |  | 9795.2055 |  |  |  |  | 3074.5873 | 3282.8923 | 3491.1973 | 3699.5023 | 3907.8073 | 32654.7615 | 31772.542 | 30890.3225 | 30008.103 | 29125.8835 |  | 0 |  |  |  |  | 1 | 1 | 1 | 1 | 1 | [5 empty] | 20.8329 | 2.7427 | 570.7763 | 26826.484 | 684.9315 | 0.10814 | 0.10367 | 0.097992 | 0.11017 | 0.10337 | 0.10814 | 0.10367 | 0.097992 | 0.11017 | 0.10337 | 100000 | 100000 | 0 | 0 | 0
1634 |  |  |  | 9795.2055 |  |  |  |  | 2190.4831 | 2287.8289 | 2385.1748 | 2482.5206 | 2579.8664 | 33277.4701 | 32378.4271 | 31479.3842 | 30580.3412 | 29681.2983 |  | 0 |  |  |  |  | 1 | 1 | 1 | 1 | 1 | [5 empty] | 20.8059 | 2.633 | 570.7763 | 26826.484 | 684.9315 | 0.10814 | 0.10365 | 0.097999 | 0.1102 | 0.10341 | 0.10814 | 0.10365 | 0.097999 | 0.1102 | 0.10341 | 100000 | 100000 | 0 | 0 | 0
1635 |  |  |  | 9795.2055 |  |  |  |  | 1655.9582 | 1703.3107 | 1750.6632 | 1798.0157 | 1845.3682 | 33947.6236 | 33030.4754 | 32113.3272 | 31196.179 | 30279.0308 |  | 0 |  |  |  |  | 1 | 1 | 1 | 1 | 1 | [5 empty] | 20.8679 | 2.4766 | 570.7763 | 26826.484 | 684.9315 | 0.10816 | 0.10368 | 0.098011 | 0.11022 | 0.10342 | 0.10816 | 0.10368 | 0.098011 | 0.11021 | 0.10342 | 100000 | 100000 | 0 | 0 | 0
1636 |  |  |  | 9795.2055 |  |  |  |  | 1551.1913 | 1592.4388 | 1633.6863 | 1674.9338 | 1716.1813 | 36034.6419 | 35061.1097 | 34087.5774 | 33114.0451 | 32140.5129 |  | 0 |  |  |  |  | 1 | 1 | 1 | 1 | 1 | [5 empty] | 20.7141 | 2.1436 | 570.7763 | 26826.484 | 684.9315 | 0.10502 | 0.094893 | 0.087014 | 0.10609 | 0.10014 | 0.10502 | 0.094893 | 0.087014 | 0.10609 | 0.10014 | 100000 | 100000 | 0 | 0 | 0
1637 |  |  |  | 9795.2055 |  |  |  |  | 1751.1036 | 1792.0761 | 1833.0486 | 1874.0211 | 1914.9936 | 41076.6973 | 39966.946 | 38857.1948 | 37747.4435 | 36637.6922 |  | 0 |  |  |  |  | 1 | 1 | 1 | 1 | 1 | [5 empty] | 20.6337 | 1.8564 | 570.7763 | 26826.484 | 684.9315 | 0.10499 | 0.094271 | 0.086767 | 0.10617 | 0.10018 | 0.10499 | 0.094271 | 0.086767 | 0.10617 | 0.10018 | 100000 | 100000 | 0 | 0 | 0
1638 |  |  |  | 9795.2055 |  |  |  |  | 2556.0981 | 2597.8956 | 2639.6931 | 2681.4906 | 2723.2881 | 56446.0122 | 54921.0348 | 53396.0574 | 51871.0801 | 50346.1027 |  | 0 |  |  |  |  | 1 | 1 | 1 | 1 | 1 | [5 empty] | 20.4564 | 1.7447 | 570.7763 | 26826.484 | 684.9315 | 0.10639 | 0.095016 | 0.087757 | 0.10709 | 0.10162 | 0.1064 | 0.095016 | 0.087757 | 0.10709 | 0.10162 | 100000 | 100000 | 0 | 0 | 0
1639 |  |  |  | 9795.2055 |  |  |  |  | 4011.0749 | 4052.5974 | 4094.1199 | 4135.6424 | 4177.1649 | 67235.3407 | 65418.8727 | 63602.4047 | 61785.9367 | 59969.4687 |  | 0 |  |  |  |  | 1 | 1 | 1 | 1 | 1 | [5 empty] | 20.4826 | 1.9505 | 570.7763 | 26826.484 | 684.9315 | 0.10816 | 0.10025 | 0.091644 | 0.11011 | 0.10504 | 0.10816 | 0.10025 | 0.091644 | 0.11011 | 0.10504 | 100000 | 100000 | 0 | 0 | 0
1640 |  |  |  | 9795.2055 |  |  |  |  | 5245.8275 | 5287.2125 | 5328.5975 | 5369.9825 | 5411.3675 | 62338.8488 | 60654.6672 | 58970.4856 | 57286.304 | 55602.1224 |  | 0.02446 |  |  |  |  | 1 | 1 | 1 | 1 | 1 | [5 empty] | 20.2762 | 2.2473 | 570.7763 | 26826.484 | 684.9315 | 0.10682 | 0.090418 | 0.082948 | 0.08493 | 0.072632 | 0.10682 | 0.090418 | 0.082948 | 0.08493 | 0.072632 | 100000 | 100000 | 0 | 0 | 0
1641 |  |  |  | 9795.2055 |  |  |  |  | 4441.902 | 4489.5845 | 4537.267 | 4584.9495 | 4632.632 | 61038.4349 | 59389.386 | 57740.3371 | 56091.2883 | 54442.2394 |  | 0.17826 |  |  |  |  | 1 | 1 | 1 | 1 | 1 | [5 empty] | 19.6655 | 2.4187 | 570.7763 | 26826.484 | 684.9315 | 0.095591 | 0.078354 | 0.059378 | 0.049309 | 0.04526 | 0.095591 | 0.078354 | 0.059378 | 0.049309 | 0.045259 | 100000 | 100000 | 0 | 0 | 0
1642 |  |  |  | 9795.2055 |  |  |  |  | 3939.4486 | 4015.4286 | 4091.4086 | 4167.3886 | 4243.3686 | 59426.3999 | 57820.9027 | 56215.4055 | 54609.9083 | 53004.4111 |  | 0.17865 |  |  |  |  | 1 | 1 | 1 | 1 | 1 | [5 empty] | 17.6371 | 2.6671 | 570.7763 | 26826.484 | 684.9315 | 0.082386 | 0.035825 | 0.038144 | 0.043174 | 0.041845 | 0.082386 | 0.035825 | 0.038144 | 0.043174 | 0.041845 | 100000 | 100000 | 0 | 0 | 0
1643 |  |  |  | 9795.2055 |  |  |  |  | 4010.0059 | 4117.2509 | 4224.4959 | 4331.7409 | 4438.9859 | 57835.3924 | 56272.8787 | 54710.3651 | 53147.8514 | 51585.3377 |  | 0.1166 |  |  |  |  | 1 | 1 | 1 | 1 | 1 | [5 empty] | 15.2752 | 2.4244 | 570.7763 | 26826.484 | 684.9315 | 0.081896 | 0.031718 | 0.038268 | 0.043136 | 0.0418 | 0.081896 | 0.031718 | 0.038268 | 0.043136 | 0.0418 | 100000 | 100000 | 0 | 0 | 0
1644 |  |  |  | 9795.2055 |  |  |  |  | 4636.4691 | 4802.0116 | 4967.5541 | 5133.0966 | 5298.6391 | 55410.869 | 53913.8576 | 52416.8462 | 50919.8349 | 49422.8235 |  | 0.51569 |  |  |  |  | 1 | 1 | 1 | 1 | 1 | [5 empty] | 14.378 | 2.7346 | 570.7763 | 26826.484 | 684.9315 | 0.082067 | 0.031864 | 0.038277 | 0.043295 | 0.041845 | 0.082067 | 0.031864 | 0.038277 | 0.043295 | 0.041845 | 100000 | 100000 | 0 | 0 | 0
1645 |  |  |  | 9795.2055 |  |  |  |  | 4472.9045 | 4683.9595 | 4895.0145 | 5106.0695 | 5317.1245 | 54566.5726 | 53092.3713 | 51618.1699 | 50143.9685 | 48669.7671 |  | 0.13308 |  |  |  |  | 1 | 1 | 1 | 1 | 1 | [5 empty] | 13.7938 | 3.2042 | 570.7763 | 26826.484 | 684.9315 | 0.08214 | 0.03215 | 0.038183 | 0.043241 | 0.041925 | 0.08214 | 0.03215 | 0.038183 | 0.043241 | 0.041925 | 100000 | 100000 | 0 | 0 | 0
1646 |  |  |  | 9795.2055 |  |  |  |  | 4463.283 | 4721.113 | 4978.943 | 5236.773 | 5494.603 | 53672.1362 | 52222.0994 | 50772.0627 | 49322.0259 | 47871.9891 |  | 0.26592 |  |  |  |  | 1 | 1 | 1 | 1 | 1 | [5 empty] | 13.2113 | 3.1588 | 570.7763 | 26826.484 | 684.9315 | 0.082637 | 0.032512 | 0.038278 | 0.04329 | 0.041911 | 0.082637 | 0.032512 | 0.038278 | 0.04329 | 0.041911 | 100000 | 100000 | 0 | 0 | 0
1647 |  |  |  | 9795.2055 |  |  |  |  | 4445.1092 | 4760.4117 | 5075.7142 | 5391.0167 | 5706.3192 | 54508.3472 | 53035.7189 | 51563.0906 | 50090.4622 | 48617.8339 |  | 0.09614 |  |  |  |  | 1 | 1 | 1 | 1 | 1 | [5 empty] | 13.2917 | 2.4123 | 570.7763 | 26826.484 | 684.9315 | 0.083758 | 0.033905 | 0.038477 | 0.043384 | 0.041986 | 0.083758 | 0.033905 | 0.038477 | 0.043384 | 0.041986 | 100000 | 100000 | 0 | 0 | 0
1648 |  |  |  | 9795.2055 |  |  |  |  | 4179.9848 | 4613.2573 | 5046.5298 | 5479.8023 | 5913.0748 | 55028.0805 | 53541.4107 | 52054.741 | 50568.0713 | 49081.4015 |  | 0.12571 |  |  |  |  | 1 | 1 | 1 | 1 | 1 | [5 empty] | 13.641 | 2.239 | 570.7763 | 26826.484 | 684.9315 | 0.093306 | 0.075979 | 0.047056 | 0.047673 | 0.046087 | 0.093306 | 0.075979 | 0.047056 | 0.047673 | 0.046087 | 100000 | 100000 | 0 | 0 | 0
1649 |  |  |  | 9795.2055 |  |  |  |  | 4518.8736 | 5141.7244 | 5764.5753 | 6387.4261 | 7010.2769 | 58170.2024 | 56598.6433 | 55027.0843 | 53455.5252 | 51883.9661 |  | 0.0556 |  |  |  |  | 1 | 1 | 1 | 1 | 1 | [5 empty] | 13.9194 | 2.7633 | 570.7763 | 26826.484 | 684.9315 | 0.10295 | 0.094967 | 0.07822 | 0.08113 | 0.063261 | 0.10295 | 0.094967 | 0.078221 | 0.08113 | 0.063261 | 100000 | 100000 | 0 | 0 | 0
1650 |  |  |  | 9795.2055 |  |  |  |  | 6158.796 | 6937.291 | 7715.786 | 8494.281 | 9272.776 | 59610.7897 | 58000.3109 | 56389.8321 | 54779.3533 | 53168.8745 |  | 0 |  |  |  |  | 1 | 1 | 1 | 1 | 1 | [5 empty] | 15.6015 | 2.9101 | 570.7763 | 26826.484 | 684.9315 | 0.10857 | 0.099507 | 0.087626 | 0.092224 | 0.067791 | 0.10857 | 0.099507 | 0.087626 | 0.092224 | 0.067791 | 100000 | 100000 | 0 | 0 | 0
1651 |  |  |  | 9795.2055 |  |  |  |  | 7209.672 | 8020.8903 | 8832.1087 | 9643.327 | 10454.5453 | 60133.218 | 58508.625 | 56884.032 | 55259.439 | 53634.8459 |  | 0 |  |  |  |  | 1 | 1 | 1 | 1 | 1 | [5 empty] | 17.8908 | 2.8379 | 570.7763 | 26826.484 | 684.9315 | 0.10929 | 0.099469 | 0.0875 | 0.09195 | 0.067728 | 0.10929 | 0.099469 | 0.0875 | 0.09195 | 0.067728 | 100000 | 100000 | 0 | 0 | 0
1652 |  |  |  | 9795.2055 |  |  |  |  | 7567.8037 | 8343.2737 | 9118.7437 | 9894.2137 | 10669.6837 | 59713.765 | 58100.5041 | 56487.2433 | 54873.9825 | 53260.7216 |  | 0 |  |  |  |  | 1 | 1 | 1 | 1 | 1 | [5 empty] | 17.6373 | 3.3196 | 570.7763 | 26826.484 | 684.9315 | 0.10921 | 0.099603 | 0.087127 | 0.091664 | 0.067381 | 0.10921 | 0.099603 | 0.087127 | 0.091664 | 0.067381 | 100000 | 100000 | 0 | 0 | 0
1653 |  |  |  | 9795.2055 |  |  |  |  | 6714.7019 | 7370.9361 | 8027.1703 | 8683.4044 | 9339.6386 | 57830.0022 | 56267.6341 | 54705.2661 | 53142.8981 | 51580.53 |  | 0 |  |  |  |  | 1 | 1 | 1 | 1 | 1 | [5 empty] | 16.8894 | 3.6522 | 570.7763 | 26826.484 | 684.9315 | 0.10767 | 0.097304 | 0.086808 | 0.090674 | 0.06713 | 0.10767 | 0.097304 | 0.086808 | 0.090674 | 0.06713 | 100000 | 100000 | 0 | 0 | 0
1654 |  |  |  | 9795.2055 |  |  |  |  | 5703.3808 | 6252.1216 | 6800.8625 | 7349.6033 | 7898.3441 | 52231.549 | 50820.4319 | 49409.3148 | 47998.1978 | 46587.0807 |  | 0 |  |  |  |  | 1 | 1 | 1 | 1 | 1 | [5 empty] | 15.5411 | 3.7765 | 570.7763 | 26826.484 | 684.9315 | 0.10657 | 0.097035 | 0.08632 | 0.089894 | 0.066686 | 0.10657 | 0.097035 | 0.08632 | 0.089894 | 0.066686 | 100000 | 100000 | 0 | 0 | 0
1655 |  |  |  | 9795.2055 |  |  |  |  | 5476.7422 | 5928.9614 | 6381.1806 | 6833.3997 | 7285.6189 | 43050.4934 | 41887.4169 | 40724.3404 | 39561.264 | 38398.1875 |  | 0 |  |  |  |  | 1 | 1 | 1 | 1 | 1 | [5 empty] | 14.0858 | 3.3637 | 570.7763 | 26826.484 | 684.9315 | 0.10632 | 0.096871 | 0.085868 | 0.089561 | 0.066679 | 0.10632 | 0.096871 | 0.085868 | 0.089561 | 0.066679 | 100000 | 100000 | 0 | 0 | 0
1656 |  |  |  | 9795.2055 |  |  |  |  | 4081.6322 | 4474.5372 | 4867.4422 | 5260.3472 | 5653.2522 | 34691.6397 | 33754.3908 | 32817.1418 | 31879.8929 | 30942.6439 |  | 0 |  |  |  |  | 1 | 1 | 1 | 1 | 1 | [5 empty] | 12.0533 | 3.6679 | 570.7763 | 26826.484 | 684.9315 | 0.10568 | 0.096773 | 0.085855 | 0.089313 | 0.066502 | 0.10568 | 0.096773 | 0.085855 | 0.089313 | 0.066502 | 100000 | 100000 | 0 | 0 | 0
1657 |  |  |  | 9795.2055 |  |  |  |  | 3065.0784 | 3280.2576 | 3495.4368 | 3710.6159 | 3925.7951 | 32675.4122 | 31792.6348 | 30909.8574 | 30027.08 | 29144.3026 |  | 0 |  |  |  |  | 1 | 1 | 1 | 1 | 1 | [5 empty] | 9.0154 | 2.4857 | 570.7763 | 26826.484 | 684.9315 | 0.1057 | 0.09665 | 0.08594 | 0.089337 | 0.066178 | 0.1057 | 0.09665 | 0.08594 | 0.089337 | 0.066178 | 100000 | 100000 | 0 | 0 | 0
1658 |  |  |  | 9795.2055 |  |  |  |  | 2183.7085 | 2285.0135 | 2386.3185 | 2487.6235 | 2588.9285 | 33298.4857 | 32398.875 | 31499.2643 | 30599.6536 | 29700.0429 |  | 0 |  |  |  |  | 1 | 1 | 1 | 1 | 1 | [5 empty] | 8.8623 | 4.244 | 570.7763 | 26826.484 | 684.9315 | 0.1057 | 0.096692 | 0.085939 | 0.089344 | 0.066183 | 0.1057 | 0.096692 | 0.085939 | 0.089344 | 0.066183 | 100000 | 100000 | 0 | 0 | 0
1659 |  |  |  | 9795.2055 |  |  |  |  | 1650.8368 | 1698.5193 | 1746.2018 | 1793.8843 | 1841.5668 | 33969.056 | 33051.3288 | 32133.6016 | 31215.8743 | 30298.1471 |  | 0 |  |  |  |  | 1 | 1 | 1 | 1 | 1 | [5 empty] | 8.1058 | 5.2157 | 570.7763 | 26826.484 | 684.9315 | 0.1057 | 0.096776 | 0.085805 | 0.089276 | 0.066123 | 0.1057 | 0.096776 | 0.085805 | 0.089276 | 0.066123 | 100000 | 100000 | 0 | 0 | 0
1660 |  |  |  | 9795.2055 |  |  |  |  | 1546.3939 | 1586.9539 | 1627.5139 | 1668.0739 | 1708.6339 | 36057.3509 | 35083.2051 | 34109.0594 | 33134.9136 | 32160.7678 |  | 0 |  |  |  |  | 1 | 1 | 1 | 1 | 1 | [5 empty] | 7.4481 | 5.0587 | 570.7763 | 26826.484 | 684.9315 | 0.10345 | 0.094424 | 0.083643 | 0.085194 | 0.064197 | 0.10345 | 0.094424 | 0.083643 | 0.085194 | 0.064197 | 100000 | 100000 | 0 | 0 | 0
1661 |  |  |  | 9795.2055 |  |  |  |  | 1745.6879 | 1786.2479 | 1826.8079 | 1867.3679 | 1907.9279 | 41102.5064 | 39992.0579 | 38881.6093 | 37771.1608 | 36660.7122 |  | 0 |  |  |  |  | 1 | 1 | 1 | 1 | 1 | [5 empty] | 7.2026 | 4.6436 | 570.7763 | 26826.484 | 684.9315 | 0.10387 | 0.094389 | 0.083447 | 0.085877 | 0.064663 | 0.10387 | 0.094389 | 0.083447 | 0.085877 | 0.064663 | 100000 | 100000 | 0 | 0 | 0
1662 |  |  |  | 9795.2055 |  |  |  |  | 2548.1928 | 2590.5403 | 2632.8878 | 2675.2353 | 2717.5828 | 56481.0721 | 54955.1476 | 53429.223 | 51903.2984 | 50377.3738 |  | 0 |  |  |  |  | 1 | 1 | 1 | 1 | 1 | [5 empty] | 6.6964 | 5.7916 | 570.7763 | 26826.484 | 684.9315 | 0.10566 | 0.095201 | 0.085386 | 0.087833 | 0.066197 | 0.10566 | 0.095201 | 0.085386 | 0.087833 | 0.066197 | 100000 | 100000 | 0 | 0 | 0
1663 |  |  |  | 9795.2055 |  |  |  |  | 3998.6698 | 4040.0548 | 4081.4398 | 4122.8248 | 4164.2098 | 67277.943 | 65460.324 | 63642.7051 | 61825.0861 | 60007.4672 |  | 0 |  |  |  |  | 1 | 1 | 1 | 1 | 1 | [5 empty] | 6.2308 | 4.4292 | 570.7763 | 26826.484 | 684.9315 | 0.10845 | 0.099679 | 0.088046 | 0.090941 | 0.067859 | 0.10845 | 0.099679 | 0.088046 | 0.090941 | 0.067859 | 100000 | 100000 | 0 | 0 | 0
1664 |  |  |  | 9795.2055 |  |  |  |  | 5229.6036 | 5270.5761 | 5311.5486 | 5352.5211 | 5393.4936 | 62378.2238 | 60692.9784 | 59007.733 | 57322.4877 | 55637.2423 |  | 0.06268 |  |  |  |  | 1 | 1 | 1 | 1 | 1 | [5 empty] | 5.7873 | 3.2707 | 570.7763 | 26826.484 | 684.9315 | 0.10807 | 0.09943 | 0.086999 | 0.083861 | 0.067698 | 0.10807 | 0.09943 | 0.086999 | 0.083861 | 0.067698 | 100000 | 100000 | 0 | 0 | 0
1665 |  |  |  | 9795.2055 |  |  |  |  | 4428.1644 | 4478.6519 | 4529.1394 | 4579.6269 | 4630.1144 | 61076.8482 | 59426.7615 | 57776.6748 | 56126.5882 | 54476.5015 |  | 0.1106 |  |  |  |  | 1 | 1 | 1 | 1 | 1 | [5 empty] | 4.636 | 3.5902 | 570.7763 | 26826.484 | 684.9315 | 0.10713 | 0.094203 | 0.078077 | 0.072828 | 0.05477 | 0.10713 | 0.094203 | 0.078078 | 0.072828 | 0.05477 | 100000 | 100000 | 0 | 0 | 0
1666 |  |  |  | 9795.2055 |  |  |  |  | 3927.265 | 4001.0175 | 4074.77 | 4148.5225 | 4222.275 | 59463.7976 | 57857.29 | 56250.7824 | 54644.2748 | 53037.7673 |  | 0.09155 |  |  |  |  | 1 | 1 | 1 | 1 | 1 | [5 empty] | 3.1858 | 2.5386 | 570.7763 | 26826.484 | 684.9315 | 0.10009 | 0.084423 | 0.063296 | 0.047648 | 0.045957 | 0.10009 | 0.084423 | 0.063296 | 0.047648 | 0.045957 | 100000 | 100000 | 0 | 0 | 0
1667 |  |  |  | 9795.2055 |  |  |  |  | 3997.6041 | 4104.1341 | 4210.6641 | 4317.1941 | 4423.7241 | 57871.8259 | 56308.328 | 54744.83 | 53181.332 | 51617.8341 |  | 0.05969 |  |  |  |  | 1 | 1 | 1 | 1 | 1 | [5 empty] | 2.3766 | 2.2611 | 570.7763 | 26826.484 | 684.9315 | 0.098593 | 0.084457 | 0.062972 | 0.047673 | 0.045647 | 0.098593 | 0.084457 | 0.062972 | 0.047673 | 0.045647 | 100000 | 100000 | 0 | 0 | 0
1668 |  |  |  | 9795.2055 |  |  |  |  | 4622.1298 | 4788.2231 | 4954.3164 | 5120.4098 | 5286.5031 | 55445.7147 | 53947.7619 | 52449.8092 | 50951.8564 | 49453.9036 |  | 0.10294 |  |  |  |  | 1 | 1 | 1 | 1 | 1 | [5 empty] | 1.8156 | 2.6711 | 570.7763 | 26826.484 | 684.9315 | 0.098541 | 0.084431 | 0.062975 | 0.047544 | 0.045799 | 0.098541 | 0.084431 | 0.062975 | 0.047544 | 0.045799 | 100000 | 100000 | 0 | 0 | 0
1669 |  |  |  | 9795.2055 |  |  |  |  | 4459.071 | 4668.751 | 4878.431 | 5088.111 | 5297.791 | 54600.8974 | 53125.7687 | 51650.64 | 50175.5113 | 48700.3825 |  | 0.11128 |  |  |  |  | 1 | 1 | 1 | 1 | 1 | [5 empty] | 1.4478 | 5.0834 | 570.7763 | 26826.484 | 684.9315 | 0.098348 | 0.08413 | 0.062706 | 0.047571 | 0.045698 | 0.098348 | 0.08413 | 0.062706 | 0.047571 | 0.045698 | 100000 | 100000 | 0 | 0 | 0
1670 |  |  |  | 9795.2055 |  |  |  |  | 4449.4793 | 4723.1485 | 4996.8176 | 5270.4868 | 5544.156 | 53705.9139 | 52254.9645 | 50804.0152 | 49353.0659 | 47902.1165 |  | 0.0727 |  |  |  |  | 1 | 1 | 1 | 1 | 1 | [5 empty] | 1.05 | 6.6188 | 570.7763 | 26826.484 | 684.9315 | 0.098372 | 0.084133 | 0.061379 | 0.047524 | 0.04561 | 0.098372 | 0.084133 | 0.061379 | 0.047524 | 0.04561 | 100000 | 100000 | 0 | 0 | 0
1671 |  |  |  | 9795.2055 |  |  |  |  | 4431.3617 | 4753.0992 | 5074.8367 | 5396.5742 | 5718.3117 | 54542.7229 | 53069.1659 | 51595.6088 | 50122.0518 | 48648.4947 |  | 0.08518 |  |  |  |  | 1 | 1 | 1 | 1 | 1 | [5 empty] | 0.65826 | 6.6043 | 570.7763 | 26826.484 | 684.9315 | 0.098872 | 0.084205 | 0.060463 | 0.047777 | 0.045666 | 0.098872 | 0.084205 | 0.060463 | 0.047777 | 0.045666 | 100000 | 100000 | 0 | 0 | 0
1672 |  |  |  | 9795.2055 |  |  |  |  | 4167.0573 | 4590.3206 | 5013.5839 | 5436.8473 | 5860.1106 | 55062.7946 | 53575.187 | 52087.5794 | 50599.9718 | 49112.3642 |  | 0.0937 |  |  |  |  | 1 | 1 | 1 | 1 | 1 | [5 empty] | 0.59597 | 6.3957 | 570.7763 | 26826.484 | 684.9315 | 0.10327 | 0.091721 | 0.071685 | 0.069871 | 0.053873 | 0.10327 | 0.091721 | 0.071685 | 0.069871 | 0.053873 | 100000 | 100000 | 0 | 0 | 0
1673 |  |  |  | 9795.2055 |  |  |  |  | 4504.898 | 5121.5613 | 5738.2246 | 6354.888 | 6971.5513 | 58206.9728 | 56634.4204 | 55061.8679 | 53489.3154 | 51916.7629 |  | 0.04032 |  |  |  |  | 1 | 1 | 1 | 1 | 1 | [5 empty] | 1.3506 | 7.3367 | 570.7763 | 26826.484 | 684.9315 | 0.10998 | 0.10426 | 0.094398 | 0.1026 | 0.096791 | 0.10998 | 0.10426 | 0.094398 | 0.1026 | 0.096791 | 100000 | 100000 | 0 | 0 | 0
1674 |  |  |  | 9795.2055 |  |  |  |  | 6139.7486 | 6923.4677 | 7707.1869 | 8490.9061 | 9274.6252 | 59648.4458 | 58036.9497 | 56425.4536 | 54813.9574 | 53202.4613 |  | 0 |  |  |  |  | 1 | 1 | 1 | 1 | 1 | [5 empty] | 2.8276 | 7.4994 | 570.7763 | 26826.484 | 684.9315 | 0.11331 | 0.11024 | 0.096949 | 0.10645 | 0.098091 | 0.11331 | 0.11024 | 0.096949 | 0.10645 | 0.098091 | 100000 | 100000 | 0 | 0 | 0
1675 |  |  |  | 9795.2055 |  |  |  |  | 7187.3745 | 7990.3428 | 8793.3112 | 9596.2795 | 10399.2478 | 60171.1869 | 58545.5681 | 56919.9493 | 55294.3305 | 53668.7117 |  | 0 |  |  |  |  | 1 | 1 | 1 | 1 | 1 | [5 empty] | 3.5558 | 7.821 | 570.7763 | 26826.484 | 684.9315 | 0.11422 | 0.10958 | 0.097638 | 0.1054 | 0.098869 | 0.11423 | 0.10958 | 0.097638 | 0.1054 | 0.098869 | 100000 | 100000 | 0 | 0 | 0
1676 |  |  |  | 9795.2055 |  |  |  |  | 7544.3986 | 8296.6036 | 9048.8086 | 9801.0136 | 10553.2186 | 59751.4477 | 58137.1688 | 56522.8899 | 54908.611 | 53294.3321 |  | 0 |  |  |  |  | 1 | 1 | 1 | 1 | 1 | [5 empty] | 4.4793 | 8.2777 | 570.7763 | 26826.484 | 684.9315 | 0.11412 | 0.1097 | 0.099624 | 0.10744 | 0.10057 | 0.11412 | 0.1097 | 0.099624 | 0.10744 | 0.10057 | 100000 | 100000 | 0 | 0 | 0
1677 |  |  |  | 9795.2055 |  |  |  |  | 6693.9352 | 7316.7311 | 7939.5269 | 8562.3227 | 9185.1186 | 57866.4871 | 56303.1333 | 54739.7796 | 53176.4259 | 51613.0721 |  | 0 |  |  |  |  | 1 | 1 | 1 | 1 | 1 | [5 empty] | 5.5703 | 8.4275 | 570.7763 | 26826.484 | 684.9315 | 0.11255 | 0.10444 | 0.096041 | 0.10505 | 0.096698 | 0.11255 | 0.10444 | 0.096041 | 0.10505 | 0.096698 | 100000 | 100000 | 0 | 0 | 0
1678 |  |  |  | 9795.2055 |  |  |  |  | 5685.7418 | 6234.4827 | 6783.2235 | 7331.9643 | 7880.7052 | 52264.4409 | 50852.4352 | 49440.4295 | 48028.4238 | 46616.4181 |  | 0 |  |  |  |  | 1 | 1 | 1 | 1 | 1 | [5 empty] | 6.4712 | 8.8617 | 570.7763 | 26826.484 | 684.9315 | 0.11096 | 0.097691 | 0.09413 | 0.10217 | 0.094261 | 0.11096 | 0.097691 | 0.09413 | 0.10217 | 0.094261 | 100000 | 100000 | 0 | 0 | 0
1679 |  |  |  | 9795.2055 |  |  |  |  | 5459.8042 | 5907.4867 | 6355.1692 | 6802.8517 | 7250.5342 | 43077.3982 | 41913.5949 | 40749.7915 | 39585.9882 | 38422.1848 |  | 0 |  |  |  |  | 1 | 1 | 1 | 1 | 1 | [5 empty] | 5.3129 | 10.1137 | 570.7763 | 26826.484 | 684.9315 | 0.10805 | 0.095907 | 0.093033 | 0.1002 | 0.095084 | 0.10805 | 0.095907 | 0.093033 | 0.1002 | 0.095084 | 100000 | 100000 | 0 | 0 | 0
1680 |  |  |  | 9795.2055 |  |  |  |  | 4069.0089 | 4461.9139 | 4854.8189 | 5247.7239 | 5640.6289 | 34713.5409 | 33775.7003 | 32837.8596 | 31900.019 | 30962.1783 |  | 0 |  |  |  |  | 1 | 1 | 1 | 1 | 1 | [5 empty] | 3.7536 | 8.6255 | 570.7763 | 26826.484 | 684.9315 | 0.10705 | 0.095231 | 0.092165 | 0.09859 | 0.093988 | 0.10705 | 0.095231 | 0.092165 | 0.09859 | 0.093988 | 100000 | 100000 | 0 | 0 | 0
1681 |  |  |  | 9795.2055 |  |  |  |  | 3055.4917 | 3262.4217 | 3469.3517 | 3676.2817 | 3883.2117 | 32159.9423 | 31291.0911 | 30422.2399 | 29553.3887 | 28684.5375 |  | 0 |  |  |  |  | 1 | 1 | 1 | 1 | 1 | [5 empty] | 2.3538 | 10.2252 | 570.7763 | 26826.484 | 684.9315 | 0.10702 | 0.094903 | 0.092298 | 0.099206 | 0.094535 | 0.10702 | 0.094903 | 0.092298 | 0.099206 | 0.094535 | 100000 | 100000 | 0 | 0 | 0
1682 |  |  |  | 9795.2055 |  |  |  |  | 2176.8785 | 2271.9143 | 2366.9502 | 2461.986 | 2557.0218 | 32773.8927 | 31888.4547 | 31003.0167 | 30117.5786 | 29232.1406 |  | 0 |  |  |  |  | 1 | 1 | 1 | 1 | 1 | [5 empty] | 0.71654 | 10.4184 | 570.7763 | 26826.484 | 684.9315 | 0.10737 | 0.098269 | 0.094458 | 0.1028 | 0.097101 | 0.10737 | 0.098269 | 0.094458 | 0.1028 | 0.097101 | 100000 | 100000 | 0 | 0 | 0
1683 |  |  |  | 9795.2055 |  |  |  |  | 1645.6734 | 1696.1609 | 1746.6484 | 1797.1359 | 1847.6234 | 33434.057 | 32530.7836 | 31627.5102 | 30724.2368 | 29820.9635 |  | 0 |  |  |  |  | 1 | 1 | 1 | 1 | 1 | [5 empty] | 0.86672 | 8.8827 | 570.7763 | 26826.484 | 684.9315 | 0.10733 | 0.097994 | 0.094475 | 0.10137 | 0.095761 | 0.10733 | 0.097994 | 0.094475 | 0.10137 | 0.095761 | 100000 | 100000 | 0 | 0 | 0
1684 |  |  |  | 9795.2055 |  |  |  |  | 1541.5572 | 1582.3922 | 1623.2272 | 1664.0622 | 1704.8972 | 35490.4666 | 34531.6361 | 33572.8055 | 32613.975 | 31655.1445 |  | 0 |  |  |  |  | 1 | 1 | 1 | 1 | 1 | [5 empty] | 1.0234 | 9.7033 | 570.7763 | 26826.484 | 684.9315 | 0.10239 | 0.085879 | 0.082154 | 0.087473 | 0.086241 | 0.10239 | 0.085879 | 0.082154 | 0.087473 | 0.086242 | 100000 | 100000 | 0 | 0 | 0
1685 |  |  |  | 9795.2055 |  |  |  |  | 1740.2279 | 1781.4754 | 1822.7229 | 1863.9704 | 1905.2179 | 40458.1992 | 39365.1577 | 38272.1161 | 37179.0745 | 36086.0329 |  | 0 |  |  |  |  | 1 | 1 | 1 | 1 | 1 | [5 empty] | 0.93819 | 9.761 | 570.7763 | 26826.484 | 684.9315 | 0.10165 | 0.085216 | 0.08213 | 0.090068 | 0.08728 | 0.10165 | 0.085216 | 0.08213 | 0.090068 | 0.08728 | 100000 | 100000 | 0 | 0 | 0
1686 |  |  |  | 9795.2055 |  |  |  |  | 2540.2228 | 2580.3703 | 2620.5178 | 2660.6653 | 2700.8128 | 55605.6363 | 54103.363 | 52601.0897 | 51098.8164 | 49596.5431 |  | 0 |  |  |  |  | 1 | 1 | 1 | 1 | 1 | [5 empty] | 1.1602 | 9.4428 | 570.7763 | 26826.484 | 684.9315 | 0.1034 | 0.08531 | 0.085191 | 0.093766 | 0.089005 | 0.1034 | 0.08531 | 0.085191 | 0.093765 | 0.089005 | 100000 | 100000 | 0 | 0 | 0
1687 |  |  |  | 9795.2055 |  |  |  |  | 3986.1631 | 4028.7856 | 4071.4081 | 4114.0306 | 4156.6531 | 66214.5674 | 64425.6772 | 62636.787 | 60847.8968 | 59059.0066 |  | 0.00174 |  |  |  |  | 1 | 1 | 1 | 1 | 1 | [5 empty] | 1.5174 | 11.1109 | 570.7763 | 26826.484 | 684.9315 | 0.10573 | 0.094539 | 0.090223 | 0.099807 | 0.091192 | 0.10574 | 0.094539 | 0.090223 | 0.099807 | 0.091192 | 100000 | 100000 | 0 | 0 | 0
1688 |  |  |  | 9795.2055 |  |  |  |  | 5213.2468 | 5254.9068 | 5296.5668 | 5338.2268 | 5379.8868 | 61395.348 | 59736.6566 | 58077.9652 | 56419.2737 | 54760.5823 |  | 0.06096 |  |  |  |  | 1 | 1 | 1 | 1 | 1 | [5 empty] | 1.5499 | 11.2392 | 570.7763 | 26826.484 | 684.9315 | 0.10546 | 0.094078 | 0.08576 | 0.10008 | 0.071818 | 0.10546 | 0.094078 | 0.08576 | 0.10008 | 0.071818 | 100000 | 100000 | 0 | 0 | 0
1689 |  |  |  | 9795.2055 |  |  |  |  | 4414.3144 | 4461.6669 | 4509.0194 | 4556.3719 | 4603.7244 | 60117.9135 | 58493.7339 | 56869.5544 | 55245.3748 | 53621.1953 |  | 0.11732 |  |  |  |  | 1 | 1 | 1 | 1 | 1 | [5 empty] | 0.25107 | 11.3573 | 570.7763 | 26826.484 | 684.9315 | 0.10336 | 0.083987 | 0.070966 | 0.054862 | 0.04531 | 0.10336 | 0.083987 | 0.070966 | 0.054862 | 0.04531 | 100000 | 100000 | 0 | 0 | 0
1690 |  |  |  | 9795.2055 |  |  |  |  | 3914.9816 | 3987.0016 | 4059.0216 | 4131.0416 | 4203.0616 | 58530.2168 | 56948.9314 | 55367.646 | 53786.3605 | 52205.0751 |  | 0.15398 |  |  |  |  | 1 | 1 | 1 | 1 | 1 | [5 empty] | 0.41425 | 12.7363 | 570.7763 | 26826.484 | 684.9315 | 0.09259 | 0.064943 | 0.043854 | 0.04338 | 0.04405 | 0.09259 | 0.064943 | 0.043854 | 0.043381 | 0.04405 | 100000 | 100000 | 0 | 0 | 0
1691 |  |  |  | 9795.2055 |  |  |  |  | 3985.1007 | 4088.7707 | 4192.4407 | 4296.1107 | 4399.7807 | 56962.3293 | 55423.4028 | 53884.4763 | 52345.5498 | 50806.6233 |  | 0.27897 |  |  |  |  | 1 | 1 | 1 | 1 | 1 | [5 empty] | 0.85414 | 13.2089 | 570.7763 | 26826.484 | 684.9315 | 0.091798 | 0.059901 | 0.043604 | 0.04329 | 0.043979 | 0.091798 | 0.059901 | 0.043604 | 0.04329 | 0.043979 | 100000 | 100000 | 0 | 0 | 0
1692 |  |  |  | 9795.2055 |  |  |  |  | 4607.673 | 4777.6155 | 4947.558 | 5117.5005 | 5287.443 | 54575.8266 | 53101.3752 | 51626.9238 | 50152.4724 | 48678.021 |  | 0.38757 |  |  |  |  | 1 | 1 | 1 | 1 | 1 | [5 empty] | 1.2102 | 13.4481 | 570.7763 | 26826.484 | 684.9315 | 0.09167 | 0.059649 | 0.04338 | 0.043354 | 0.043859 | 0.09167 | 0.059649 | 0.04338 | 0.043354 | 0.043859 | 100000 | 100000 | 0 | 0 | 0
1693 |  |  |  | 9795.2055 |  |  |  |  | 4445.1243 | 4656.1793 | 4867.2343 | 5078.2893 | 5289.3443 | 53744.02 | 52292.0412 | 50840.0623 | 49388.0835 | 47936.1047 |  | 0.47033 |  |  |  |  | 1 | 1 | 1 | 1 | 1 | [5 empty] | 1.3769 | 13.2912 | 570.7763 | 26826.484 | 684.9315 | 0.09069 | 0.059721 | 0.043315 | 0.043305 | 0.04387 | 0.09069 | 0.059721 | 0.043315 | 0.043305 | 0.04387 | 100000 | 100000 | 0 | 0 | 0
1694 |  |  |  | 9795.2055 |  |  |  |  | 4435.5626 | 4705.7117 | 4975.8609 | 5246.0101 | 5516.1592 | 52862.7016 | 51434.533 | 50006.3643 | 48578.1957 | 47150.0271 |  | 0.53158 |  |  |  |  | 1 | 1 | 1 | 1 | 1 | [5 empty] | 1.5133 | 13.8071 | 570.7763 | 26826.484 | 684.9315 | 0.090134 | 0.058624 | 0.043039 | 0.043258 | 0.043863 | 0.090134 | 0.058624 | 0.043039 | 0.043258 | 0.043863 | 100000 | 100000 | 0 | 0 | 0
1695 |  |  |  | 9795.2055 |  |  |  |  | 4417.5016 | 4749.9641 | 5082.4266 | 5414.8891 | 5747.3516 | 53684.6147 | 52234.2408 | 50783.8669 | 49333.493 | 47883.119 |  | 0.45918 |  |  |  |  | 1 | 1 | 1 | 1 | 1 | [5 empty] | 1.7093 | 14.8313 | 570.7763 | 26826.484 | 684.9315 | 0.08988 | 0.057117 | 0.042732 | 0.042947 | 0.043956 | 0.08988 | 0.057117 | 0.042732 | 0.042947 | 0.043956 | 100000 | 100000 | 0 | 0 | 0
1696 |  |  |  | 9795.2055 |  |  |  |  | 4154.0239 | 4577.2872 | 5000.5505 | 5423.8139 | 5847.0772 | 54196.2437 | 52732.0473 | 51267.8509 | 49803.6546 | 48339.4582 |  | 0.36151 |  |  |  |  | 1 | 1 | 1 | 1 | 1 | [5 empty] | 2.0341 | 13.2716 | 570.7763 | 26826.484 | 684.9315 | 0.093192 | 0.062796 | 0.058051 | 0.051681 | 0.044704 | 0.093192 | 0.062796 | 0.058051 | 0.051681 | 0.044704 | 100000 | 100000 | 0 | 0 | 0
1697 |  |  |  | 9795.2055 |  |  |  |  | 4490.8079 | 5117.7829 | 5744.7579 | 6371.7329 | 6998.7079 | 57289.1246 | 55741.3692 | 54193.6139 | 52645.8585 | 51098.1031 |  | 0.17314 |  |  |  |  | 1 | 1 | 1 | 1 | 1 | [5 empty] | 2.1779 | 11.6731 | 570.7763 | 26826.484 | 684.9315 | 0.097064 | 0.069304 | 0.065986 | 0.06598 | 0.04866 | 0.097064 | 0.069304 | 0.065986 | 0.06598 | 0.04866 | 100000 | 100000 | 0 | 0 | 0
1698 |  |  |  | 9795.2055 |  |  |  |  | 6120.5451 | 6906.8768 | 7693.2085 | 8479.5401 | 9265.8718 | 58708.4768 | 57122.3754 | 55536.274 | 53950.1726 | 52364.0712 |  | 0 |  |  |  |  | 1 | 1 | 1 | 1 | 1 | [5 empty] | 2.0291 | 11.9583 | 570.7763 | 26826.484 | 684.9315 | 0.10093 | 0.069803 | 0.065944 | 0.069938 | 0.049922 | 0.10093 | 0.069803 | 0.065944 | 0.069938 | 0.049922 | 100000 | 100000 | 0 | 0 | 0
1699 |  |  |  | 9795.2055 |  |  |  |  | 7164.8944 | 7984.3627 | 8803.831 | 9623.2994 | 10442.7677 | 59223.4037 | 57623.3907 | 56023.3778 | 54423.3648 | 52823.3518 |  | 0 |  |  |  |  | 1 | 1 | 1 | 1 | 1 | [5 empty] | 2.4292 | 12.7471 | 570.7763 | 26826.484 | 684.9315 | 0.10352 | 0.069382 | 0.06513 | 0.069594 | 0.050267 | 0.10352 | 0.069382 | 0.06513 | 0.069594 | 0.050267 | 100000 | 100000 | 0 | 0 | 0
1700 |  |  |  | 9795.2055 |  |  |  |  | 7520.8018 | 8270.4218 | 9020.0418 | 9769.6618 | 10519.2818 | 58810.7982 | 57221.9324 | 55633.0667 | 54044.2009 | 52455.3351 |  | 0 |  |  |  |  | 1 | 1 | 1 | 1 | 1 | [5 empty] | 2.2892 | 12.6757 | 570.7763 | 26826.484 | 684.9315 | 0.10304 | 0.06951 | 0.065668 | 0.067962 | 0.048866 | 0.10304 | 0.06951 | 0.065668 | 0.067962 | 0.048866 | 100000 | 100000 | 0 | 0 | 0
1701 |  |  |  | 9795.2055 |  |  |  |  | 6672.9985 | 7316.6935 | 7960.3885 | 8604.0835 | 9247.7785 | 56955.7336 | 55416.9853 | 53878.237 | 52339.4887 | 50800.7404 |  | 0 |  |  |  |  | 1 | 1 | 1 | 1 | 1 | [5 empty] | 2.4243 | 13.8762 | 570.7763 | 26826.484 | 684.9315 | 0.098285 | 0.067661 | 0.064292 | 0.064738 | 0.047742 | 0.098285 | 0.067661 | 0.064292 | 0.064738 | 0.047742 | 100000 | 100000 | 0 | 0 | 0
1702 |  |  |  | 9795.2055 |  |  |  |  | 5667.9584 | 6189.8884 | 6711.8184 | 7233.7484 | 7755.6784 | 51443.3494 | 50053.5268 | 48663.7042 | 47273.8816 | 45884.059 |  | 0 |  |  |  |  | 1 | 1 | 1 | 1 | 1 | [5 empty] | 1.9157 | 14.1428 | 570.7763 | 26826.484 | 684.9315 | 0.096884 | 0.065782 | 0.062142 | 0.065295 | 0.047469 | 0.096884 | 0.065782 | 0.062142 | 0.065295 | 0.047469 | 100000 | 100000 | 0 | 0 | 0
1703 |  |  |  | 9795.2055 |  |  |  |  | 5442.7274 | 5902.5099 | 6362.2924 | 6822.0749 | 7281.8574 | 42405.6697 | 41260.0141 | 40114.3586 | 38968.7031 | 37823.0475 |  | 0 |  |  |  |  | 1 | 1 | 1 | 1 | 1 | [5 empty] | 1.5673 | 14.2184 | 570.7763 | 26826.484 | 684.9315 | 0.095752 | 0.066388 | 0.061323 | 0.059554 | 0.047768 | 0.095752 | 0.066388 | 0.061323 | 0.059554 | 0.047768 | 100000 | 100000 | 0 | 0 | 0
1704 |  |  |  | 9795.2055 |  |  |  |  | 4056.2821 | 4445.3096 | 4834.3371 | 5223.3646 | 5612.3921 | 34166.8401 | 33243.7694 | 32320.6987 | 31397.6281 | 30474.5574 |  | 0 |  |  |  |  | 1 | 1 | 1 | 1 | 1 | [5 empty] | 0.85821 | 14.1102 | 570.7763 | 26826.484 | 684.9315 | 0.095079 | 0.066744 | 0.063532 | 0.060556 | 0.047939 | 0.095078 | 0.066744 | 0.063532 | 0.060555 | 0.047939 | 100000 | 100000 | 0 | 0 | 0
1705 |  |  |  | 9795.2055 |  |  |  |  | 3194.0976 | 3514.9001 | 3835.7026 | 4156.5051 | 4477.3076 | 30777.3527 | 29945.8544 | 29114.356 | 28282.8576 | 27451.3593 |  | 0 |  |  |  |  | 1 | 1 | 1 | 1 | 1 | [5 empty] | 1.338 | 14.3685 | 570.7763 | 26826.484 | 684.9315 | 0.093845 | 0.066169 | 0.063472 | 0.060813 | 0.047814 | 0.093845 | 0.066169 | 0.063472 | 0.060813 | 0.047814 | 100000 | 100000 | 0 | 0 | 0
1706 |  |  |  | 9795.2055 |  |  |  |  | 2341.5616 | 2521.1566 | 2700.7516 | 2880.3466 | 3059.9416 | 31366.6991 | 30519.2787 | 29671.8582 | 28824.4377 | 27977.0172 |  | 0 |  |  |  |  | 1 | 1 | 1 | 1 | 1 | [5 empty] | 1.363 | 14.0311 | 570.7763 | 26826.484 | 684.9315 | 0.093909 | 0.066037 | 0.063008 | 0.059846 | 0.047494 | 0.093909 | 0.066037 | 0.063008 | 0.059846 | 0.047494 | 100000 | 100000 | 0 | 0 | 0
1707 |  |  |  | 9795.2055 |  |  |  |  | 1719.8987 | 1829.2887 | 1938.6787 | 2048.0687 | 2157.4587 | 31998.9199 | 31134.419 | 30269.9181 | 29405.4172 | 28540.9162 |  | 0 |  |  |  |  | 1 | 1 | 1 | 1 | 1 | [5 empty] | 1.1173 | 14.097 | 570.7763 | 26826.484 | 684.9315 | 0.093835 | 0.066587 | 0.063674 | 0.059854 | 0.047522 | 0.093835 | 0.066587 | 0.063674 | 0.059854 | 0.047522 | 100000 | 100000 | 0 | 0 | 0
1708 |  |  |  | 9795.2055 |  |  |  |  | 1522.9153 | 1577.7753 | 1632.6353 | 1687.4953 | 1742.3553 | 33969.6059 | 33051.8638 | 32134.1217 | 31216.3796 | 30298.6376 |  | 0 |  |  |  |  | 1 | 1 | 1 | 1 | 1 | [5 empty] | 0.74285 | 13.8422 | 570.7763 | 26826.484 | 684.9315 | 0.078782 | 0.037819 | 0.050194 | 0.046 | 0.044224 | 0.078782 | 0.037819 | 0.050194 | 0.046 | 0.044224 | 100000 | 100000 | 0 | 0 | 0
1709 |  |  |  | 9795.2055 |  |  |  |  | 1673.3005 | 1722.798 | 1772.2955 | 1821.793 | 1871.2905 | 38729.2643 | 37682.9326 | 36636.6009 | 35590.2692 | 34543.9375 |  | 0 |  |  |  |  | 1 | 1 | 1 | 1 | 1 | [5 empty] | 1.6191 | 13.3829 | 570.7763 | 26826.484 | 684.9315 | 0.0785 | 0.038535 | 0.050766 | 0.046413 | 0.04453 | 0.0785 | 0.038535 | 0.050767 | 0.046413 | 0.04453 | 100000 | 100000 | 0 | 0 | 0
1710 |  |  |  | 9795.2055 |  |  |  |  | 2105.3933 | 2154.3958 | 2203.3983 | 2252.4008 | 2301.4033 | 53254.5911 | 51815.835 | 50377.0788 | 48938.3227 | 47499.5666 |  | 0 |  |  |  |  | 1 | 1 | 1 | 1 | 1 | [5 empty] | 2.6783 | 14.2859 | 570.7763 | 26826.484 | 684.9315 | 0.079908 | 0.039053 | 0.051632 | 0.047289 | 0.044579 | 0.079908 | 0.039053 | 0.051632 | 0.047289 | 0.044579 | 100000 | 100000 | 0 | 0 | 0
1711 |  |  |  | 9795.2055 |  |  |  |  | 2732.3514 | 2774.5614 | 2816.7714 | 2858.9814 | 2901.1914 | 63362.7757 | 61650.9312 | 59939.0866 | 58227.242 | 56515.3974 |  | 0.00597 |  |  |  |  | 1 | 1 | 1 | 1 | 1 | [5 empty] | 4.4096 | 12.9203 | 570.7763 | 26826.484 | 684.9315 | 0.082335 | 0.040965 | 0.053288 | 0.047406 | 0.045265 | 0.082335 | 0.040965 | 0.053288 | 0.047406 | 0.045265 | 100000 | 100000 | 0 | 0 | 0
1712 |  |  |  | 9795.2055 |  |  |  |  | 3916.3704 | 3957.8929 | 3999.4154 | 4040.9379 | 4082.4604 | 58758.8641 | 57171.4014 | 55583.9387 | 53996.476 | 52409.0133 |  | 0.05796 |  |  |  |  | 1 | 1 | 1 | 1 | 1 | [5 empty] | 5.1367 | 13.6458 | 570.7763 | 26826.484 | 684.9315 | 0.082119 | 0.040786 | 0.041635 | 0.042121 | 0.042768 | 0.082119 | 0.040786 | 0.041635 | 0.042121 | 0.042768 | 100000 | 100000 | 0 | 0 | 0
1713 |  |  |  | 9795.2055 |  |  |  |  | 4206.5503 | 4282.2828 | 4358.0153 | 4433.7478 | 4509.4803 | 57544.9963 | 55990.3282 | 54435.66 | 52880.9919 | 51326.3237 |  | 0.10301 |  |  |  |  | 1 | 1 | 1 | 1 | 1 | [5 empty] | 2.7542 | 14.1467 | 570.7763 | 26826.484 | 684.9315 | 0.076892 | 0.021905 | 0.013672 | 0.033719 | 0.037683 | 0.076892 | 0.021905 | 0.013672 | 0.033719 | 0.037683 | 100000 | 100000 | 0 | 0 | 0
1714 |  |  |  | 9795.2055 |  |  |  |  | 4576.1591 | 4696.6041 | 4817.0491 | 4937.4941 | 5057.9391 | 56025.3215 | 54511.7098 | 52998.098 | 51484.4862 | 49970.8745 |  | 0.14845 |  |  |  |  | 1 | 1 | 1 | 1 | 1 | [5 empty] | 2.6118 | 13.8471 | 570.7763 | 26826.484 | 684.9315 | 0.048807 | 0.00089231 | 0.00087195 | 0.0024981 | 0.003237 | 0.048807 | 0.00089231 | 0.00087195 | 0.0024981 | 0.003237 | 100000 | 100000 | 0 | 0 | 0
1715 |  |  |  | 9795.2055 |  |  |  |  | 4906.583 | 5154.6505 | 5402.718 | 5650.7855 | 5898.853 | 54522.2278 | 53049.2244 | 51576.2211 | 50103.2178 | 48630.2144 |  | 0.28231 |  |  |  |  | 1 | 1 | 1 | 1 | 1 | [5 empty] | 2.9939 | 13.114 | 570.7763 | 26826.484 | 684.9315 | 0.044748 | 0.00089479 | 0.00086932 | 0.00094375 | 0.00078634 | 0.044748 | 0.00089479 | 0.00086932 | 0.00094375 | 0.00078634 | 100000 | 100000 | 0 | 0 | 0
1716 |  |  |  | 9795.2055 |  |  |  |  | 5599.2023 | 5914.5048 | 6229.8073 | 6545.1098 | 6860.4123 | 52241.7091 | 50830.3176 | 49418.926 | 48007.5345 | 46596.1429 |  | 0.30886 |  |  |  |  | 1 | 1 | 1 | 1 | 1 | [5 empty] | 3.309 | 13.4649 | 570.7763 | 26826.484 | 684.9315 | 0.045251 | 0.00090517 | 0.0009108 | 0.00093995 | 0.00079217 | 0.045251 | 0.00090517 | 0.0009108 | 0.00093995 | 0.00079217 | 100000 | 100000 | 0 | 0 | 0
1717 |  |  |  | 9795.2055 |  |  |  |  | 5383.1559 | 5830.1234 | 6277.0909 | 6724.0584 | 7171.0259 | 51444.8599 | 50054.9965 | 48665.133 | 47275.2696 | 45885.4062 |  | 0.34094 |  |  |  |  | 1 | 1 | 1 | 1 | 1 | [5 empty] | 3.3143 | 13.125 | 570.7763 | 26826.484 | 684.9315 | 0.040692 | 0.00092235 | 0.00089834 | 0.00095006 | 0.00076434 | 0.040692 | 0.00092235 | 0.00089834 | 0.00095006 | 0.00076434 | 100000 | 100000 | 0 | 0 | 0
1718 |  |  |  | 9795.2055 |  |  |  |  | 5191.4677 | 5696.1277 | 6200.7877 | 6705.4477 | 7210.1077 | 50600.2802 | 49233.2344 | 47866.1886 | 46499.1428 | 45132.0971 |  | 0.52542 |  |  |  |  | 1 | 1 | 1 | 1 | 1 | [5 empty] | 3.4387 | 13.4522 | 570.7763 | 26826.484 | 684.9315 | 0.038671 | 0.00092873 | 0.00086434 | 0.00093949 | 0.00075538 | 0.038671 | 0.00092873 | 0.00086434 | 0.00093949 | 0.00075538 | 100000 | 100000 | 0 | 0 | 0
1719 |  |  |  | 9795.2055 |  |  |  |  | 5488.002 | 5989.5545 | 6491.107 | 6992.6595 | 7494.212 | 51382.5612 | 49994.3808 | 48606.2005 | 47218.0202 | 45829.8399 |  | 0.53689 |  |  |  |  | 1 | 1 | 1 | 1 | 1 | [5 empty] | 4.0154 | 14.3371 | 570.7763 | 26826.484 | 684.9315 | 0.039615 | 0.001342 | 0.0012651 | 0.0012807 | 0.0013377 | 0.039615 | 0.001342 | 0.0012651 | 0.0012807 | 0.0013377 | 100000 | 100000 | 0 | 0 | 0
1720 |  |  |  | 9795.2055 |  |  |  |  | 5795.1267 | 6287.9626 | 6780.7984 | 7273.6342 | 7766.4701 | 51871.5906 | 50470.1984 | 49068.8062 | 47667.4139 | 46266.0217 |  | 0.42756 |  |  |  |  | 1 | 1 | 1 | 1 | 1 | [5 empty] | 4.6477 | 14.9357 | 570.7763 | 26826.484 | 684.9315 | 0.039795 | 0.018066 | 0.0025319 | 0.0063964 | 0.017401 | 0.039795 | 0.018066 | 0.0025319 | 0.0063964 | 0.017401 | 100000 | 100000 | 0 | 0 | 0
1721 |  |  |  | 9795.2055 |  |  |  |  | 6388.1953 | 6866.6769 | 7345.1586 | 7823.6403 | 8302.1219 | 54827.2043 | 53345.9616 | 51864.7188 | 50383.4761 | 48902.2333 |  | 0.16403 |  |  |  |  | 1 | 1 | 1 | 1 | 1 | [5 empty] | 4.3011 | 16.7966 | 570.7763 | 26826.484 | 684.9315 | 0.046053 | 0.034529 | 0.012771 | 0.033034 | 0.036897 | 0.046053 | 0.03453 | 0.012771 | 0.033034 | 0.036897 | 100000 | 100000 | 0 | 0 | 0
1722 |  |  |  | 9795.2055 |  |  |  |  | 7978.8898 | 8467.2706 | 8955.6514 | 9444.0323 | 9932.4131 | 56187.1067 | 54669.1241 | 53151.1414 | 51633.1588 | 50115.1762 |  | 0.00195 |  |  |  |  | 1 | 1 | 1 | 1 | 1 | [5 empty] | 4.3135 | 18.6108 | 570.7763 | 26826.484 | 684.9315 | 0.048336 | 0.032529 | 0.011782 | 0.034644 | 0.038597 | 0.048336 | 0.032529 | 0.011782 | 0.034644 | 0.038597 | 100000 | 100000 | 0 | 0 | 0
1723 |  |  |  | 9795.2055 |  |  |  |  | 8322.0223 | 8811.3373 | 9300.6523 | 9789.9673 | 10279.2823 | 56680.9923 | 55149.6665 | 53618.3408 | 52087.015 | 50555.6893 |  | 0 |  |  |  |  | 1 | 1 | 1 | 1 | 1 | [5 empty] | 4.8042 | 18.3243 | 570.7763 | 26826.484 | 684.9315 | 0.048288 | 0.03277 | 0.011542 | 0.034574 | 0.038571 | 0.048288 | 0.03277 | 0.011542 | 0.034574 | 0.038571 | 100000 | 100000 | 0 | 0 | 0
1724 |  |  |  | 9795.2055 |  |  |  |  | 7722.5995 | 8215.8203 | 8709.0411 | 9202.262 | 9695.4828 | 56287.4237 | 54766.7309 | 53246.038 | 51725.3451 | 50204.6523 |  | 0 |  |  |  |  | 1 | 1 | 1 | 1 | 1 | [5 empty] | 5.4333 | 16.9354 | 570.7763 | 26826.484 | 684.9315 | 0.047664 | 0.0326 | 0.011548 | 0.034512 | 0.038434 | 0.047664 | 0.0326 | 0.011548 | 0.034512 | 0.038434 | 100000 | 100000 | 0 | 0 | 0
1725 |  |  |  | 9795.2055 |  |  |  |  | 6511.0452 | 6942.9977 | 7374.9502 | 7806.9027 | 8238.8552 | 54512.5156 | 53039.7747 | 51567.0337 | 50094.2928 | 48621.5518 |  | 0 |  |  |  |  | 1 | 1 | 1 | 1 | 1 | [5 empty] | 5.8336 | 16.1743 | 570.7763 | 26826.484 | 684.9315 | 0.046721 | 0.032398 | 0.012139 | 0.034697 | 0.038373 | 0.046721 | 0.032398 | 0.012139 | 0.034697 | 0.038373 | 100000 | 100000 | 0 | 0 | 0
1726 |  |  |  | 9795.2055 |  |  |  |  | 5527.1869 | 5912.3369 | 6297.4869 | 6682.6369 | 7067.7869 | 49240.3778 | 47910.0719 | 46579.766 | 45249.4601 | 43919.1542 |  | 0 |  |  |  |  | 1 | 1 | 1 | 1 | 1 | [5 empty] | 5.9601 | 15.6609 | 570.7763 | 26826.484 | 684.9315 | 0.045666 | 0.033895 | 0.012501 | 0.034624 | 0.038462 | 0.045666 | 0.033895 | 0.012501 | 0.034624 | 0.038462 | 100000 | 100000 | 0 | 0 | 0
1727 |  |  |  | 9795.2055 |  |  |  |  | 5681.8083 | 6037.535 | 6393.2616 | 6748.9883 | 7104.715 | 40602.4766 | 39505.5371 | 38408.5976 | 37311.6582 | 36214.7187 |  | 0 |  |  |  |  | 1 | 1 | 1 | 1 | 1 | [5 empty] | 5.4845 | 15.3831 | 570.7763 | 26826.484 | 684.9315 | 0.045146 | 0.034274 | 0.012536 | 0.034513 | 0.038446 | 0.045146 | 0.034274 | 0.012536 | 0.034513 | 0.038446 | 100000 | 100000 | 0 | 0 | 0
1728 |  |  |  | 9795.2055 |  |  |  |  | 4526.3837 | 4871.7154 | 5217.0471 | 5562.3787 | 5907.7104 | 32700.3083 | 31816.8583 | 30933.4082 | 30049.9582 | 29166.5082 |  | 0 |  |  |  |  | 1 | 1 | 1 | 1 | 1 | [5 empty] | 5.4237 | 14.6165 | 570.7763 | 26826.484 | 684.9315 | 0.040055 | 0.034202 | 0.012173 | 0.034571 | 0.038343 | 0.040055 | 0.034202 | 0.012173 | 0.034571 | 0.038343 | 100000 | 100000 | 0 | 0 | 0
1729 |  |  |  | 9795.2055 |  |  |  |  | 3619.8819 | 3999.3669 | 4378.8519 | 4758.3369 | 5137.8219 | 25762.7164 | 25066.6963 | 24370.6762 | 23674.6561 | 22978.636 |  | 0 |  |  |  |  | 1 | 1 | 1 | 1 | 1 | [5 empty] | 5.584 | 14.4438 | 570.7763 | 26826.484 | 684.9315 | 0.04166 | 0.03475 | 0.01187 | 0.034611 | 0.03838 | 0.04166 | 0.03475 | 0.01187 | 0.034611 | 0.03838 | 100000 | 100000 | 0 | 0 | 0
1730 |  |  |  | 9795.2055 |  |  |  |  | 2779.571 | 3097.2385 | 3414.906 | 3732.5735 | 4050.241 | 27056.3963 | 26325.4254 | 25594.4545 | 24863.4836 | 24132.5127 |  | 0 |  |  |  |  | 1 | 1 | 1 | 1 | 1 | [5 empty] | 5.739 | 15.6259 | 570.7763 | 26826.484 | 684.9315 | 0.041978 | 0.035009 | 0.012002 | 0.034585 | 0.038381 | 0.041978 | 0.035009 | 0.012002 | 0.034585 | 0.038381 | 100000 | 100000 | 0 | 0 | 0
1731 |  |  |  | 9795.2055 |  |  |  |  | 2050.1052 | 2251.0127 | 2451.9202 | 2652.8277 | 2853.7352 | 27478.9532 | 26736.5663 | 25994.1793 | 25251.7924 | 24509.4055 |  | 0 |  |  |  |  | 1 | 1 | 1 | 1 | 1 | [5 empty] | 5.9178 | 14.6391 | 570.7763 | 26826.484 | 684.9315 | 0.042041 | 0.034955 | 0.012194 | 0.034582 | 0.038373 | 0.042041 | 0.034955 | 0.012194 | 0.034582 | 0.038373 | 100000 | 100000 | 0 | 0 | 0
1732 |  |  |  | 9795.2055 |  |  |  |  | 1822.0811 | 1921.4061 | 2020.7311 | 2120.0561 | 2219.3811 | 29851.7625 | 29045.2704 | 28238.7783 | 27432.2862 | 26625.7941 |  | 0 |  |  |  |  | 1 | 1 | 1 | 1 | 1 | [5 empty] | 5.8817 | 14.5989 | 570.7763 | 26826.484 | 684.9315 | 0.032533 | 0.026825 | 0.011544 | 0.032226 | 0.037312 | 0.032533 | 0.026825 | 0.011544 | 0.032226 | 0.037312 | 100000 | 100000 | 0 | 0 | 0
1733 |  |  |  | 9795.2055 |  |  |  |  | 1928.7035 | 1987.0285 | 2045.3535 | 2103.6785 | 2162.0035 | 35136.9624 | 34187.6824 | 33238.4023 | 32289.1223 | 31339.8423 |  | 0 |  |  |  |  | 1 | 1 | 1 | 1 | 1 | [5 empty] | 6.0626 | 14.5206 | 570.7763 | 26826.484 | 684.9315 | 0.033018 | 0.027333 | 0.011359 | 0.032222 | 0.037864 | 0.033018 | 0.027333 | 0.011359 | 0.032222 | 0.037864 | 100000 | 100000 | 0 | 0 | 0
1734 |  |  |  | 9795.2055 |  |  |  |  | 2250.6819 | 2290.0044 | 2329.3269 | 2368.6494 | 2407.9719 | 51551.6088 | 50158.8614 | 48766.114 | 47373.3666 | 45980.6192 |  | 0 |  |  |  |  | 1 | 1 | 1 | 1 | 1 | [5 empty] | 6.7858 | 14.6731 | 570.7763 | 26826.484 | 684.9315 | 0.034285 | 0.026967 | 0.011254 | 0.032552 | 0.038365 | 0.034285 | 0.026967 | 0.011253 | 0.032552 | 0.038365 | 100000 | 100000 | 0 | 0 | 0
1735 |  |  |  | 9795.2055 |  |  |  |  | 2666.6147 | 2708.1372 | 2749.6597 | 2791.1822 | 2832.7047 | 61120.5398 | 59469.2727 | 57818.0056 | 56166.7386 | 54515.4715 |  | 0.00385 |  |  |  |  | 1 | 1 | 1 | 1 | 1 | [5 empty] | 7.2822 | 15.0328 | 570.7763 | 26826.484 | 684.9315 | 0.034715 | 0.026815 | 0.012157 | 0.033736 | 0.038468 | 0.034714 | 0.026815 | 0.012157 | 0.033736 | 0.038468 | 100000 | 100000 | 0 | 0 | 0
1736 |  |  |  | 9795.2055 |  |  |  |  | 3970.3634 | 4012.8484 | 4055.3334 | 4097.8184 | 4140.3034 | 57493.1478 | 55939.8804 | 54386.613 | 52833.3456 | 51280.0782 |  | 0.0636 |  |  |  |  | 1 | 1 | 1 | 1 | 1 | [5 empty] | 6.8945 | 15.6373 | 570.7763 | 26826.484 | 684.9315 | 0.0404 | 0.019551 | 0.0071614 | 0.031396 | 0.036465 | 0.0404 | 0.019551 | 0.0071614 | 0.031396 | 0.036465 | 100000 | 100000 | 0 | 0 | 0
1737 |  |  |  | 9795.2055 |  |  |  |  | 4919.4079 | 4960.5179 | 5001.6279 | 5042.7379 | 5083.8479 | 54951.3624 | 53466.7653 | 51982.1683 | 50497.5712 | 49012.9741 |  | 0.1123 |  |  |  |  | 1 | 1 | 1 | 1 | 1 | [5 empty] | 5.6203 | 16.005 | 570.7763 | 26826.484 | 684.9315 | 0.037021 | 0.0016447 | 0.001309 | 0.018431 | 0.021515 | 0.037021 | 0.0016447 | 0.001309 | 0.018431 | 0.021515 | 100000 | 100000 | 0 | 0 | 0
1738 |  |  |  | 9795.2055 |  |  |  |  | 5811.4465 | 5867.269 | 5923.0915 | 5978.914 | 6034.7365 | 53345.6729 | 51904.456 | 50463.2391 | 49022.0223 | 47580.8054 |  | 0.12399 |  |  |  |  | 1 | 1 | 1 | 1 | 1 | [5 empty] | 4.8601 | 15.2867 | 570.7763 | 26826.484 | 684.9315 | 0.022047 | 0.0003683 | 0.00040555 | 0.00052878 | 0.00042852 | 0.022047 | 0.0003683 | 0.00040555 | 0.00052878 | 0.00042852 | 100000 | 100000 | 0 | 0 | 0
1739 |  |  |  | 9795.2055 |  |  |  |  | 6521.9103 | 6594.9203 | 6667.9303 | 6740.9403 | 6813.9503 | 51453.9494 | 50063.8404 | 48673.7314 | 47283.6224 | 45893.5135 |  | 0.1049 |  |  |  |  | 1 | 1 | 1 | 1 | 1 | [5 empty] | 4.7262 | 16.3107 | 570.7763 | 26826.484 | 684.9315 | 0.0027893 | 0.00015619 | 0.00022201 | 0.00042866 | 0.00042354 | 0.0027893 | 0.00015619 | 0.00022201 | 0.00042866 | 0.00042354 | 100000 | 100000 | 0 | 0 | 0
1740 |  |  |  | 9795.2055 |  |  |  |  | 7535.3506 | 7649.6906 | 7764.0306 | 7878.3706 | 7992.7106 | 49289.18 | 47957.5556 | 46625.9312 | 45294.3069 | 43962.6825 |  | 0.09308 |  |  |  |  | 1 | 1 | 1 | 1 | 1 | [5 empty] | 5.3351 | 17.216 | 570.7763 | 26826.484 | 684.9315 | 0.0028924 | 0.00016644 | 0.00023539 | 0.00044077 | 0.0004349 | 0.0028924 | 0.00016644 | 0.00023538 | 0.00044077 | 0.0004349 | 100000 | 100000 | 0 | 0 | 0
1741 |  |  |  | 9795.2055 |  |  |  |  | 7088.8035 | 7267.821 | 7446.8385 | 7625.856 | 7804.8735 | 48587.0998 | 47274.4432 | 45961.7867 | 44649.1301 | 43336.4735 |  | 0.08867 |  |  |  |  | 1 | 1 | 1 | 1 | 1 | [5 empty] | 5.8073 | 16.6264 | 570.7763 | 26826.484 | 684.9315 | 0.0029943 | 0.00016584 | 0.00023447 | 0.00043332 | 0.0004308 | 0.0029943 | 0.00016584 | 0.00023447 | 0.00043332 | 0.0004308 | 100000 | 100000 | 0 | 0 | 0
1742 |  |  |  | 9795.2055 |  |  |  |  | 6233.7133 | 6469.7641 | 6705.8149 | 6941.8658 | 7177.9166 | 48125.5458 | 46825.3589 | 45525.1719 | 44224.985 | 42924.798 |  | 0.07807 |  |  |  |  | 1 | 1 | 1 | 1 | 1 | [5 empty] | 5.956 | 13.6355 | 570.7763 | 26826.484 | 684.9315 | 0.0028976 | 0.00015537 | 0.00022355 | 0.00041764 | 0.0004128 | 0.0028976 | 0.00015537 | 0.00022355 | 0.00041764 | 0.00041281 | 100000 | 100000 | 0 | 0 | 0
1743 |  |  |  | 9795.2055 |  |  |  |  | 5719.6035 | 6069.1151 | 6418.6268 | 6768.1385 | 7117.6501 | 48671.6045 | 47356.6649 | 46041.7253 | 44726.7857 | 43411.8461 |  | 0.06276 |  |  |  |  | 1 | 1 | 1 | 1 | 1 | [5 empty] | 6.8854 | 14.5839 | 570.7763 | 26826.484 | 684.9315 | 0.0036131 | 0.00015642 | 0.00022433 | 0.00052716 | 0.00066811 | 0.0036131 | 0.00015642 | 0.00022433 | 0.00052716 | 0.00066811 | 100000 | 100000 | 0 | 0 | 0
1744 |  |  |  | 9795.2055 |  |  |  |  | 5521.1381 | 5840.7306 | 6160.3231 | 6479.9156 | 6799.5081 | 49438.6909 | 48103.0272 | 46767.3636 | 45431.7 | 44096.0364 |  | 0.09132 |  |  |  |  | 1 | 1 | 1 | 1 | 1 | [5 empty] | 8.1749 | 14.4787 | 570.7763 | 26826.484 | 684.9315 | 0.03175 | 0.0011443 | 0.0013482 | 0.0020556 | 0.0016608 | 0.03175 | 0.0011443 | 0.0013482 | 0.0020556 | 0.0016608 | 100000 | 100000 | 0 | 0 | 0
1745 |  |  |  | 9795.2055 |  |  |  |  | 5959.2399 | 6317.3849 | 6675.5299 | 7033.6749 | 7391.8199 | 52253.5222 | 50841.8115 | 49430.1008 | 48018.3901 | 46606.6794 |  | 0.0582 |  |  |  |  | 1 | 1 | 1 | 1 | 1 | [5 empty] | 8.3006 | 14.3421 | 570.7763 | 26826.484 | 684.9315 | 0.042729 | 0.020237 | 0.0087494 | 0.029628 | 0.037402 | 0.042729 | 0.020237 | 0.0087494 | 0.029628 | 0.037402 | 100000 | 100000 | 0 | 0 | 0
1746 |  |  |  | 9795.2055 |  |  |  |  | 7525.8496 | 7919.1946 | 8312.5396 | 8705.8846 | 9099.2296 | 54301.2672 | 52834.2334 | 51367.1997 | 49900.166 | 48433.1322 |  | 0.00212 |  |  |  |  | 1 | 1 | 1 | 1 | 1 | [5 empty] | 10.6565 | 14.8791 | 570.7763 | 26826.484 | 684.9315 | 0.062714 | 0.034899 | 0.013482 | 0.038489 | 0.039899 | 0.062714 | 0.034899 | 0.013482 | 0.038489 | 0.039899 | 100000 | 100000 | 0 | 0 | 0
1747 |  |  |  | 9795.2055 |  |  |  |  | 7935.4484 | 8433.7284 | 8932.0084 | 9430.2884 | 9928.5684 | 55172.3901 | 53681.8216 | 52191.2532 | 50700.6847 | 49210.1162 |  | 0 |  |  |  |  | 1 | 1 | 1 | 1 | 1 | [5 empty] | 11.1848 | 14.3602 | 570.7763 | 26826.484 | 684.9315 | 0.085326 | 0.035276 | 0.038009 | 0.040676 | 0.043152 | 0.085326 | 0.035276 | 0.038009 | 0.040676 | 0.043152 | 100000 | 100000 | 0 | 0 | 0
1748 |  |  |  | 9795.2055 |  |  |  |  | 7520.5713 | 8053.8304 | 8587.0896 | 9120.3488 | 9653.6079 | 55172.3901 | 53681.8216 | 52191.2532 | 50700.6847 | 49210.1162 |  | 0 |  |  |  |  | 1 | 1 | 1 | 1 | 1 | [5 empty] | 10.397 | 15.5937 | 570.7763 | 26826.484 | 684.9315 | 0.085913 | 0.034906 | 0.039294 | 0.041002 | 0.043476 | 0.085913 | 0.034906 | 0.039294 | 0.041002 | 0.043476 | 100000 | 100000 | 0 | 0 | 0
1749 |  |  |  | 9795.2055 |  |  |  |  | 6496.5743 | 6983.3052 | 7470.036 | 7956.7668 | 8443.4977 | 53631.7068 | 52182.7623 | 50733.8177 | 49284.8732 | 47835.9287 |  | 0 |  |  |  |  | 1 | 1 | 1 | 1 | 1 | [5 empty] | 9.2587 | 14.0934 | 570.7763 | 26826.484 | 684.9315 | 0.085443 | 0.033572 | 0.039962 | 0.041883 | 0.043463 | 0.085443 | 0.033572 | 0.039962 | 0.041883 | 0.043463 | 100000 | 100000 | 0 | 0 | 0
1750 |  |  |  | 9795.2055 |  |  |  |  | 5503.1917 | 5906.0784 | 6308.9651 | 6711.8517 | 7114.7384 | 48541.5921 | 47230.165 | 45918.7379 | 44607.3108 | 43295.8837 |  | 0 |  |  |  |  | 1 | 1 | 1 | 1 | 1 | [5 empty] | 8.8792 | 12.841 | 570.7763 | 26826.484 | 684.9315 | 0.085401 | 0.033045 | 0.039877 | 0.041884 | 0.043567 | 0.085401 | 0.033045 | 0.039876 | 0.041884 | 0.043566 | 100000 | 100000 | 0 | 0 | 0
1751 |  |  |  | 9795.2055 |  |  |  |  | 5394.4581 | 5722.2447 | 6050.0314 | 6377.8181 | 6705.6047 | 37841.3466 | 36819.0034 | 35796.6602 | 34774.317 | 33751.9738 |  | 0 |  |  |  |  | 1 | 1 | 1 | 1 | 1 | [5 empty] | 8.1485 | 12.3992 | 570.7763 | 26826.484 | 684.9315 | 0.08649 | 0.0332 | 0.040092 | 0.041993 | 0.04357 | 0.08649 | 0.0332 | 0.040092 | 0.041993 | 0.04357 | 100000 | 100000 | 0 | 0 | 0
1752 |  |  |  | 9795.2055 |  |  |  |  | 4160.3834 | 4421.7334 | 4683.0834 | 4944.4334 | 5205.7834 | 29000.1714 | 28216.6864 | 27433.2014 | 26649.7163 | 25866.2313 |  | 0 |  |  |  |  | 1 | 1 | 1 | 1 | 1 | [5 empty] | 7.2583 | 12.224 | 570.7763 | 26826.484 | 684.9315 | 0.087024 | 0.033313 | 0.040416 | 0.041886 | 0.04354 | 0.087024 | 0.033313 | 0.040416 | 0.041886 | 0.04354 | 100000 | 100000 | 0 | 0 | 0
1753 |  |  |  | 9795.2055 |  |  |  |  | 3026.2979 | 3238.727 | 3451.1562 | 3663.5854 | 3876.0145 | 24488.0135 | 23826.4315 | 23164.8495 | 22503.2675 | 21841.6854 |  | 0 |  |  |  |  | 1 | 1 | 1 | 1 | 1 | [5 empty] | 7.1868 | 11.9464 | 570.7763 | 26826.484 | 684.9315 | 0.087498 | 0.050451 | 0.041182 | 0.042078 | 0.043542 | 0.087498 | 0.050451 | 0.041182 | 0.042078 | 0.043542 | 100000 | 100000 | 0 | 0 | 0
1754 |  |  |  | 9795.2055 |  |  |  |  | 2156.0794 | 2255.7344 | 2355.3894 | 2455.0444 | 2554.6994 | 25720.5395 | 25025.6589 | 24330.7783 | 23635.8976 | 22941.017 |  | 0 |  |  |  |  | 1 | 1 | 1 | 1 | 1 | [5 empty] | 7.3675 | 11.8626 | 570.7763 | 26826.484 | 684.9315 | 0.087138 | 0.051423 | 0.041652 | 0.042065 | 0.043498 | 0.087138 | 0.051423 | 0.041652 | 0.042065 | 0.043498 | 100000 | 100000 | 0 | 0 | 0
1755 |  |  |  | 9795.2055 |  |  |  |  | 1629.9497 | 1678.2922 | 1726.6347 | 1774.9772 | 1823.3197 | 26122.8347 | 25417.0854 | 24711.3362 | 24005.5869 | 23299.8376 |  | 0 |  |  |  |  | 1 | 1 | 1 | 1 | 1 | [5 empty] | 8.0636 | 11.7353 | 570.7763 | 26826.484 | 684.9315 | 0.087284 | 0.051266 | 0.041568 | 0.042047 | 0.043573 | 0.087284 | 0.051266 | 0.041568 | 0.042047 | 0.043573 | 100000 | 100000 | 0 | 0 | 0
1756 |  |  |  | 9795.2055 |  |  |  |  | 1526.8283 | 1568.3508 | 1609.8733 | 1651.3958 | 1692.9183 | 28380.2698 | 27613.5324 | 26846.7949 | 26080.0575 | 25313.3201 |  | 0 |  |  |  |  | 1 | 1 | 1 | 1 | 1 | [5 empty] | 8.3088 | 11.5092 | 570.7763 | 26826.484 | 684.9315 | 0.084781 | 0.048239 | 0.040921 | 0.041858 | 0.043353 | 0.084781 | 0.048239 | 0.040921 | 0.041858 | 0.043353 | 100000 | 100000 | 0 | 0 | 0
1757 |  |  |  | 9795.2055 |  |  |  |  | 1723.6008 | 1764.2983 | 1804.9958 | 1845.6933 | 1886.3908 | 33410.2059 | 32507.5769 | 31604.9479 | 30702.3189 | 29799.6898 |  | 0 |  |  |  |  | 1 | 1 | 1 | 1 | 1 | [5 empty] | 7.1886 | 12.0504 | 570.7763 | 26826.484 | 684.9315 | 0.086811 | 0.049325 | 0.041307 | 0.042054 | 0.043624 | 0.086811 | 0.049325 | 0.041307 | 0.042054 | 0.043623 | 100000 | 100000 | 0 | 0 | 0
1758 |  |  |  | 9795.2055 |  |  |  |  | 2515.9521 | 2557.0621 | 2598.1721 | 2639.2821 | 2680.3921 | 49027.782 | 47703.2197 | 46378.6574 | 45054.0951 | 43729.5329 |  | 0 |  |  |  |  | 1 | 1 | 1 | 1 | 1 | [5 empty] | 6.9627 | 10.8434 | 570.7763 | 26826.484 | 684.9315 | 0.088385 | 0.05295 | 0.04259 | 0.042699 | 0.044001 | 0.088385 | 0.05295 | 0.04259 | 0.042699 | 0.044001 | 100000 | 100000 | 0 | 0 | 0
1759 |  |  |  | 9795.2055 |  |  |  |  | 3948.0771 | 3989.0496 | 4030.0221 | 4070.9946 | 4111.9671 | 58082.2149 | 56513.0329 | 54943.851 | 53374.669 | 51805.487 |  | 0.0067 |  |  |  |  | 1 | 1 | 1 | 1 | 1 | [5 empty] | 6.9119 | 10.8388 | 570.7763 | 26826.484 | 684.9315 | 0.088828 | 0.06267 | 0.047861 | 0.044741 | 0.045182 | 0.088828 | 0.06267 | 0.047861 | 0.044741 | 0.045182 | 100000 | 100000 | 0 | 0 | 0
1760 |  |  |  | 9795.2055 |  |  |  |  | 5163.4366 | 5205.3716 | 5247.3066 | 5289.2416 | 5331.1766 | 54643.7718 | 53167.4847 | 51691.1977 | 50214.9107 | 48738.6236 |  | 0.08725 |  |  |  |  | 1 | 1 | 1 | 1 | 1 | [5 empty] | 6.5411 | 9.3072 | 570.7763 | 26826.484 | 684.9315 | 0.088806 | 0.060486 | 0.044361 | 0.043159 | 0.043659 | 0.088806 | 0.060486 | 0.044361 | 0.043159 | 0.043659 | 100000 | 100000 | 0 | 0 | 0
1761 |  |  |  | 9795.2055 |  |  |  |  | 4372.1376 | 4421.6351 | 4471.1326 | 4520.6301 | 4570.1276 | 52232.7307 | 50821.5817 | 49410.4327 | 47999.2837 | 46588.1347 |  | 0.11638 |  |  |  |  | 1 | 1 | 1 | 1 | 1 | [5 empty] | 6.033 | 10.2101 | 570.7763 | 26826.484 | 684.9315 | 0.088027 | 0.056507 | 0.040197 | 0.039348 | 0.042605 | 0.088027 | 0.056507 | 0.040197 | 0.039348 | 0.042605 | 100000 | 100000 | 0 | 0 | 0
1762 |  |  |  | 9795.2055 |  |  |  |  | 3877.5757 | 3952.3182 | 4027.0607 | 4101.8032 | 4176.5457 | 50708.1873 | 49338.2263 | 47968.2652 | 46598.3041 | 45228.3431 |  | 0.27047 |  |  |  |  | 1 | 1 | 1 | 1 | 1 | [5 empty] | 5.5402 | 10.7103 | 570.7763 | 26826.484 | 684.9315 | 0.074161 | 0.0332 | 0.022012 | 0.022184 | 0.021923 | 0.074161 | 0.0332 | 0.022012 | 0.022184 | 0.021923 | 100000 | 100000 | 0 | 0 | 0
1763 |  |  |  | 9795.2055 |  |  |  |  | 3947.0248 | 4051.7673 | 4156.5098 | 4261.2523 | 4365.9948 | 48912.0443 | 47590.6088 | 46269.1734 | 44947.7379 | 43626.3025 |  | 0.14177 |  |  |  |  | 1 | 1 | 1 | 1 | 1 | [5 empty] | 5.3442 | 9.3299 | 570.7763 | 26826.484 | 684.9315 | 0.061981 | 0.032616 | 0.022083 | 0.022149 | 0.021933 | 0.061981 | 0.032616 | 0.022083 | 0.02215 | 0.021933 | 100000 | 100000 | 0 | 0 | 0
1764 |  |  |  | 9795.2055 |  |  |  |  | 4563.6488 | 4731.3921 | 4899.1355 | 5066.8788 | 5234.6221 | 46854.5103 | 45588.6624 | 44322.8144 | 43056.9665 | 41791.1185 |  | 0.4121 |  |  |  |  | 1 | 1 | 1 | 1 | 1 | [5 empty] | 5.0311 | 8.5645 | 570.7763 | 26826.484 | 684.9315 | 0.061397 | 0.032636 | 0.022076 | 0.022168 | 0.021931 | 0.061397 | 0.032636 | 0.022076 | 0.022168 | 0.021931 | 100000 | 100000 | 0 | 0 | 0
1765 |  |  |  | 9795.2055 |  |  |  |  | 4402.6531 | 4607.5206 | 4812.3881 | 5017.2556 | 5222.1231 | 46188.3313 | 44940.4812 | 43692.6311 | 42444.781 | 41196.931 |  | 0.22939 |  |  |  |  | 1 | 1 | 1 | 1 | 1 | [5 empty] | 4.6939 | 6.2192 | 570.7763 | 26826.484 | 684.9315 | 0.06162 | 0.032698 | 0.022114 | 0.022207 | 0.021951 | 0.06162 | 0.032698 | 0.022114 | 0.022207 | 0.021951 | 100000 | 100000 | 0 | 0 | 0
1766 |  |  |  | 9795.2055 |  |  |  |  | 4393.1828 | 4654.5328 | 4915.8828 | 5177.2328 | 5438.5828 | 45750.1868 | 44514.1739 | 43278.161 | 42042.148 | 40806.1351 |  | 0.32632 |  |  |  |  | 1 | 1 | 1 | 1 | 1 | [5 empty] | 4.8076 | 3.1374 | 570.7763 | 26826.484 | 684.9315 | 0.067994 | 0.032993 | 0.022202 | 0.023403 | 0.02297 | 0.067994 | 0.032993 | 0.022202 | 0.023403 | 0.02297 | 100000 | 100000 | 0 | 0 | 0
1767 |  |  |  | 9795.2055 |  |  |  |  | 4375.2944 | 4690.5969 | 5005.8994 | 5321.2019 | 5636.5044 | 46267.7457 | 45017.7501 | 43767.7546 | 42517.759 | 41267.7634 |  | 0.32702 |  |  |  |  | 1 | 1 | 1 | 1 | 1 | [5 empty] | 4.7805 | 2.3731 | 570.7763 | 26826.484 | 684.9315 | 0.073603 | 0.03684 | 0.025882 | 0.034686 | 0.038395 | 0.073603 | 0.03684 | 0.025882 | 0.034686 | 0.038395 | 100000 | 100000 | 0 | 0 | 0
1768 |  |  |  | 9795.2055 |  |  |  |  | 4114.334 | 4547.6065 | 4980.879 | 5414.1515 | 5847.424 | 46995.4146 | 45725.7599 | 44456.1052 | 43186.4505 | 41916.7958 |  | 0.03578 |  |  |  |  | 1 | 1 | 1 | 1 | 1 | [5 empty] | 5.2368 | 2.6132 | 570.7763 | 26826.484 | 684.9315 | 0.083173 | 0.046529 | 0.041273 | 0.041579 | 0.042929 | 0.083173 | 0.046529 | 0.041273 | 0.041579 | 0.042929 | 100000 | 100000 | 0 | 0 | 0
1769 |  |  |  | 9795.2055 |  |  |  |  | 4447.9003 | 5074.8753 | 5701.8503 | 6328.8253 | 6955.8003 | 49667.8466 | 48325.9919 | 46984.1373 | 45642.2827 | 44300.4281 |  | 0.13188 |  |  |  |  | 1 | 1 | 1 | 1 | 1 | [5 empty] | 6.3749 | 2.653 | 570.7763 | 26826.484 | 684.9315 | 0.097135 | 0.076925 | 0.051785 | 0.045169 | 0.044984 | 0.097135 | 0.076925 | 0.051785 | 0.045169 | 0.044984 | 100000 | 100000 | 0 | 0 | 0
1770 |  |  |  | 9795.2055 |  |  |  |  | 6062.0661 | 6840.5603 | 7619.0544 | 8397.5486 | 9176.0428 | 51612.6097 | 50218.2143 | 48823.8188 | 47429.4234 | 46035.0279 |  | 0.00328 |  |  |  |  | 1 | 1 | 1 | 1 | 1 | [5 empty] | 7.5485 | 4.879 | 570.7763 | 26826.484 | 684.9315 | 0.10158 | 0.08975 | 0.082944 | 0.085857 | 0.050264 | 0.10158 | 0.08975 | 0.082944 | 0.085857 | 0.050264 | 100000 | 100000 | 0 | 0 | 0
1771 |  |  |  | 9795.2055 |  |  |  |  | 7096.437 | 7970.9029 | 8845.3687 | 9719.8345 | 10594.3004 | 52442.8406 | 51026.0151 | 49609.1897 | 48192.3643 | 46775.5388 |  | 0 |  |  |  |  | 1 | 1 | 1 | 1 | 1 | [5 empty] | 8.9547 | 6.8635 | 570.7763 | 26826.484 | 684.9315 | 0.10214 | 0.090731 | 0.0851 | 0.08803 | 0.051358 | 0.10214 | 0.090731 | 0.0851 | 0.08803 | 0.051358 | 100000 | 100000 | 0 | 0 | 0
1772 |  |  |  | 9795.2055 |  |  |  |  | 7448.9439 | 8198.5639 | 8948.1839 | 9697.8039 | 10447.4239 | 52442.8406 | 51026.0151 | 49609.1897 | 48192.3643 | 46775.5388 |  | 0 |  |  |  |  | 1 | 1 | 1 | 1 | 1 | [5 empty] | 10.3709 | 7.9643 | 570.7763 | 26826.484 | 684.9315 | 0.10312 | 0.090998 | 0.085024 | 0.087028 | 0.051272 | 0.10312 | 0.090997 | 0.085024 | 0.087028 | 0.051272 | 100000 | 100000 | 0 | 0 | 0
1773 |  |  |  | 9795.2055 |  |  |  |  | 6609.241 | 7248.756 | 7888.271 | 8527.786 | 9167.301 | 50979.787 | 49602.4883 | 48225.1895 | 46847.8908 | 45470.592 |  | 0 |  |  |  |  | 1 | 1 | 1 | 1 | 1 | [5 empty] | 10.0182 | 8.847 | 570.7763 | 26826.484 | 684.9315 | 0.10209 | 0.090292 | 0.084929 | 0.087027 | 0.051232 | 0.10209 | 0.090292 | 0.084929 | 0.087027 | 0.051232 | 100000 | 100000 | 0 | 0 | 0
1774 |  |  |  | 9795.2055 |  |  |  |  | 5613.8036 | 6144.6703 | 6675.5369 | 7206.4036 | 7737.2703 | 46144.7661 | 44898.093 | 43651.4199 | 42404.7468 | 41158.0737 |  | 0 |  |  |  |  | 1 | 1 | 1 | 1 | 1 | [5 empty] | 9.8078 | 9.0567 | 570.7763 | 26826.484 | 684.9315 | 0.099791 | 0.089601 | 0.084812 | 0.08688 | 0.050733 | 0.099791 | 0.089601 | 0.084812 | 0.08688 | 0.050733 | 100000 | 100000 | 0 | 0 | 0
1775 |  |  |  | 9795.2055 |  |  |  |  | 5390.7246 | 5850.5071 | 6310.2896 | 6770.0721 | 7229.8546 | 35988.0287 | 35015.7558 | 34043.4829 | 33071.2099 | 32098.937 |  | 0 |  |  |  |  | 1 | 1 | 1 | 1 | 1 | [5 empty] | 10.6536 | 8.0278 | 570.7763 | 26826.484 | 684.9315 | 0.099097 | 0.088872 | 0.084123 | 0.086287 | 0.050333 | 0.099097 | 0.088872 | 0.084123 | 0.086287 | 0.050333 | 100000 | 100000 | 0 | 0 | 0
1776 |  |  |  | 9795.2055 |  |  |  |  | 4017.5262 | 4420.7712 | 4824.0162 | 5227.2612 | 5630.5062 | 27573.1865 | 26828.2537 | 26083.3209 | 25338.3881 | 24593.4553 |  | 0 |  |  |  |  | 1 | 1 | 1 | 1 | 1 | [5 empty] | 10.1576 | 8.2294 | 570.7763 | 26826.484 | 684.9315 | 0.098763 | 0.088504 | 0.084052 | 0.086268 | 0.050166 | 0.098763 | 0.088504 | 0.084052 | 0.086268 | 0.050166 | 100000 | 100000 | 0 | 0 | 0
1777 |  |  |  | 9795.2055 |  |  |  |  | 3016.4331 | 3215.8006 | 3415.1681 | 3614.5356 | 3813.9031 | 22811.4248 | 22195.1384 | 21578.8521 | 20962.5657 | 20346.2794 |  | 0 |  |  |  |  | 1 | 1 | 1 | 1 | 1 | [5 empty] | 10.9427 | 7.7538 | 570.7763 | 26826.484 | 684.9315 | 0.098821 | 0.08853 | 0.084231 | 0.086414 | 0.050211 | 0.098821 | 0.08853 | 0.084231 | 0.086414 | 0.050212 | 100000 | 100000 | 0 | 0 | 0
1778 |  |  |  | 9795.2055 |  |  |  |  | 2149.0513 | 2249.6963 | 2350.3413 | 2450.9863 | 2551.6313 | 23962.9827 | 23315.5852 | 22668.1877 | 22020.7902 | 21373.3927 |  | 0 |  |  |  |  | 1 | 1 | 1 | 1 | 1 | [5 empty] | 12.3135 | 7.5806 | 570.7763 | 26826.484 | 684.9315 | 0.098662 | 0.088464 | 0.084253 | 0.086434 | 0.050236 | 0.098662 | 0.088464 | 0.084253 | 0.086434 | 0.050236 | 100000 | 100000 | 0 | 0 | 0
1779 |  |  |  | 9795.2055 |  |  |  |  | 1624.6366 | 1675.7841 | 1726.9316 | 1778.0791 | 1829.2266 | 24338.5073 | 23680.9645 | 23023.4216 | 22365.8787 | 21708.3358 |  | 0 |  |  |  |  | 1 | 1 | 1 | 1 | 1 | [5 empty] | 12.0438 | 6.9027 | 570.7763 | 26826.484 | 684.9315 | 0.098606 | 0.088811 | 0.084305 | 0.08654 | 0.050256 | 0.098606 | 0.088811 | 0.084305 | 0.08654 | 0.050256 | 100000 | 100000 | 0 | 0 | 0
1780 |  |  |  | 9795.2055 |  |  |  |  | 1521.8513 | 1563.6488 | 1605.4463 | 1647.2438 | 1689.0413 | 26443.814 | 25729.393 | 25014.9719 | 24300.5509 | 23586.1299 |  | 0 |  |  |  |  | 1 | 1 | 1 | 1 | 1 | [5 empty] | 12.6869 | 6.8896 | 570.7763 | 26826.484 | 684.9315 | 0.099172 | 0.089475 | 0.084092 | 0.085698 | 0.049665 | 0.099172 | 0.089475 | 0.084092 | 0.085698 | 0.049665 | 100000 | 100000 | 0 | 0 | 0
1781 |  |  |  | 9795.2055 |  |  |  |  | 1717.9824 | 1759.9174 | 1801.8524 | 1843.7874 | 1885.7224 | 31136.8407 | 30295.6302 | 29454.4197 | 28613.2092 | 27771.9987 |  | 0 |  |  |  |  | 1 | 1 | 1 | 1 | 1 | [5 empty] | 12.3965 | 7.0013 | 570.7763 | 26826.484 | 684.9315 | 0.10167 | 0.090406 | 0.085438 | 0.087137 | 0.051468 | 0.10167 | 0.090406 | 0.085438 | 0.087137 | 0.051468 | 100000 | 100000 | 0 | 0 | 0
1782 |  |  |  | 9795.2055 |  |  |  |  | 2507.7509 | 2549.4109 | 2591.0709 | 2632.7309 | 2674.3909 | 45703.2246 | 44468.4804 | 43233.7363 | 41998.9921 | 40764.248 |  | 0 |  |  |  |  | 1 | 1 | 1 | 1 | 1 | [5 empty] | 11.9747 | 6.9347 | 570.7763 | 26826.484 | 684.9315 | 0.10421 | 0.091024 | 0.088571 | 0.094421 | 0.059612 | 0.10421 | 0.091024 | 0.088571 | 0.094421 | 0.059612 | 100000 | 100000 | 0 | 0 | 0
1783 |  |  |  | 9795.2055 |  |  |  |  | 3935.2076 | 3975.2176 | 4015.2276 | 4055.2376 | 4095.2476 | 54088.621 | 52627.3322 | 51166.0435 | 49704.7547 | 48243.4659 |  | 0.00913 |  |  |  |  | 1 | 1 | 1 | 1 | 1 | [5 empty] | 11.6384 | 6.6422 | 570.7763 | 26826.484 | 684.9315 | 0.1047 | 0.09493 | 0.090741 | 0.099766 | 0.087869 | 0.1047 | 0.09493 | 0.090741 | 0.099766 | 0.087869 | 100000 | 100000 | 0 | 0 | 0
1784 |  |  |  | 9795.2055 |  |  |  |  | 5146.6054 | 5188.5404 | 5230.4754 | 5272.4104 | 5314.3454 | 50896.9279 | 49521.8678 | 48146.8076 | 46771.7474 | 45396.6872 |  | 0.0608 |  |  |  |  | 1 | 1 | 1 | 1 | 1 | [5 empty] | 10.6754 | 6.7735 | 570.7763 | 26826.484 | 684.9315 | 0.10572 | 0.09445 | 0.089517 | 0.091483 | 0.069855 | 0.10571 | 0.09445 | 0.089517 | 0.091483 | 0.069855 | 100000 | 100000 | 0 | 0 | 0
1785 |  |  |  | 9795.2055 |  |  |  |  | 4357.8858 | 4407.7133 | 4457.5408 | 4507.3683 | 4557.1958 | 48656.9209 | 47342.3781 | 46027.8352 | 44713.2923 | 43398.7494 |  | 0.14593 |  |  |  |  | 1 | 1 | 1 | 1 | 1 | [5 empty] | 8.8342 | 6.5872 | 570.7763 | 26826.484 | 684.9315 | 0.10561 | 0.090832 | 0.07669 | 0.057082 | 0.04557 | 0.1056 | 0.090832 | 0.07669 | 0.057082 | 0.04557 | 100000 | 100000 | 0 | 0 | 0
1786 |  |  |  | 9795.2055 |  |  |  |  | 3864.936 | 3939.926 | 4014.916 | 4089.906 | 4164.896 | 47238.7899 | 45962.56 | 44686.3301 | 43410.1003 | 42133.8704 |  | 0.18698 |  |  |  |  | 1 | 1 | 1 | 1 | 1 | [5 empty] | 8.4953 | 6.4656 | 570.7763 | 26826.484 | 684.9315 | 0.095894 | 0.07887 | 0.048954 | 0.043335 | 0.043795 | 0.095894 | 0.07887 | 0.048954 | 0.043335 | 0.043795 | 100000 | 100000 | 0 | 0 | 0
1787 |  |  |  | 9795.2055 |  |  |  |  | 3934.1587 | 4043.1912 | 4152.2237 | 4261.2562 | 4370.2887 | 45567.9914 | 44336.9008 | 43105.8101 | 41874.7195 | 40643.6289 |  | 0.11498 |  |  |  |  | 1 | 1 | 1 | 1 | 1 | [5 empty] | 6.9394 | 7.6451 | 570.7763 | 26826.484 | 684.9315 | 0.09351 | 0.077534 | 0.049227 | 0.043423 | 0.043525 | 0.09351 | 0.077534 | 0.049227 | 0.043423 | 0.043525 | 100000 | 100000 | 0 | 0 | 0
1788 |  |  |  | 9795.2055 |  |  |  |  | 4548.7727 | 4714.3152 | 4879.8577 | 5045.4002 | 5210.9427 | 43651.4784 | 42472.1654 | 41292.8524 | 40113.5393 | 38934.2263 |  | 0.30917 |  |  |  |  | 1 | 1 | 1 | 1 | 1 | [5 empty] | 5.0146 | 6.4953 | 570.7763 | 26826.484 | 684.9315 | 0.092921 | 0.076438 | 0.048412 | 0.04285 | 0.043175 | 0.092921 | 0.076438 | 0.048412 | 0.04285 | 0.043175 | 100000 | 100000 | 0 | 0 | 0
1789 |  |  |  | 9795.2055 |  |  |  |  | 4388.3018 | 4591.1068 | 4793.9118 | 4996.7168 | 5199.5218 | 43032.3019 | 41869.7169 | 40707.1319 | 39544.5469 | 38381.9619 |  | 0.62423 |  |  |  |  | 1 | 1 | 1 | 1 | 1 | [5 empty] | 4.6052 | 6.3374 | 570.7763 | 26826.484 | 684.9315 | 0.093013 | 0.076431 | 0.048281 | 0.042671 | 0.04317 | 0.093013 | 0.076431 | 0.048281 | 0.042671 | 0.04317 | 100000 | 100000 | 0 | 0 | 0
1790 |  |  |  | 9795.2055 |  |  |  |  | 4378.8624 | 4651.6524 | 4924.4424 | 5197.2324 | 5470.0224 | 42624.8404 | 41473.2636 | 40321.6868 | 39170.11 | 38018.5332 |  | 0.28336 |  |  |  |  | 1 | 1 | 1 | 1 | 1 | [5 empty] | 4.5933 | 5.8841 | 570.7763 | 26826.484 | 684.9315 | 0.09328 | 0.076359 | 0.048271 | 0.042804 | 0.0432 | 0.09328 | 0.076359 | 0.048271 | 0.042804 | 0.0432 | 100000 | 100000 | 0 | 0 | 0
1791 |  |  |  | 9795.2055 |  |  |  |  | 4361.0323 | 4685.9873 | 5010.9423 | 5335.8973 | 5660.8523 | 43105.1912 | 41940.637 | 40776.0828 | 39611.5285 | 38446.9743 |  | 0.55976 |  |  |  |  | 1 | 1 | 1 | 1 | 1 | [5 empty] | 4.0943 | 5.3632 | 570.7763 | 26826.484 | 684.9315 | 0.093985 | 0.078216 | 0.049333 | 0.045201 | 0.043569 | 0.093985 | 0.078216 | 0.049333 | 0.045201 | 0.043569 | 100000 | 100000 | 0 | 0 | 0
1792 |  |  |  | 9795.2055 |  |  |  |  | 4100.9226 | 4531.3351 | 4961.7476 | 5392.1601 | 5822.5726 | 43781.2885 | 42598.4685 | 41415.6484 | 40232.8284 | 39050.0084 |  | 0.40493 |  |  |  |  | 1 | 1 | 1 | 1 | 1 | [5 empty] | 3.3335 | 5.7222 | 570.7763 | 26826.484 | 684.9315 | 0.10048 | 0.08222 | 0.061623 | 0.04706 | 0.044906 | 0.10048 | 0.08222 | 0.061623 | 0.04706 | 0.044906 | 100000 | 100000 | 0 | 0 | 0
1793 |  |  |  | 9795.2055 |  |  |  |  | 4433.4015 | 5085.1265 | 5736.8515 | 6388.5765 | 7040.3015 | 46267.01 | 45017.0343 | 43767.0586 | 42517.0829 | 41267.1072 |  | 0.22133 |  |  |  |  | 1 | 1 | 1 | 1 | 1 | [5 empty] | 3.3828 | 5.9013 | 570.7763 | 26826.484 | 684.9315 | 0.1052 | 0.097672 | 0.089963 | 0.090559 | 0.057836 | 0.1052 | 0.097672 | 0.089963 | 0.090559 | 0.057836 | 100000 | 100000 | 0 | 0 | 0
1794 |  |  |  | 9795.2055 |  |  |  |  | 6042.3057 | 6826.0248 | 7609.744 | 8393.4632 | 9177.1823 | 48076.6342 | 46777.7687 | 45478.9031 | 44180.0376 | 42881.1721 |  | 0.01065 |  |  |  |  | 1 | 1 | 1 | 1 | 1 | [5 empty] | 3.0711 | 5.3145 | 570.7763 | 26826.484 | 684.9315 | 0.10844 | 0.10183 | 0.097482 | 0.10552 | 0.091335 | 0.10844 | 0.10183 | 0.097482 | 0.10552 | 0.091335 | 100000 | 100000 | 0 | 0 | 0
1795 |  |  |  | 9795.2055 |  |  |  |  | 7073.3049 | 7906.5224 | 8739.7399 | 9572.9574 | 10406.1749 | 48852.6675 | 47532.8362 | 46213.0049 | 44893.1736 | 43573.3423 |  | 0 |  |  |  |  | 1 | 1 | 1 | 1 | 1 | [5 empty] | 3.782 | 5.0396 | 570.7763 | 26826.484 | 684.9315 | 0.11095 | 0.10343 | 0.09883 | 0.10594 | 0.095564 | 0.11095 | 0.10343 | 0.09883 | 0.10594 | 0.095564 | 100000 | 100000 | 0 | 0 | 0
1796 |  |  |  | 9795.2055 |  |  |  |  | 7424.6627 | 8231.1518 | 9037.641 | 9844.1302 | 10650.6193 | 48852.6675 | 47532.8362 | 46213.0049 | 44893.1736 | 43573.3423 |  | 0 |  |  |  |  | 1 | 1 | 1 | 1 | 1 | [5 empty] | 3.6785 | 5.1888 | 570.7763 | 26826.484 | 684.9315 | 0.11044 | 0.10318 | 0.098618 | 0.10568 | 0.091167 | 0.11043 | 0.10318 | 0.098618 | 0.10568 | 0.091167 | 100000 | 100000 | 0 | 0 | 0
1797 |  |  |  | 9795.2055 |  |  |  |  | 6587.6969 | 7202.1327 | 7816.5686 | 8431.0044 | 9045.4402 | 47491.4572 | 46208.4012 | 44925.3451 | 43642.2891 | 42359.233 |  | 0 |  |  |  |  | 1 | 1 | 1 | 1 | 1 | [5 empty] | 3.0561 | 6.5259 | 570.7763 | 26826.484 | 684.9315 | 0.10859 | 0.1011 | 0.093532 | 0.094122 | 0.079744 | 0.10859 | 0.1011 | 0.093532 | 0.094122 | 0.079744 | 100000 | 100000 | 0 | 0 | 0
1798 |  |  |  | 9795.2055 |  |  |  |  | 5595.5044 | 6108.4969 | 6621.4894 | 7134.4819 | 7647.4744 | 42991.3495 | 41829.8709 | 40668.3923 | 39506.9137 | 38345.4351 |  | 0 |  |  |  |  | 1 | 1 | 1 | 1 | 1 | [5 empty] | 1.8959 | 8.3581 | 570.7763 | 26826.484 | 684.9315 | 0.10652 | 0.097365 | 0.083604 | 0.087914 | 0.077273 | 0.10652 | 0.097365 | 0.083604 | 0.087914 | 0.077273 | 100000 | 100000 | 0 | 0 | 0
1799 |  |  |  | 9795.2055 |  |  |  |  | 5373.1526 | 5822.3476 | 6271.5426 | 6720.7376 | 7169.9326 | 33546.8454 | 32640.5248 | 31734.2043 | 30827.8837 | 29921.5632 |  | 0 |  |  |  |  | 1 | 1 | 1 | 1 | 1 | [5 empty] | 1.6999 | 11.0072 | 570.7763 | 26826.484 | 684.9315 | 0.10489 | 0.09586 | 0.081729 | 0.087767 | 0.076436 | 0.10489 | 0.09586 | 0.081729 | 0.087767 | 0.076436 | 100000 | 100000 | 0 | 0 | 0
1800 |  |  |  | 9795.2055 |  |  |  |  | 4004.4303 | 4396.0428 | 4787.6553 | 5179.2678 | 5570.8803 | 25694.8273 | 25000.6414 | 24306.4554 | 23612.2694 | 22918.0834 |  | 0 |  |  |  |  | 1 | 1 | 1 | 1 | 1 | [5 empty] | 1.0339 | 10.5289 | 570.7763 | 26826.484 | 684.9315 | 0.10381 | 0.094466 | 0.08088 | 0.08846 | 0.076331 | 0.10381 | 0.094466 | 0.08088 | 0.08846 | 0.076331 | 100000 | 100000 | 0 | 0 | 0
1801 |  |  |  | 9795.2055 |  |  |  |  | 3006.507 | 3214.812 | 3423.117 | 3631.422 | 3839.727 | 19931.9075 | 19393.4158 | 18854.9241 | 18316.4324 | 17777.9407 |  | 0 |  |  |  |  | 1 | 1 | 1 | 1 | 1 | [5 empty] | 1.4636 | 10.07 | 570.7763 | 26826.484 | 684.9315 | 0.10138 | 0.094049 | 0.080853 | 0.088156 | 0.075499 | 0.10138 | 0.094049 | 0.080853 | 0.088156 | 0.075499 | 100000 | 100000 | 0 | 0 | 0
1802 |  |  |  | 9795.2055 |  |  |  |  | 2141.9794 | 2239.3253 | 2336.6711 | 2434.0169 | 2531.3628 | 20943.0413 | 20377.2322 | 19811.4232 | 19245.6142 | 18679.8051 |  | 0 |  |  |  |  | 1 | 1 | 1 | 1 | 1 | [5 empty] | 1.8439 | 10.9421 | 570.7763 | 26826.484 | 684.9315 | 0.10144 | 0.094177 | 0.080896 | 0.088262 | 0.07568 | 0.10144 | 0.094177 | 0.080896 | 0.088262 | 0.07568 | 100000 | 100000 | 0 | 0 | 0
1803 |  |  |  | 9795.2055 |  |  |  |  | 1619.2905 | 1666.643 | 1713.9955 | 1761.348 | 1808.7005 | 21272.2798 | 20697.5759 | 20122.8719 | 19548.168 | 18973.4641 |  | 0 |  |  |  |  | 1 | 1 | 1 | 1 | 1 | [5 empty] | 2.0625 | 10.6639 | 570.7763 | 26826.484 | 684.9315 | 0.10057 | 0.092786 | 0.077899 | 0.085329 | 0.073819 | 0.10058 | 0.092786 | 0.077899 | 0.085329 | 0.073819 | 100000 | 100000 | 0 | 0 | 0
1804 |  |  |  | 9795.2055 |  |  |  |  | 1516.8434 | 1558.0909 | 1599.3384 | 1640.5859 | 1681.8334 | 23115.3399 | 22490.8428 | 21866.3457 | 21241.8486 | 20617.3515 |  | 0 |  |  |  |  | 1 | 1 | 1 | 1 | 1 | [5 empty] | 2.4277 | 10.4892 | 570.7763 | 26826.484 | 684.9315 | 0.092833 | 0.072405 | 0.06596 | 0.069553 | 0.055416 | 0.092833 | 0.072405 | 0.06596 | 0.069553 | 0.055416 | 100000 | 100000 | 0 | 0 | 0
1805 |  |  |  | 9795.2055 |  |  |  |  | 1712.3291 | 1753.3016 | 1794.2741 | 1835.2466 | 1876.2191 | 27226.752 | 26491.1786 | 25755.6053 | 25020.032 | 24284.4587 |  | 0 |  |  |  |  | 1 | 1 | 1 | 1 | 1 | [5 empty] | 3.053 | 10.1324 | 570.7763 | 26826.484 | 684.9315 | 0.092967 | 0.07326 | 0.064526 | 0.069074 | 0.054976 | 0.092967 | 0.07326 | 0.064526 | 0.069074 | 0.054976 | 100000 | 100000 | 0 | 0 | 0
1806 |  |  |  | 9795.2055 |  |  |  |  | 2499.4987 | 2541.2962 | 2583.0937 | 2624.8912 | 2666.6887 | 39980.5218 | 38900.3854 | 37820.249 | 36740.1126 | 35659.9763 |  | 0 |  |  |  |  | 1 | 1 | 1 | 1 | 1 | [5 empty] | 3.7947 | 10.813 | 570.7763 | 26826.484 | 684.9315 | 0.093886 | 0.073004 | 0.065231 | 0.071504 | 0.055527 | 0.093886 | 0.073004 | 0.065231 | 0.071504 | 0.055527 | 100000 | 100000 | 0 | 0 | 0
1807 |  |  |  | 9795.2055 |  |  |  |  | 3922.2581 | 3963.7806 | 4005.3031 | 4046.8256 | 4088.3481 | 47236.4397 | 45960.2734 | 44684.107 | 43407.9406 | 42131.7743 |  | 0.01933 |  |  |  |  | 1 | 1 | 1 | 1 | 1 | [5 empty] | 4.6125 | 10.8127 | 570.7763 | 26826.484 | 684.9315 | 0.095146 | 0.076359 | 0.068069 | 0.073979 | 0.056921 | 0.095146 | 0.076359 | 0.068069 | 0.073979 | 0.056921 | 100000 | 100000 | 0 | 0 | 0
1808 |  |  |  | 9795.2055 |  |  |  |  | 5129.6697 | 5171.0547 | 5212.4397 | 5253.8247 | 5295.2097 | 44464.0176 | 43262.7525 | 42061.4875 | 40860.2224 | 39658.9574 |  | 0.20257 |  |  |  |  | 1 | 1 | 1 | 1 | 1 | [5 empty] | 5.1116 | 11.4881 | 570.7763 | 26826.484 | 684.9315 | 0.094571 | 0.067604 | 0.051841 | 0.042885 | 0.044372 | 0.094571 | 0.067604 | 0.051841 | 0.042885 | 0.044372 | 100000 | 100000 | 0 | 0 | 0
1809 |  |  |  | 9795.2055 |  |  |  |  | 4343.5454 | 4391.2279 | 4438.9104 | 4486.5929 | 4534.2754 | 42515.3829 | 41366.7633 | 40218.1436 | 39069.524 | 37920.9044 |  | 0.27581 |  |  |  |  | 1 | 1 | 1 | 1 | 1 | [5 empty] | 5.3868 | 11.5702 | 570.7763 | 26826.484 | 684.9315 | 0.082454 | 0.036224 | 0.0060974 | 0.019948 | 0.034528 | 0.082454 | 0.036225 | 0.0060974 | 0.019948 | 0.034528 | 100000 | 100000 | 0 | 0 | 0
1810 |  |  |  | 9795.2055 |  |  |  |  | 3852.2178 | 3928.1978 | 4004.1778 | 4080.1578 | 4156.1378 | 41279.2027 | 40163.9804 | 39048.7581 | 37933.5359 | 36818.3136 |  | 0.36648 |  |  |  |  | 1 | 1 | 1 | 1 | 1 | [5 empty] | 5.2568 | 11.646 | 570.7763 | 26826.484 | 684.9315 | 0.07385 | 0.004432 | 0.0017504 | 0.0011447 | 0.0010429 | 0.07385 | 0.004432 | 0.0017504 | 0.0011447 | 0.0010429 | 100000 | 100000 | 0 | 0 | 0
1811 |  |  |  | 9795.2055 |  |  |  |  | 3921.2127 | 4028.4577 | 4135.7027 | 4242.9477 | 4350.1927 | 39822.7367 | 38746.8632 | 37670.9896 | 36595.116 | 35519.2425 |  | 0.71772 |  |  |  |  | 1 | 1 | 1 | 1 | 1 | [5 empty] | 5.271 | 12.1281 | 570.7763 | 26826.484 | 684.9315 | 0.074083 | 0.0045129 | 0.0017423 | 0.0010666 | 0.0010537 | 0.074083 | 0.0045129 | 0.0017423 | 0.0010666 | 0.0010537 | 100000 | 100000 | 0 | 0 | 0
1812 |  |  |  | 9795.2055 |  |  |  |  | 4533.8042 | 4699.3467 | 4864.8892 | 5030.4317 | 5195.9742 | 38148.3653 | 37117.7275 | 36087.0897 | 35056.4519 | 34025.8141 |  | 0.78973 |  |  |  |  | 1 | 1 | 1 | 1 | 1 | [5 empty] | 5.2551 | 12.9311 | 570.7763 | 26826.484 | 684.9315 | 0.074104 | 0.0045222 | 0.0017471 | 0.0010621 | 0.0010535 | 0.074104 | 0.0045222 | 0.0017471 | 0.0010621 | 0.0010535 | 100000 | 100000 | 0 | 0 | 0
1813 |  |  |  | 9795.2055 |  |  |  |  | 4373.8614 | 4584.9164 | 4795.9714 | 5007.0264 | 5218.0814 | 37609.36 | 36593.2843 | 35577.2085 | 34561.1328 | 33545.0571 |  | 0.75465 |  |  |  |  | 1 | 1 | 1 | 1 | 1 | [5 empty] | 4.9336 | 12.8645 | 570.7763 | 26826.484 | 684.9315 | 0.073963 | 0.0044019 | 0.0017348 | 0.0010466 | 0.0010331 | 0.073963 | 0.0044019 | 0.0017348 | 0.0010466 | 0.0010331 | 100000 | 100000 | 0 | 0 | 0
1814 |  |  |  | 9795.2055 |  |  |  |  | 4364.453 | 4622.283 | 4880.113 | 5137.943 | 5395.773 | 37254.3229 | 36247.8391 | 35241.3552 | 34234.8714 | 33228.3875 |  | 0.66076 |  |  |  |  | 1 | 1 | 1 | 1 | 1 | [5 empty] | 4.7859 | 12.5458 | 570.7763 | 26826.484 | 684.9315 | 0.073532 | 0.0043726 | 0.00171 | 0.0010459 | 0.0010367 | 0.073532 | 0.0043726 | 0.00171 | 0.0010459 | 0.0010367 | 100000 | 100000 | 0 | 0 | 0
1815 |  |  |  | 9795.2055 |  |  |  |  | 4346.6816 | 4661.9841 | 4977.2866 | 5292.5891 | 5607.8916 | 37671.4762 | 36653.7223 | 35635.9684 | 34618.2145 | 33600.4606 |  | 0.3536 |  |  |  |  | 1 | 1 | 1 | 1 | 1 | [5 empty] | 4.979 | 13.8351 | 570.7763 | 26826.484 | 684.9315 | 0.073822 | 0.0043485 | 0.0016941 | 0.0010407 | 0.0010295 | 0.073822 | 0.0043485 | 0.0016941 | 0.0010406 | 0.0010295 | 100000 | 100000 | 0 | 0 | 0
1816 |  |  |  | 9795.2055 |  |  |  |  | 4087.4278 | 4520.7003 | 4953.9728 | 5387.2453 | 5820.5178 | 38259.6983 | 37226.0527 | 36192.407 | 35158.7614 | 34125.1158 |  | 0.22729 |  |  |  |  | 1 | 1 | 1 | 1 | 1 | [5 empty] | 5.7705 | 14.8168 | 570.7763 | 26826.484 | 684.9315 | 0.076222 | 0.01403 | 0.0042123 | 0.0048588 | 0.0019419 | 0.076222 | 0.01403 | 0.0042123 | 0.0048588 | 0.0019419 | 100000 | 100000 | 0 | 0 | 0
1817 |  |  |  | 9795.2055 |  |  |  |  | 4418.8127 | 5041.6635 | 5664.5143 | 6287.3652 | 6910.216 | 40426.2385 | 39334.0604 | 38241.8822 | 37149.7041 | 36057.526 |  | 0.13057 |  |  |  |  | 1 | 1 | 1 | 1 | 1 | [5 empty] | 7.505 | 15.2526 | 570.7763 | 26826.484 | 684.9315 | 0.094094 | 0.062768 | 0.046052 | 0.041829 | 0.043051 | 0.094094 | 0.062768 | 0.046052 | 0.041829 | 0.043051 | 100000 | 100000 | 0 | 0 | 0
1818 |  |  |  | 9795.2055 |  |  |  |  | 6022.4224 | 6800.9174 | 7579.4124 | 8357.9074 | 9136.4024 | 42004.5565 | 40869.7376 | 39734.9188 | 38600.0999 | 37465.2811 |  | 0.00768 |  |  |  |  | 1 | 1 | 1 | 1 | 1 | [5 empty] | 7.6227 | 13.7377 | 570.7763 | 26826.484 | 684.9315 | 0.099408 | 0.077554 | 0.070538 | 0.05074 | 0.045378 | 0.099408 | 0.077554 | 0.070538 | 0.05074 | 0.045378 | 100000 | 100000 | 0 | 0 | 0
1819 |  |  |  | 9795.2055 |  |  |  |  | 7050.029 | 7861.2473 | 8672.4657 | 9483.684 | 10294.9023 | 42686.4518 | 41533.2105 | 40379.9692 | 39226.7278 | 38073.4865 |  | 0 |  |  |  |  | 1 | 1 | 1 | 1 | 1 | [5 empty] | 7.7653 | 15.6835 | 570.7763 | 26826.484 | 684.9315 | 0.10135 | 0.080852 | 0.071742 | 0.074574 | 0.046251 | 0.10135 | 0.080852 | 0.071742 | 0.074574 | 0.046251 | 100000 | 100000 | 0 | 0 | 0
1820 |  |  |  | 9795.2055 |  |  |  |  | 7400.2306 | 8175.7006 | 8951.1706 | 9726.6406 | 10502.1106 | 42686.4518 | 41533.2105 | 40379.9692 | 39226.7278 | 38073.4865 |  | 0 |  |  |  |  | 1 | 1 | 1 | 1 | 1 | [5 empty] | 7.1715 | 15.4132 | 570.7763 | 26826.484 | 684.9315 | 0.10143 | 0.083492 | 0.07392 | 0.067824 | 0.046102 | 0.10143 | 0.083492 | 0.07392 | 0.067824 | 0.046102 | 100000 | 100000 | 0 | 0 | 0
1821 |  |  |  | 9795.2055 |  |  |  |  | 6566.019 | 7222.2532 | 7878.4873 | 8534.7215 | 9190.9557 | 41499.4885 | 40378.3148 | 39257.1412 | 38135.9675 | 37014.7939 |  | 0 |  |  |  |  | 1 | 1 | 1 | 1 | 1 | [5 empty] | 7.4545 | 14.1303 | 570.7763 | 26826.484 | 684.9315 | 0.10107 | 0.078392 | 0.070474 | 0.050158 | 0.045037 | 0.10107 | 0.078392 | 0.070474 | 0.050158 | 0.045037 | 100000 | 100000 | 0 | 0 | 0
1822 |  |  |  | 9795.2055 |  |  |  |  | 5577.0914 | 6125.8323 | 6674.5731 | 7223.3139 | 7772.0548 | 37573.0424 | 36557.9479 | 35542.8533 | 34527.7588 | 33512.6642 |  | 0 |  |  |  |  | 1 | 1 | 1 | 1 | 1 | [5 empty] | 7.9006 | 14.2479 | 570.7763 | 26826.484 | 684.9315 | 0.098171 | 0.072834 | 0.067279 | 0.048984 | 0.04476 | 0.098171 | 0.072834 | 0.067279 | 0.048984 | 0.04476 | 100000 | 100000 | 0 | 0 | 0
1823 |  |  |  | 9795.2055 |  |  |  |  | 5355.4713 | 5807.6905 | 6259.9096 | 6712.1288 | 7164.348 | 29345.0731 | 28552.27 | 27759.4669 | 26966.6638 | 26173.8608 |  | 0 |  |  |  |  | 1 | 1 | 1 | 1 | 1 | [5 empty] | 8.1262 | 12.9524 | 570.7763 | 26826.484 | 684.9315 | 0.096384 | 0.071803 | 0.065333 | 0.048238 | 0.044512 | 0.096384 | 0.071803 | 0.065333 | 0.048238 | 0.044512 | 100000 | 100000 | 0 | 0 | 0
1824 |  |  |  | 9795.2055 |  |  |  |  | 3991.2531 | 4384.1581 | 4777.0631 | 5169.9681 | 5562.8731 | 22465.0016 | 21858.0744 | 21251.1472 | 20644.22 | 20037.2928 |  | 0 |  |  |  |  | 1 | 1 | 1 | 1 | 1 | [5 empty] | 8.8104 | 11.3567 | 570.7763 | 26826.484 | 684.9315 | 0.095976 | 0.072176 | 0.066319 | 0.048451 | 0.044555 | 0.095976 | 0.072176 | 0.066319 | 0.048451 | 0.044555 | 100000 | 100000 | 0 | 0 | 0
1825 |  |  |  | 9795.2055 |  |  |  |  | 2996.5229 | 3211.7021 | 3426.8812 | 3642.0604 | 3857.2396 | 14397.9402 | 14008.9573 | 13619.9744 | 13230.9915 | 12842.0086 |  | 0 |  |  |  |  | 1 | 1 | 1 | 1 | 1 | [5 empty] | 8.1632 | 10.7969 | 570.7763 | 26826.484 | 684.9315 | 0.097242 | 0.074246 | 0.067936 | 0.048901 | 0.044643 | 0.097242 | 0.074246 | 0.067936 | 0.048901 | 0.044643 | 100000 | 100000 | 0 | 0 | 0
1826 |  |  |  | 9795.2055 |  |  |  |  | 2134.8663 | 2236.1713 | 2337.4763 | 2438.7813 | 2540.0863 | 15626.2623 | 15204.0943 | 14781.9264 | 14359.7584 | 13937.5905 |  | 0 |  |  |  |  | 1 | 1 | 1 | 1 | 1 | [5 empty] | 8.5221 | 9.8965 | 570.7763 | 26826.484 | 684.9315 | 0.099363 | 0.078431 | 0.071165 | 0.049617 | 0.044834 | 0.099363 | 0.078431 | 0.071165 | 0.049616 | 0.044834 | 100000 | 100000 | 0 | 0 | 0
1827 |  |  |  | 9795.2055 |  |  |  |  | 1613.9131 | 1661.5956 | 1709.2781 | 1756.9606 | 1804.6431 | 15762.5357 | 15336.6862 | 14910.8366 | 14484.987 | 14059.1374 |  | 0 |  |  |  |  | 1 | 1 | 1 | 1 | 1 | [5 empty] | 7.7437 | 9.5812 | 570.7763 | 26826.484 | 684.9315 | 0.099539 | 0.079498 | 0.071915 | 0.049799 | 0.044869 | 0.099539 | 0.079498 | 0.071915 | 0.049799 | 0.044869 | 100000 | 100000 | 0 | 0 | 0
1828 |  |  |  | 9795.2055 |  |  |  |  | 1511.8062 | 1552.3662 | 1592.9262 | 1633.4862 | 1674.0462 | 17866.6973 | 17384.0005 | 16901.3037 | 16418.6069 | 15935.9101 |  | 0 |  |  |  |  | 1 | 1 | 1 | 1 | 1 | [5 empty] | 7.9882 | 10.4159 | 570.7763 | 26826.484 | 684.9315 | 0.098045 | 0.075804 | 0.067319 | 0.048141 | 0.044593 | 0.098045 | 0.075804 | 0.067319 | 0.048141 | 0.044592 | 100000 | 100000 | 0 | 0 | 0
1829 |  |  |  | 9795.2055 |  |  |  |  | 1706.6427 | 1747.2027 | 1787.7627 | 1828.3227 | 1868.8827 | 22938.616 | 22318.8934 | 21699.1708 | 21079.4482 | 20459.7256 |  | 0 |  |  |  |  | 1 | 1 | 1 | 1 | 1 | [5 empty] | 8.19 | 10.2687 | 570.7763 | 26826.484 | 684.9315 | 0.098851 | 0.078776 | 0.070837 | 0.049585 | 0.04487 | 0.098851 | 0.078776 | 0.070837 | 0.049585 | 0.04487 | 100000 | 100000 | 0 | 0 | 0
1830 |  |  |  | 9795.2055 |  |  |  |  | 2491.1983 | 2533.5458 | 2575.8933 | 2618.2408 | 2660.5883 | 33911.8932 | 32995.7104 | 32079.5275 | 31163.3446 | 30247.1617 |  | 0 |  |  |  |  | 1 | 1 | 1 | 1 | 1 | [5 empty] | 7.9156 | 10.3047 | 570.7763 | 26826.484 | 684.9315 | 0.099322 | 0.080809 | 0.073372 | 0.051035 | 0.045187 | 0.099322 | 0.080809 | 0.073372 | 0.051034 | 0.045187 | 100000 | 100000 | 0 | 0 | 0
1831 |  |  |  | 9795.2055 |  |  |  |  | 3909.233 | 3950.618 | 3992.003 | 4033.388 | 4074.773 | 40056.079 | 38973.9014 | 37891.7237 | 36809.546 | 35727.3683 |  | 0.01538 |  |  |  |  | 1 | 1 | 1 | 1 | 1 | [5 empty] | 7.2634 | 11.1315 | 570.7763 | 26826.484 | 684.9315 | 0.099405 | 0.084968 | 0.072128 | 0.049782 | 0.045002 | 0.099405 | 0.084968 | 0.072128 | 0.049782 | 0.045002 | 100000 | 100000 | 0 | 0 | 0
1832 |  |  |  | 9795.2055 |  |  |  |  | 5112.6349 | 5153.6074 | 5194.5799 | 5235.5524 | 5276.5249 | 38445.7301 | 37407.0585 | 36368.387 | 35329.7154 | 34291.0438 |  | 0.18519 |  |  |  |  | 1 | 1 | 1 | 1 | 1 | [5 empty] | 6.7101 | 11.5014 | 570.7763 | 26826.484 | 684.9315 | 0.090338 | 0.048115 | 0.0065457 | 0.0049327 | 0.035977 | 0.090338 | 0.048115 | 0.0065457 | 0.0049327 | 0.035977 | 100000 | 100000 | 0 | 0 | 0
1833 |  |  |  | 9795.2055 |  |  |  |  | 4329.1212 | 4379.6087 | 4430.0962 | 4480.5837 | 4531.0712 | 36021.5565 | 35048.3777 | 34075.199 | 33102.0203 | 32128.8415 |  | 0.28572 |  |  |  |  | 1 | 1 | 1 | 1 | 1 | [5 empty] | 4.7119 | 11.1755 | 570.7763 | 26826.484 | 684.9315 | 0.067839 | 0.0020889 | 0.00081631 | 0.00041011 | 0.0006497 | 0.067839 | 0.0020889 | 0.00081631 | 0.00041011 | 0.0006497 | 100000 | 100000 | 0 | 0 | 0
1834 |  |  |  | 9795.2055 |  |  |  |  | 3839.4252 | 3913.1777 | 3986.9302 | 4060.6827 | 4134.4352 | 33681.1345 | 32771.186 | 31861.2374 | 30951.2888 | 30041.3402 |  | 0.37442 |  |  |  |  | 1 | 1 | 1 | 1 | 1 | [5 empty] | 2.4079 | 11.2327 | 570.7763 | 26826.484 | 684.9315 | 0.058005 | 0.000765 | 0.00030438 | 0.00022842 | 0.00023875 | 0.058005 | 0.000765 | 0.00030438 | 0.00022842 | 0.00023875 | 100000 | 100000 | 0 | 0 | 0
1835 |  |  |  | 9795.2055 |  |  |  |  | 3908.191 | 4014.721 | 4121.251 | 4227.781 | 4334.311 | 31829.4686 | 30969.5457 | 30109.6227 | 29249.6998 | 28389.7769 |  | 0.63633 |  |  |  |  | 1 | 1 | 1 | 1 | 1 | [5 empty] | 2.1316 | 12.092 | 570.7763 | 26826.484 | 684.9315 | 0.067104 | 0.00078517 | 0.00030918 | 0.00023679 | 0.00025221 | 0.067104 | 0.00078517 | 0.00030918 | 0.00023679 | 0.00025221 | 100000 | 100000 | 0 | 0 | 0
1836 |  |  |  | 9795.2055 |  |  |  |  | 4518.7482 | 4684.8416 | 4850.9349 | 5017.0282 | 5183.1216 | 30145.9263 | 29331.4869 | 28517.0475 | 27702.6081 | 26888.1687 |  | 0.52326 |  |  |  |  | 1 | 1 | 1 | 1 | 1 | [5 empty] | 1.9626 | 12.2933 | 570.7763 | 26826.484 | 684.9315 | 0.066945 | 0.00080015 | 0.00032214 | 0.00023934 | 0.00025773 | 0.066945 | 0.00080015 | 0.00032214 | 0.00023934 | 0.00025773 | 100000 | 100000 | 0 | 0 | 0
1837 |  |  |  | 9795.2055 |  |  |  |  | 4359.3365 | 4569.0165 | 4778.6965 | 4988.3765 | 5198.0565 | 29755.4717 | 28951.581 | 28147.6904 | 27343.7997 | 26539.9091 |  | 0.68473 |  |  |  |  | 1 | 1 | 1 | 1 | 1 | [5 empty] | 2.2992 | 12.4794 | 570.7763 | 26826.484 | 684.9315 | 0.067122 | 0.00079355 | 0.00032251 | 0.00025204 | 0.00027009 | 0.067122 | 0.00079355 | 0.00032251 | 0.00025204 | 0.00027009 | 100000 | 100000 | 0 | 0 | 0
1838 |  |  |  | 9795.2055 |  |  |  |  | 4349.9594 | 4623.6285 | 4897.2977 | 5170.9669 | 5444.636 | 29266.7157 | 28476.0295 | 27685.3434 | 26894.6573 | 26103.9711 |  | 0.58762 |  |  |  |  | 1 | 1 | 1 | 1 | 1 | [5 empty] | 3.1947 | 12.3647 | 570.7763 | 26826.484 | 684.9315 | 0.06646 | 0.00078541 | 0.00031917 | 0.0002513 | 0.00026788 | 0.06646 | 0.00078541 | 0.00031917 | 0.0002513 | 0.00026788 | 100000 | 100000 | 0 | 0 | 0
1839 |  |  |  | 9795.2055 |  |  |  |  | 4332.247 | 4653.9845 | 4975.722 | 5297.4595 | 5619.197 | 29644.3062 | 28843.4188 | 28042.5315 | 27241.6442 | 26440.7568 |  | 0.29823 |  |  |  |  | 1 | 1 | 1 | 1 | 1 | [5 empty] | 4.182 | 12.2277 | 570.7763 | 26826.484 | 684.9315 | 0.06645 | 0.00078291 | 0.00031659 | 0.00036688 | 0.00047722 | 0.06645 | 0.00078291 | 0.00031659 | 0.00036688 | 0.00047722 | 100000 | 100000 | 0 | 0 | 0
1840 |  |  |  | 9795.2055 |  |  |  |  | 4073.8542 | 4497.1175 | 4920.3808 | 5343.6442 | 5766.9075 | 30580.4749 | 29754.2955 | 28928.1161 | 28101.9367 | 27275.7573 |  | 0.18336 |  |  |  |  | 1 | 1 | 1 | 1 | 1 | [5 empty] | 5.1191 | 11.2301 | 570.7763 | 26826.484 | 684.9315 | 0.075926 | 0.0022236 | 0.0016174 | 0.0018028 | 0.0018666 | 0.075926 | 0.0022236 | 0.0016174 | 0.0018028 | 0.0018666 | 100000 | 100000 | 0 | 0 | 0
1841 |  |  |  | 9795.2055 |  |  |  |  | 4404.1385 | 5020.8018 | 5637.4652 | 6254.1285 | 6870.7918 | 32482.9771 | 31605.3987 | 30727.8202 | 29850.2417 | 28972.6632 |  | 0.19275 |  |  |  |  | 1 | 1 | 1 | 1 | 1 | [5 empty] | 5.8811 | 11.4032 | 570.7763 | 26826.484 | 684.9315 | 0.085971 | 0.069774 | 0.031137 | 0.028346 | 0.025494 | 0.085971 | 0.069774 | 0.031137 | 0.028346 | 0.025494 | 100000 | 100000 | 0 | 0 | 0
1842 |  |  |  | 9795.2055 |  |  |  |  | 6002.423 | 6786.1422 | 7569.8613 | 8353.5805 | 9137.2997 | 34455.3016 | 33524.4377 | 32593.5738 | 31662.7099 | 30731.846 |  | 0.0121 |  |  |  |  | 1 | 1 | 1 | 1 | 1 | [5 empty] | 7.8363 | 11.9806 | 570.7763 | 26826.484 | 684.9315 | 0.091851 | 0.078341 | 0.065094 | 0.076009 | 0.043194 | 0.091851 | 0.078341 | 0.065094 | 0.076009 | 0.043194 | 100000 | 100000 | 0 | 0 | 0
1843 |  |  |  | 9795.2055 |  |  |  |  | 7026.617 | 7829.5853 | 8632.5537 | 9435.522 | 10238.4903 | 35634.4729 | 34671.7519 | 33709.0308 | 32746.3097 | 31783.5887 |  | 0 |  |  |  |  | 1 | 1 | 1 | 1 | 1 | [5 empty] | 8.4714 | 12.393 | 570.7763 | 26826.484 | 684.9315 | 0.092837 | 0.080877 | 0.067395 | 0.080434 | 0.043375 | 0.092837 | 0.080877 | 0.067395 | 0.080434 | 0.043375 | 100000 | 100000 | 0 | 0 | 0
1844 |  |  |  | 9795.2055 |  |  |  |  | 7375.6557 | 8127.8607 | 8880.0657 | 9632.2707 | 10384.4757 | 36374.039 | 35391.3374 | 34408.6358 | 33425.9342 | 32443.2326 |  | 0 |  |  |  |  | 1 | 1 | 1 | 1 | 1 | [5 empty] | 9.8196 | 13.6697 | 570.7763 | 26826.484 | 684.9315 | 0.093082 | 0.080327 | 0.066142 | 0.076906 | 0.043198 | 0.093082 | 0.080327 | 0.066142 | 0.076906 | 0.043198 | 100000 | 100000 | 0 | 0 | 0
1845 |  |  |  | 9795.2055 |  |  |  |  | 6544.2143 | 7167.0102 | 7789.806 | 8412.6018 | 9035.3977 | 35679.1872 | 34715.2581 | 33751.3291 | 32787.4 | 31823.4709 |  | 0 |  |  |  |  | 1 | 1 | 1 | 1 | 1 | [5 empty] | 9.5962 | 14.3249 | 570.7763 | 26826.484 | 684.9315 | 0.089915 | 0.073036 | 0.049198 | 0.041616 | 0.042538 | 0.089914 | 0.073036 | 0.049198 | 0.041616 | 0.042538 | 100000 | 100000 | 0 | 0 | 0
1846 |  |  |  | 9795.2055 |  |  |  |  | 5558.5708 | 6107.3117 | 6656.0525 | 7204.7933 | 7753.5342 | 32112.1288 | 31244.5694 | 30377.01 | 29509.4505 | 28641.8911 |  | 0 |  |  |  |  | 1 | 1 | 1 | 1 | 1 | [5 empty] | 10.639 | 14.1471 | 570.7763 | 26826.484 | 684.9315 | 0.085142 | 0.060641 | 0.014246 | 0.03662 | 0.024861 | 0.085142 | 0.060641 | 0.014246 | 0.03662 | 0.024861 | 100000 | 100000 | 0 | 0 | 0
1847 |  |  |  | 9795.2055 |  |  |  |  | 5337.6867 | 5785.3692 | 6233.0517 | 6680.7342 | 7128.4167 | 24394.3257 | 23735.2748 | 23076.2239 | 22417.173 | 21758.1221 |  | 0 |  |  |  |  | 1 | 1 | 1 | 1 | 1 | [5 empty] | 10.5736 | 15.3436 | 570.7763 | 26826.484 | 684.9315 | 0.084139 | 0.048033 | 0.012581 | 0.015776 | 0.023387 | 0.084139 | 0.048033 | 0.012581 | 0.015776 | 0.023387 | 100000 | 100000 | 0 | 0 | 0
1848 |  |  |  | 9795.2055 |  |  |  |  | 3977.9988 | 4370.9038 | 4763.8088 | 5156.7138 | 5549.6188 | 17219.9309 | 16754.7075 | 16289.4841 | 15824.2608 | 15359.0374 |  | 0 |  |  |  |  | 1 | 1 | 1 | 1 | 1 | [5 empty] | 8.8185 | 16.6982 | 570.7763 | 26826.484 | 684.9315 | 0.06743 | 0.028934 | 0.0118 | 0.0086346 | 0.022828 | 0.06743 | 0.028934 | 0.0118 | 0.0086346 | 0.022828 | 100000 | 100000 | 0 | 0 | 0
1849 |  |  |  | 9795.2055 |  |  |  |  | 2986.484 | 3193.414 | 3400.344 | 3607.274 | 3814.204 | 12307.6234 | 11975.1137 | 11642.604 | 11310.0943 | 10977.5846 |  | 0 |  |  |  |  | 1 | 1 | 1 | 1 | 1 | [5 empty] | 8.7417 | 17.409 | 570.7763 | 26826.484 | 684.9315 | 0.06035 | 0.028566 | 0.012078 | 0.0087049 | 0.022821 | 0.06035 | 0.028566 | 0.012078 | 0.0087049 | 0.022821 | 100000 | 100000 | 0 | 0 | 0
1850 |  |  |  | 9795.2055 |  |  |  |  | 2127.7141 | 2222.7499 | 2317.7857 | 2412.8216 | 2507.8574 | 13358.8111 | 12997.9019 | 12636.9927 | 12276.0835 | 11915.1743 |  | 0 |  |  |  |  | 1 | 1 | 1 | 1 | 1 | [5 empty] | 8.777 | 16.3955 | 570.7763 | 26826.484 | 684.9315 | 0.059997 | 0.029543 | 0.012567 | 0.0087944 | 0.023133 | 0.059997 | 0.029543 | 0.012567 | 0.0087944 | 0.023133 | 100000 | 100000 | 0 | 0 | 0
1851 |  |  |  | 9795.2055 |  |  |  |  | 1608.5061 | 1658.9936 | 1709.4811 | 1759.9686 | 1810.4561 | 13471.429 | 13107.4773 | 12743.5255 | 12379.5738 | 12015.622 |  | 0 |  |  |  |  | 1 | 1 | 1 | 1 | 1 | [5 empty] | 9.2007 | 15.9417 | 570.7763 | 26826.484 | 684.9315 | 0.059287 | 0.029714 | 0.012782 | 0.0088551 | 0.023485 | 0.059287 | 0.029714 | 0.012782 | 0.0088551 | 0.023485 | 100000 | 100000 | 0 | 0 | 0
1852 |  |  |  | 9795.2055 |  |  |  |  | 1506.7414 | 1547.5764 | 1588.4114 | 1629.2464 | 1670.0814 | 15268.8008 | 14856.2903 | 14443.7797 | 14031.2691 | 13618.7586 |  | 0 |  |  |  |  | 1 | 1 | 1 | 1 | 1 | [5 empty] | 8.974 | 16.6459 | 570.7763 | 26826.484 | 684.9315 | 0.038965 | 0.0020464 | 0.0018947 | 0.0072381 | 0.0074959 | 0.038965 | 0.0020464 | 0.0018947 | 0.0072381 | 0.0074959 | 100000 | 100000 | 0 | 0 | 0
1853 |  |  |  | 9795.2055 |  |  |  |  | 1700.9252 | 1742.1727 | 1783.4202 | 1824.6677 | 1865.9152 | 19608.0029 | 19078.262 | 18548.5211 | 18018.7802 | 17489.0393 |  | 0 |  |  |  |  | 1 | 1 | 1 | 1 | 1 | [5 empty] | 9.1928 | 16.2912 | 570.7763 | 26826.484 | 684.9315 | 0.040028 | 0.0020787 | 0.001944 | 0.0060372 | 0.0079134 | 0.040028 | 0.0020787 | 0.001944 | 0.0060372 | 0.0079134 | 100000 | 100000 | 0 | 0 | 0
1854 |  |  |  | 9795.2055 |  |  |  |  | 2482.8523 | 2522.9998 | 2563.1473 | 2603.2948 | 2643.4423 | 28985.5732 | 28202.4826 | 27419.392 | 26636.3013 | 25853.2107 |  | 0 |  |  |  |  | 1 | 1 | 1 | 1 | 1 | [5 empty] | 8.884 | 17.1806 | 570.7763 | 26826.484 | 684.9315 | 0.040963 | 0.0023472 | 0.0020142 | 0.0069271 | 0.0082524 | 0.040963 | 0.0023472 | 0.0020142 | 0.0069271 | 0.0082524 | 100000 | 100000 | 0 | 0 | 0
1855 |  |  |  | 9795.2055 |  |  |  |  | 3896.1363 | 3938.7588 | 3981.3813 | 4024.0038 | 4066.6263 | 34201.3965 | 33277.3923 | 32353.388 | 31429.3837 | 30505.3795 |  | 0.0021 |  |  |  |  | 1 | 1 | 1 | 1 | 1 | [5 empty] | 7.6083 | 17.6226 | 570.7763 | 26826.484 | 684.9315 | 0.043992 | 0.002572 | 0.001992 | 0.0072242 | 0.0086292 | 0.043993 | 0.002572 | 0.001992 | 0.0072242 | 0.0086292 | 100000 | 100000 | 0 | 0 | 0
1856 |  |  |  | 9795.2055 |  |  |  |  | 5095.5066 | 5137.1666 | 5178.8266 | 5220.4866 | 5262.1466 | 32831.7001 | 31944.7003 | 31057.7005 | 30170.7007 | 29283.701 |  | 0.05342 |  |  |  |  | 1 | 1 | 1 | 1 | 1 | [5 empty] | 6.3934 | 18.1624 | 570.7763 | 26826.484 | 684.9315 | 0.052563 | 0.0025691 | 0.0020507 | 0.0014088 | 0.001488 | 0.052563 | 0.0025691 | 0.0020507 | 0.0014088 | 0.001488 | 100000 | 100000 | 0 | 0 | 0
1857 |  |  |  | 9795.2055 |  |  |  |  | 4314.6178 | 4361.9703 | 4409.3228 | 4456.6753 | 4504.0278 | 30771.2656 | 29939.9317 | 29108.5978 | 28277.2639 | 27445.9299 |  | 0.20323 |  |  |  |  | 1 | 1 | 1 | 1 | 1 | [5 empty] | 4.973 | 18.089 | 570.7763 | 26826.484 | 684.9315 | 0.048898 | 0.0025232 | 0.0012437 | 0.0012245 | 0.0012075 | 0.048898 | 0.0025232 | 0.0012436 | 0.0012245 | 0.0012075 | 100000 | 100000 | 0 | 0 | 0
1858 |  |  |  | 9795.2055 |  |  |  |  | 3826.5624 | 3898.5824 | 3970.6024 | 4042.6224 | 4114.6424 | 28775.5683 | 27998.1512 | 27220.7342 | 26443.3172 | 25665.9002 |  | 0.61306 |  |  |  |  | 1 | 1 | 1 | 1 | 1 | [5 empty] | 5.0416 | 17.4394 | 570.7763 | 26826.484 | 684.9315 | 0.045417 | 0.0017254 | 0.00086424 | 0.0008234 | 0.00089591 | 0.045417 | 0.0017254 | 0.00086424 | 0.0008234 | 0.00089591 | 100000 | 100000 | 0 | 0 | 0
1859 |  |  |  | 9795.2055 |  |  |  |  | 3895.0978 | 3998.7678 | 4102.4378 | 4206.1078 | 4309.7778 | 27197.4924 | 26462.7096 | 25727.9268 | 24993.1439 | 24258.3611 |  | 0.74317 |  |  |  |  | 1 | 1 | 1 | 1 | 1 | [5 empty] | 4.7577 | 16.6713 | 570.7763 | 26826.484 | 684.9315 | 0.014958 | 0.00089873 | 0.00039607 | 0.00040968 | 0.00041613 | 0.014958 | 0.00089873 | 0.00039607 | 0.00040967 | 0.00041613 | 100000 | 100000 | 0 | 0 | 0
1860 |  |  |  | 9795.2055 |  |  |  |  | 4503.6095 | 4673.552 | 4843.4945 | 5013.437 | 5183.3795 | 25761.4332 | 25065.4477 | 24369.4623 | 23673.4769 | 22977.4914 |  | 0.78745 |  |  |  |  | 1 | 1 | 1 | 1 | 1 | [5 empty] | 4.2144 | 16.3736 | 570.7763 | 26826.484 | 684.9315 | 0.010017 | 0.00090161 | 0.00039639 | 0.00040922 | 0.0004135 | 0.010017 | 0.00090161 | 0.00039639 | 0.00040922 | 0.0004135 | 100000 | 100000 | 0 | 0 | 0
1861 |  |  |  | 9795.2055 |  |  |  |  | 4344.7319 | 4555.7869 | 4766.8419 | 4977.8969 | 5188.9519 | 25426.168 | 24739.2403 | 24052.3126 | 23365.3848 | 22678.4571 |  | 0.78588 |  |  |  |  | 1 | 1 | 1 | 1 | 1 | [5 empty] | 3.5372 | 16.3356 | 570.7763 | 26826.484 | 684.9315 | 0.010543 | 0.00072521 | 0.00040708 | 0.00042775 | 0.00042781 | 0.010543 | 0.00072521 | 0.00040708 | 0.00042775 | 0.00042781 | 100000 | 100000 | 0 | 0 | 0
1862 |  |  |  | 9795.2055 |  |  |  |  | 4335.3862 | 4605.5353 | 4875.6845 | 5145.8337 | 5415.9828 | 25008.5465 | 24332.9015 | 23657.2565 | 22981.6114 | 22305.9664 |  | 0.74106 |  |  |  |  | 1 | 1 | 1 | 1 | 1 | [5 empty] | 3.6839 | 17.0941 | 570.7763 | 26826.484 | 684.9315 | 0.010589 | 0.00072584 | 0.00040836 | 0.00042399 | 0.0004236 | 0.010589 | 0.00072585 | 0.00040836 | 0.00042399 | 0.0004236 | 100000 | 100000 | 0 | 0 | 0
1863 |  |  |  | 9795.2055 |  |  |  |  | 4317.7331 | 4650.1956 | 4982.6581 | 5315.1206 | 5647.5831 | 25329.5438 | 24645.2265 | 23960.9092 | 23276.5919 | 22592.2747 |  | 0.60558 |  |  |  |  | 1 | 1 | 1 | 1 | 1 | [5 empty] | 3.0643 | 16.4586 | 570.7763 | 26826.484 | 684.9315 | 0.022376 | 0.00070884 | 0.00039329 | 0.00041215 | 0.00041514 | 0.022376 | 0.00070884 | 0.00039329 | 0.00041215 | 0.00041514 | 100000 | 100000 | 0 | 0 | 0
1864 |  |  |  | 9795.2055 |  |  |  |  | 4060.206 | 4483.4693 | 4906.7326 | 5329.996 | 5753.2593 | 26127.8227 | 25421.9387 | 24716.0546 | 24010.1706 | 23304.2866 |  | 0.43402 |  |  |  |  | 1 | 1 | 1 | 1 | 1 | [5 empty] | 2.9381 | 15.3865 | 570.7763 | 26826.484 | 684.9315 | 0.063213 | 0.0024981 | 0.001338 | 0.0010125 | 0.00098261 | 0.063213 | 0.0024981 | 0.001338 | 0.0010125 | 0.00098261 | 100000 | 100000 | 0 | 0 | 0
1865 |  |  |  | 9795.2055 |  |  |  |  | 4389.3838 | 5016.3588 | 5643.3338 | 6270.3088 | 6897.2838 | 27750.428 | 27000.7067 | 26250.9855 | 25501.2642 | 24751.543 |  | 0.17798 |  |  |  |  | 1 | 1 | 1 | 1 | 1 | [5 empty] | 3.1882 | 14.1628 | 570.7763 | 26826.484 | 684.9315 | 0.06881 | 0.045799 | 0.0036422 | 0.0054349 | 0.038242 | 0.06881 | 0.045799 | 0.0036422 | 0.0054349 | 0.038242 | 100000 | 100000 | 0 | 0 | 0
1866 |  |  |  | 9795.2055 |  |  |  |  | 5982.3137 | 6768.6454 | 7554.977 | 8341.3087 | 9127.6404 | 29432.6934 | 28637.5232 | 27842.3529 | 27047.1826 | 26252.0123 |  | 0.01424 |  |  |  |  | 1 | 1 | 1 | 1 | 1 | [5 empty] | 5.891 | 12.0469 | 570.7763 | 26826.484 | 684.9315 | 0.079354 | 0.056473 | 0.039553 | 0.041935 | 0.043392 | 0.079354 | 0.056473 | 0.039553 | 0.041935 | 0.043392 | 100000 | 100000 | 0 | 0 | 0
1867 |  |  |  | 9795.2055 |  |  |  |  | 7003.0765 | 7822.5448 | 8642.0131 | 9461.4815 | 10280.9498 | 30442.703 | 29620.2457 | 28797.7884 | 27975.3312 | 27152.8739 |  | 0 |  |  |  |  | 1 | 1 | 1 | 1 | 1 | [5 empty] | 7.6735 | 10.8063 | 570.7763 | 26826.484 | 684.9315 | 0.095245 | 0.05668 | 0.042789 | 0.043265 | 0.043373 | 0.095245 | 0.05668 | 0.042789 | 0.043265 | 0.043373 | 100000 | 100000 | 0 | 0 | 0
1868 |  |  |  | 9795.2055 |  |  |  |  | 7350.9458 | 8100.5658 | 8850.1858 | 9599.8058 | 10349.4258 | 31076.2692 | 30236.6951 | 29397.1211 | 28557.547 | 27717.973 |  | 0 |  |  |  |  | 1 | 1 | 1 | 1 | 1 | [5 empty] | 8.1785 | 9.6609 | 570.7763 | 26826.484 | 684.9315 | 0.1004 | 0.074754 | 0.057554 | 0.042893 | 0.044157 | 0.1004 | 0.074754 | 0.057554 | 0.042893 | 0.044157 | 100000 | 100000 | 0 | 0 | 0
1869 |  |  |  | 9795.2055 |  |  |  |  | 6522.2899 | 7165.9849 | 7809.6799 | 8453.3749 | 9097.0699 | 30486.3696 | 29662.7326 | 28839.0956 | 28015.4586 | 27191.8216 |  | 0 |  |  |  |  | 1 | 1 | 1 | 1 | 1 | [5 empty] | 8.632 | 8.1203 | 570.7763 | 26826.484 | 684.9315 | 0.10072 | 0.071159 | 0.041711 | 0.042629 | 0.044059 | 0.10072 | 0.071159 | 0.041711 | 0.042629 | 0.044059 | 100000 | 100000 | 0 | 0 | 0
1870 |  |  |  | 9795.2055 |  |  |  |  | 5539.9485 | 6061.8785 | 6583.8085 | 7105.7385 | 7627.6685 | 27442.8358 | 26701.4247 | 25960.0135 | 25218.6023 | 24477.1912 |  | 0 |  |  |  |  | 1 | 1 | 1 | 1 | 1 | [5 empty] | 9.4638 | 7.0647 | 570.7763 | 26826.484 | 684.9315 | 0.096156 | 0.063407 | 0.0060088 | 0.042084 | 0.04399 | 0.096155 | 0.063407 | 0.0060088 | 0.042084 | 0.04399 | 100000 | 100000 | 0 | 0 | 0
1871 |  |  |  | 9795.2055 |  |  |  |  | 5319.8044 | 5779.5869 | 6239.3694 | 6699.1519 | 7158.9344 | 20862.493 | 20298.8601 | 19735.2272 | 19171.5943 | 18607.9614 |  | 0 |  |  |  |  | 1 | 1 | 1 | 1 | 1 | [5 empty] | 9.7711 | 5.9556 | 570.7763 | 26826.484 | 684.9315 | 0.094842 | 0.045788 | 0.0054263 | 0.042052 | 0.043398 | 0.094842 | 0.045788 | 0.0054263 | 0.042052 | 0.043398 | 100000 | 100000 | 0 | 0 | 0
1872 |  |  |  | 9795.2055 |  |  |  |  | 3964.6717 | 4353.6992 | 4742.7267 | 5131.7542 | 5520.7817 | 14729.2704 | 14331.3361 | 13933.4018 | 13535.4675 | 13137.5332 |  | 0 |  |  |  |  | 1 | 1 | 1 | 1 | 1 | [5 empty] | 9.4482 | 5.1615 | 570.7763 | 26826.484 | 684.9315 | 0.093812 | 0.046322 | 0.0054283 | 0.041678 | 0.043397 | 0.093813 | 0.046322 | 0.0054283 | 0.041678 | 0.043397 | 100000 | 100000 | 0 | 0 | 0
1873 |  |  |  | 9795.2055 |  |  |  |  | 3121.2804 | 3442.0829 | 3762.8854 | 4083.6879 | 4404.4904 | 11581.0892 | 11268.2079 | 10955.3267 | 10642.4454 | 10329.5642 |  | 0 |  |  |  |  | 1 | 1 | 1 | 1 | 1 | [5 empty] | 9.6354 | 4.4972 | 570.7763 | 26826.484 | 684.9315 | 0.08866 | 0.046363 | 0.0053422 | 0.041725 | 0.043427 | 0.08866 | 0.046363 | 0.0053422 | 0.041725 | 0.043427 | 100000 | 100000 | 0 | 0 | 0
1874 |  |  |  | 9795.2055 |  |  |  |  | 2288.1801 | 2467.7751 | 2647.3701 | 2826.9651 | 3006.5601 | 12570.608 | 12230.9934 | 11891.3787 | 11551.7641 | 11212.1494 |  | 0 |  |  |  |  | 1 | 1 | 1 | 1 | 1 | [5 empty] | 10.4483 | 5.1823 | 570.7763 | 26826.484 | 684.9315 | 0.088 | 0.046721 | 0.0053441 | 0.041789 | 0.043482 | 0.088 | 0.046721 | 0.0053441 | 0.041789 | 0.043482 | 100000 | 100000 | 0 | 0 | 0
1875 |  |  |  | 9795.2055 |  |  |  |  | 1680.6895 | 1790.0795 | 1899.4695 | 2008.8595 | 2118.2495 | 12675.3344 | 12332.8904 | 11990.4464 | 11648.0024 | 11305.5584 |  | 0 |  |  |  |  | 1 | 1 | 1 | 1 | 1 | [5 empty] | 8.5991 | 7.2689 | 570.7763 | 26826.484 | 684.9315 | 0.087688 | 0.048132 | 0.0053449 | 0.041896 | 0.043534 | 0.087688 | 0.048132 | 0.0053449 | 0.041896 | 0.043534 | 100000 | 100000 | 0 | 0 | 0
1876 |  |  |  | 9795.2055 |  |  |  |  | 1488.1967 | 1543.0567 | 1597.9167 | 1652.7767 | 1707.6367 | 14366.1862 | 13978.0612 | 13589.9362 | 13201.8112 | 12813.6862 |  | 0 |  |  |  |  | 1 | 1 | 1 | 1 | 1 | [5 empty] | 11.0174 | 8.1151 | 570.7763 | 26826.484 | 684.9315 | 0.057246 | 0.0024796 | 0.0024791 | 0.024288 | 0.040049 | 0.057246 | 0.0024796 | 0.0024791 | 0.024288 | 0.040049 | 100000 | 100000 | 0 | 0 | 0
1877 |  |  |  | 9795.2055 |  |  |  |  | 1635.1535 | 1684.651 | 1734.1485 | 1783.646 | 1833.1435 | 18450.4068 | 17951.9402 | 17453.4736 | 16955.0069 | 16456.5403 |  | 0 |  |  |  |  | 1 | 1 | 1 | 1 | 1 | [5 empty] | 10.3217 | 8.9696 | 570.7763 | 26826.484 | 684.9315 | 0.047646 | 0.0024987 | 0.0017432 | 0.021497 | 0.039347 | 0.047646 | 0.0024987 | 0.0017432 | 0.021497 | 0.039347 | 100000 | 100000 | 0 | 0 | 0
1878 |  |  |  | 9795.2055 |  |  |  |  | 2057.3957 | 2106.3982 | 2155.4007 | 2204.4032 | 2253.4057 | 27273.5761 | 26536.7378 | 25799.8994 | 25063.0611 | 24326.2227 |  | 0 |  |  |  |  | 1 | 1 | 1 | 1 | 1 | [5 empty] | 8.8146 | 11.8996 | 570.7763 | 26826.484 | 684.9315 | 0.047522 | 0.0020632 | 0.0014528 | 0.021386 | 0.038675 | 0.047522 | 0.0020632 | 0.0014528 | 0.021386 | 0.038675 | 100000 | 100000 | 0 | 0 | 0
1879 |  |  |  | 9795.2055 |  |  |  |  | 2670.0609 | 2712.2709 | 2754.4809 | 2796.6909 | 2838.9009 | 32169.8296 | 31300.7113 | 30431.593 | 29562.4747 | 28693.3564 |  | 0 |  |  |  |  | 1 | 1 | 1 | 1 | 1 | [5 empty] | 7.7624 | 12.8216 | 570.7763 | 26826.484 | 684.9315 | 0.04846 | 0.0020423 | 0.0014579 | 0.021483 | 0.038168 | 0.04846 | 0.0020423 | 0.0014579 | 0.021483 | 0.038168 | 100000 | 100000 | 0 | 0 | 0
1880 |  |  |  | 9795.2055 |  |  |  |  | 3827.0872 | 3868.6097 | 3910.1322 | 3951.6547 | 3993.1772 | 30883.1914 | 30048.8336 | 29214.4759 | 28380.1181 | 27545.7604 |  | 0.0173 |  |  |  |  | 1 | 1 | 1 | 1 | 1 | [5 empty] | 7.5428 | 15.4064 | 570.7763 | 26826.484 | 684.9315 | 0.050484 | 0.0023089 | 0.001836 | 0.020909 | 0.036185 | 0.050484 | 0.0023089 | 0.001836 | 0.020909 | 0.036185 | 100000 | 100000 | 0 | 0 | 0
1881 |  |  |  | 9795.2055 |  |  |  |  | 4110.6518 | 4186.3843 | 4262.1168 | 4337.8493 | 4413.5818 | 28948.1754 | 28166.0951 | 27384.0149 | 26601.9346 | 25819.8543 |  | 0.12048 |  |  |  |  | 1 | 1 | 1 | 1 | 1 | [5 empty] | 7.3842 | 16.5904 | 570.7763 | 26826.484 | 684.9315 | 0.050319 | 0.0020757 | 0.0013087 | 0.0032216 | 0.022485 | 0.050319 | 0.0020757 | 0.0013087 | 0.0032216 | 0.022485 | 100000 | 100000 | 0 | 0 | 0
1882 |  |  |  | 9795.2055 |  |  |  |  | 4471.8345 | 4592.2795 | 4712.7245 | 4833.1695 | 4953.6145 | 27071.8729 | 26340.4839 | 25609.0949 | 24877.7058 | 24146.3168 |  | 0.06167 |  |  |  |  | 1 | 1 | 1 | 1 | 1 | [5 empty] | 6.3541 | 19.2135 | 570.7763 | 26826.484 | 684.9315 | 0.047807 | 0.001237 | 0.0008653 | 0.001685 | 0.0021825 | 0.047807 | 0.001237 | 0.0008653 | 0.001685 | 0.0021825 | 100000 | 100000 | 0 | 0 | 0
1883 |  |  |  | 9795.2055 |  |  |  |  | 4794.7255 | 5042.793 | 5290.8605 | 5538.928 | 5786.9955 | 25588.4826 | 24897.1697 | 24205.8568 | 23514.5439 | 22823.231 |  | 0.28856 |  |  |  |  | 1 | 1 | 1 | 1 | 1 | [5 empty] | 5.8488 | 19.7897 | 570.7763 | 26826.484 | 684.9315 | 0.031134 | 0.00070681 | 0.00038409 | 0.00067731 | 0.00073929 | 0.031134 | 0.00070681 | 0.00038409 | 0.00067731 | 0.00073929 | 100000 | 100000 | 0 | 0 | 0
1884 |  |  |  | 9795.2055 |  |  |  |  | 5471.5549 | 5786.8574 | 6102.1599 | 6417.4624 | 6732.7649 | 24238.1798 | 23583.3475 | 22928.5151 | 22273.6827 | 21618.8504 |  | 0.33001 |  |  |  |  | 1 | 1 | 1 | 1 | 1 | [5 empty] | 6.1345 | 19.8643 | 570.7763 | 26826.484 | 684.9315 | 0.030221 | 0.00051364 | 0.00021642 | 0.00067341 | 0.00066546 | 0.030221 | 0.00051364 | 0.00021642 | 0.00067341 | 0.00066546 | 100000 | 100000 | 0 | 0 | 0
1885 |  |  |  | 9795.2055 |  |  |  |  | 5260.4338 | 5707.4013 | 6154.3688 | 6601.3363 | 7048.3038 | 23922.2248 | 23275.9285 | 22629.6321 | 21983.3358 | 21337.0394 |  | 0.19996 |  |  |  |  | 1 | 1 | 1 | 1 | 1 | [5 empty] | 6.5038 | 19.1999 | 570.7763 | 26826.484 | 684.9315 | 0.029795 | 0.00050652 | 0.00020542 | 0.00068093 | 0.00068941 | 0.029795 | 0.00050651 | 0.00020542 | 0.00068093 | 0.00068941 | 100000 | 100000 | 0 | 0 | 0
1886 |  |  |  | 9795.2055 |  |  |  |  | 5073.1156 | 5577.7756 | 6082.4356 | 6587.0956 | 7091.7556 | 23529.3126 | 22893.6314 | 22257.9502 | 21622.2689 | 20986.5877 |  | 0.20689 |  |  |  |  | 1 | 1 | 1 | 1 | 1 | [5 empty] | 5.782 | 18.7036 | 570.7763 | 26826.484 | 684.9315 | 0.029782 | 0.00048196 | 0.00021595 | 0.00067116 | 0.00065634 | 0.029782 | 0.00048196 | 0.00021595 | 0.00067116 | 0.00065634 | 100000 | 100000 | 0 | 0 | 0
1887 |  |  |  | 9795.2055 |  |  |  |  | 5362.8897 | 5864.4422 | 6365.9947 | 6867.5472 | 7369.0997 | 23830.791 | 23186.9649 | 22543.1388 | 21899.3127 | 21255.4865 |  | 0.09165 |  |  |  |  | 1 | 1 | 1 | 1 | 1 | [5 empty] | 6.0569 | 17.9613 | 570.7763 | 26826.484 | 684.9315 | 0.045441 | 0.0013625 | 0.00052192 | 0.00067597 | 0.00067105 | 0.045441 | 0.0013625 | 0.00052192 | 0.00067597 | 0.00067105 | 100000 | 100000 | 0 | 0 | 0
1888 |  |  |  | 9795.2055 |  |  |  |  | 5663.0128 | 6155.8486 | 6648.6844 | 7141.5203 | 7634.3561 | 24581.312 | 23917.2094 | 23253.1068 | 22589.0042 | 21924.9015 |  | 0.05591 |  |  |  |  | 1 | 1 | 1 | 1 | 1 | [5 empty] | 6.4861 | 16.1035 | 570.7763 | 26826.484 | 684.9315 | 0.060052 | 0.0021884 | 0.0015169 | 0.004993 | 0.0040459 | 0.060052 | 0.0021884 | 0.0015169 | 0.004993 | 0.0040459 | 100000 | 100000 | 0 | 0 | 0
1889 |  |  |  | 9795.2055 |  |  |  |  | 6242.5609 | 6721.0425 | 7199.5242 | 7678.0059 | 8156.4875 | 26106.9481 | 25401.628 | 24696.3079 | 23990.9879 | 23285.6678 |  | 0.06366 |  |  |  |  | 1 | 1 | 1 | 1 | 1 | [5 empty] | 7.0892 | 14.4805 | 570.7763 | 26826.484 | 684.9315 | 0.072132 | 0.0029572 | 0.002944 | 0.02573 | 0.037946 | 0.072132 | 0.0029572 | 0.002944 | 0.02573 | 0.037946 | 100000 | 100000 | 0 | 0 | 0
1890 |  |  |  | 9795.2055 |  |  |  |  | 7796.9916 | 8285.3725 | 8773.7533 | 9262.1341 | 9750.515 | 27688.7144 | 26940.6604 | 26192.6065 | 25444.5525 | 24696.4986 |  | 0.00508 |  |  |  |  | 1 | 1 | 1 | 1 | 1 | [5 empty] | 6.1388 | 12.3676 | 570.7763 | 26826.484 | 684.9315 | 0.075087 | 0.010382 | 0.019129 | 0.037114 | 0.038879 | 0.075087 | 0.010382 | 0.019129 | 0.037114 | 0.038879 | 100000 | 100000 | 0 | 0 | 0
1891 |  |  |  | 9795.2055 |  |  |  |  | 8132.3016 | 8621.6166 | 9110.9316 | 9600.2466 | 10089.5616 | 28639.7547 | 27866.0069 | 27092.2591 | 26318.5112 | 25544.7634 |  | 0 |  |  |  |  | 1 | 1 | 1 | 1 | 1 | [5 empty] | 5.3444 | 14.9555 | 570.7763 | 26826.484 | 684.9315 | 0.075479 | 0.012107 | 0.023422 | 0.03791 | 0.03932 | 0.075479 | 0.012107 | 0.023422 | 0.03791 | 0.03932 | 100000 | 100000 | 0 | 0 | 0
1892 |  |  |  | 9795.2055 |  |  |  |  | 7546.5441 | 8039.7649 | 8532.9857 | 9026.2066 | 9519.4274 | 29236.3613 | 28446.4952 | 27656.6291 | 26866.7631 | 26076.897 |  | 0 |  |  |  |  | 1 | 1 | 1 | 1 | 1 | [5 empty] | 7.5132 | 15.0622 | 570.7763 | 26826.484 | 684.9315 | 0.077713 | 0.010321 | 0.023565 | 0.037908 | 0.039229 | 0.077713 | 0.010321 | 0.023565 | 0.037908 | 0.039229 | 100000 | 100000 | 0 | 0 | 0
1893 |  |  |  | 9795.2055 |  |  |  |  | 6362.6101 | 6794.5626 | 7226.5151 | 7658.4676 | 8090.4201 | 28682.5924 | 27907.6872 | 27132.7821 | 26357.877 | 25582.9719 |  | 0 |  |  |  |  | 1 | 1 | 1 | 1 | 1 | [5 empty] | 11.0886 | 15.7329 | 570.7763 | 26826.484 | 684.9315 | 0.073583 | 0.0085861 | 0.020469 | 0.036115 | 0.03867 | 0.073583 | 0.0085861 | 0.020469 | 0.036115 | 0.03867 | 100000 | 100000 | 0 | 0 | 0
1894 |  |  |  | 9795.2055 |  |  |  |  | 5401.1812 | 5786.3312 | 6171.4812 | 6556.6312 | 6941.7812 | 25820.5382 | 25122.9559 | 24425.3736 | 23727.7914 | 23030.2091 |  | 0 |  |  |  |  | 1 | 1 | 1 | 1 | 1 | [5 empty] | 10.6316 | 15.9119 | 570.7763 | 26826.484 | 684.9315 | 0.06866 | 0.0033243 | 0.017339 | 0.035553 | 0.038227 | 0.06866 | 0.0033243 | 0.017339 | 0.035553 | 0.038227 | 100000 | 100000 | 0 | 0 | 0
1895 |  |  |  | 9795.2055 |  |  |  |  | 5552.2777 | 5908.0044 | 6263.731 | 6619.4577 | 6975.1844 | 19634.0946 | 19103.6488 | 18573.203 | 18042.7572 | 17512.3114 |  | 0 |  |  |  |  | 1 | 1 | 1 | 1 | 1 | [5 empty] | 10.7284 | 16.6012 | 570.7763 | 26826.484 | 684.9315 | 0.06577 | 0.0034122 | 0.01733 | 0.035401 | 0.038259 | 0.06577 | 0.0034122 | 0.01733 | 0.035401 | 0.038259 | 100000 | 100000 | 0 | 0 | 0
1896 |  |  |  | 9795.2055 |  |  |  |  | 4423.1938 | 4768.5255 | 5113.8572 | 5459.1888 | 5804.5205 | 13862.7893 | 13488.2643 | 13113.7394 | 12739.2144 | 12364.6895 |  | 0 |  |  |  |  | 1 | 1 | 1 | 1 | 1 | [5 empty] | 9.9235 | 16.4892 | 570.7763 | 26826.484 | 684.9315 | 0.065573 | 0.0033778 | 0.016688 | 0.035675 | 0.038537 | 0.065573 | 0.0033778 | 0.016688 | 0.035675 | 0.038537 | 100000 | 100000 | 0 | 0 | 0
1897 |  |  |  | 9795.2055 |  |  |  |  | 3559.299 | 3917.2798 | 4275.2607 | 4633.2415 | 4991.2223 | 11382.8425 | 11075.3172 | 10767.7919 | 10460.2666 | 10152.7413 |  | 0 |  |  |  |  | 1 | 1 | 1 | 1 | 1 | [5 empty] | 10.9569 | 16.0546 | 570.7763 | 26826.484 | 684.9315 | 0.06539 | 0.0033984 | 0.016855 | 0.035706 | 0.03856 | 0.06539 | 0.0033984 | 0.016855 | 0.035706 | 0.03856 | 100000 | 100000 | 0 | 0 | 0
1898 |  |  |  | 9795.2055 |  |  |  |  | 2717.6913 | 3041.6288 | 3365.5663 | 3689.5038 | 4013.4413 | 12355.5254 | 12021.7215 | 11687.9176 | 11354.1138 | 11020.3099 |  | 0 |  |  |  |  | 1 | 1 | 1 | 1 | 1 | [5 empty] | 11.3317 | 15.738 | 570.7763 | 26826.484 | 684.9315 | 0.065823 | 0.0035293 | 0.017361 | 0.035741 | 0.038576 | 0.065823 | 0.0035293 | 0.017361 | 0.035741 | 0.038576 | 100000 | 100000 | 0 | 0 | 0
1899 |  |  |  | 9795.2055 |  |  |  |  | 2200.969 | 2419.7507 | 2638.5323 | 2857.314 | 3076.0957 | 12458.1264 | 12121.5506 | 11784.9748 | 11448.399 | 11111.8233 |  | 0 |  |  |  |  | 1 | 1 | 1 | 1 | 1 | [5 empty] | 10.8609 | 14.5719 | 570.7763 | 26826.484 | 684.9315 | 0.06555 | 0.0036909 | 0.016889 | 0.035708 | 0.038575 | 0.06555 | 0.0036909 | 0.016889 | 0.035708 | 0.038575 | 100000 | 100000 | 0 | 0 | 0
1900 |  |  |  | 9795.2055 |  |  |  |  | 2069.9835 | 2162.0502 | 2254.1168 | 2346.1835 | 2438.2502 | 14119.9219 | 13738.4502 | 13356.9784 | 12975.5066 | 12594.0348 |  | 0 |  |  |  |  | 1 | 1 | 1 | 1 | 1 | [5 empty] | 10.3721 | 9.8659 | 570.7763 | 26826.484 | 684.9315 | 0.061688 | 0.0022474 | 0.01557 | 0.032726 | 0.036114 | 0.061688 | 0.0022474 | 0.01557 | 0.032726 | 0.036114 | 100000 | 100000 | 0 | 0 | 0
1901 |  |  |  | 9795.2055 |  |  |  |  | 2187.561 | 2244.731 | 2301.901 | 2359.071 | 2416.241 | 18134.5404 | 17644.6074 | 17154.6744 | 16664.7414 | 16174.8084 |  | 0 |  |  |  |  | 1 | 1 | 1 | 1 | 1 | [5 empty] | 9.3199 | 13.8062 | 570.7763 | 26826.484 | 684.9315 | 0.065345 | 0.0034212 | 0.016224 | 0.033372 | 0.036621 | 0.065345 | 0.0034212 | 0.016224 | 0.033372 | 0.036621 | 100000 | 100000 | 0 | 0 | 0
1902 |  |  |  | 9795.2055 |  |  |  |  | 2516.5719 | 2557.4069 | 2598.2419 | 2639.0769 | 2679.9119 | 26806.4512 | 26082.2329 | 25358.0147 | 24633.7964 | 23909.5782 |  | 0 |  |  |  |  | 1 | 1 | 1 | 1 | 1 | [5 empty] | 11.5818 | 13.6604 | 570.7763 | 26826.484 | 684.9315 | 0.072086 | 0.0053365 | 0.017696 | 0.035943 | 0.037979 | 0.072086 | 0.0053364 | 0.017696 | 0.035943 | 0.037979 | 100000 | 100000 | 0 | 0 | 0
1903 |  |  |  | 9795.2055 |  |  |  |  | 3069.3926 | 3109.4026 | 3149.4126 | 3189.4226 | 3229.4326 | 31615.7678 | 30761.6183 | 29907.4689 | 29053.3194 | 28199.1699 |  | 0.00698 |  |  |  |  | 1 | 1 | 1 | 1 | 1 | [5 empty] | 11.1163 | 11.2682 | 570.7763 | 26826.484 | 684.9315 | 0.078479 | 0.004931 | 0.017269 | 0.036268 | 0.038332 | 0.078479 | 0.004931 | 0.017269 | 0.036268 | 0.038332 | 100000 | 100000 | 0 | 0 | 0
1904 |  |  |  | 9795.2055 |  |  |  |  | 4184.3164 | 4227.6264 | 4270.9364 | 4314.2464 | 4357.5564 | 30351.7438 | 29531.7439 | 28711.744 | 27891.7441 | 27071.7443 |  | 0.0229 |  |  |  |  | 1 | 1 | 1 | 1 | 1 | [5 empty] | 11.5587 | 10.3381 | 570.7763 | 26826.484 | 684.9315 | 0.077408 | 0.002626 | 0.004137 | 0.031168 | 0.036202 | 0.077408 | 0.002626 | 0.004137 | 0.031168 | 0.036202 | 100000 | 100000 | 0 | 0 | 0
1905 |  |  |  | 9795.2055 |  |  |  |  | 5327.0876 | 5368.4726 | 5409.8576 | 5451.2426 | 5492.6276 | 28450.8649 | 27682.2202 | 26913.5756 | 26144.9309 | 25376.2863 |  | 0.05972 |  |  |  |  | 1 | 1 | 1 | 1 | 1 | [5 empty] | 10.6058 | 10.6531 | 570.7763 | 26826.484 | 684.9315 | 0.072267 | 0.0012509 | 0.0017932 | 0.0044914 | 0.028427 | 0.072267 | 0.0012509 | 0.0017933 | 0.0044914 | 0.028427 | 100000 | 100000 | 0 | 0 | 0
1906 |  |  |  | 9795.2055 |  |  |  |  | 6394.5679 | 6452.7004 | 6510.8329 | 6568.9654 | 6627.0979 | 26607.1055 | 25888.2729 | 25169.4402 | 24450.6076 | 23731.775 |  | 0.05408 |  |  |  |  | 1 | 1 | 1 | 1 | 1 | [5 empty] | 9.9802 | 10.609 | 570.7763 | 26826.484 | 684.9315 | 0.067533 | 0.0008696 | 0.00083675 | 0.0016396 | 0.0023515 | 0.067533 | 0.0008696 | 0.00083675 | 0.0016396 | 0.0023515 | 100000 | 100000 | 0 | 0 | 0
1907 |  |  |  | 9795.2055 |  |  |  |  | 7187.7006 | 7264.1756 | 7340.6506 | 7417.1256 | 7493.6006 | 25149.5172 | 24470.0636 | 23790.61 | 23111.1565 | 22431.7029 |  | 0.05783 |  |  |  |  | 1 | 1 | 1 | 1 | 1 | [5 empty] | 12.8699 | 11.6254 | 570.7763 | 26826.484 | 684.9315 | 0.067722 | 0.00086587 | 0.00083964 | 0.00088269 | 0.00087974 | 0.067722 | 0.00086587 | 0.00083964 | 0.00088269 | 0.00087974 | 100000 | 100000 | 0 | 0 | 0
1908 |  |  |  | 9795.2055 |  |  |  |  | 8125.2267 | 8246.4967 | 8367.7667 | 8489.0367 | 8610.3067 | 23822.5923 | 23178.9877 | 22535.3831 | 21891.7784 | 21248.1738 |  | 0.05926 |  |  |  |  | 1 | 1 | 1 | 1 | 1 | [5 empty] | 11.9462 | 11.8379 | 570.7763 | 26826.484 | 684.9315 | 0.06874 | 0.00085405 | 0.00084755 | 0.00087598 | 0.00090265 | 0.06874 | 0.00085405 | 0.00084755 | 0.00087598 | 0.00090265 | 100000 | 100000 | 0 | 0 | 0
1909 |  |  |  | 9795.2055 |  |  |  |  | 7737.4271 | 7911.8246 | 8086.2221 | 8260.6196 | 8435.0171 | 23511.9172 | 22876.7059 | 22241.4947 | 21606.2834 | 20971.0722 |  | 0.12805 |  |  |  |  | 1 | 1 | 1 | 1 | 1 | [5 empty] | 12.8694 | 11.7868 | 570.7763 | 26826.484 | 684.9315 | 0.069716 | 0.00088448 | 0.00087961 | 0.00089264 | 0.00092099 | 0.069716 | 0.00088448 | 0.00087961 | 0.00089264 | 0.00092099 | 100000 | 100000 | 0 | 0 | 0
1910 |  |  |  | 9795.2055 |  |  |  |  | 6849.4073 | 7094.2298 | 7339.0523 | 7583.8748 | 7828.6973 | 23125.746 | 22500.9678 | 21876.1895 | 21251.4113 | 20626.6331 |  | 0.05523 |  |  |  |  | 1 | 1 | 1 | 1 | 1 | [5 empty] | 13.8162 | 11.914 | 570.7763 | 26826.484 | 684.9315 | 0.073427 | 0.00099358 | 0.00096076 | 0.00093439 | 0.00088245 | 0.073427 | 0.00099358 | 0.00096076 | 0.00093439 | 0.00088245 | 100000 | 100000 | 0 | 0 | 0
1911 |  |  |  | 9795.2055 |  |  |  |  | 6186.2287 | 6515.4462 | 6844.6637 | 7173.8812 | 7503.0987 | 23421.9113 | 22789.1317 | 22156.3521 | 21523.5725 | 20890.7929 |  | 0.02457 |  |  |  |  | 1 | 1 | 1 | 1 | 1 | [5 empty] | 12.6762 | 11.6585 | 570.7763 | 26826.484 | 684.9315 | 0.071576 | 0.0010313 | 0.00097241 | 0.00099985 | 0.00097996 | 0.071576 | 0.0010313 | 0.00097241 | 0.00099984 | 0.00097995 | 100000 | 100000 | 0 | 0 | 0
1912 |  |  |  | 9795.2055 |  |  |  |  | 5826.2764 | 6131.9264 | 6437.5764 | 6743.2264 | 7048.8764 | 24159.4151 | 23506.7107 | 22854.0062 | 22201.3018 | 21548.5974 |  | 0.03785 |  |  |  |  | 1 | 1 | 1 | 1 | 1 | [5 empty] | 13.0862 | 11.7366 | 570.7763 | 26826.484 | 684.9315 | 0.075693 | 0.0016684 | 0.001311 | 0.0014307 | 0.001074 | 0.075693 | 0.0016684 | 0.001311 | 0.0014307 | 0.001074 | 100000 | 100000 | 0 | 0 | 0
1913 |  |  |  | 9795.2055 |  |  |  |  | 5869.5945 | 6224.1103 | 6578.6261 | 6933.142 | 7287.6578 | 25658.6181 | 24965.4104 | 24272.2027 | 23578.9949 | 22885.7872 |  | 0.03502 |  |  |  |  | 1 | 1 | 1 | 1 | 1 | [5 empty] | 13.0848 | 11.7758 | 570.7763 | 26826.484 | 684.9315 | 0.080093 | 0.011589 | 0.0042305 | 0.029799 | 0.036069 | 0.080093 | 0.011589 | 0.0042305 | 0.029799 | 0.036069 | 100000 | 100000 | 0 | 0 | 0
1914 |  |  |  | 9795.2055 |  |  |  |  | 6602.907 | 7017.3712 | 7431.8353 | 7846.2995 | 8260.7637 | 27212.9885 | 26477.7871 | 25742.5856 | 25007.3841 | 24272.1826 |  | 0.01281 |  |  |  |  | 1 | 1 | 1 | 1 | 1 | [5 empty] | 12.6638 | 11.7648 | 570.7763 | 26826.484 | 684.9315 | 0.08433 | 0.061355 | 0.061833 | 0.065989 | 0.045376 | 0.08433 | 0.061355 | 0.061833 | 0.065989 | 0.045376 | 100000 | 100000 | 0 | 0 | 0
1915 |  |  |  | 9795.2055 |  |  |  |  | 7202.1399 | 7693.8207 | 8185.5016 | 8677.1824 | 9168.8632 | 28147.9234 | 27387.4631 | 26627.0029 | 25866.5427 | 25106.0825 |  | 0 |  |  |  |  | 1 | 1 | 1 | 1 | 1 | [5 empty] | 11.9489 | 11.7117 | 570.7763 | 26826.484 | 684.9315 | 0.090376 | 0.075516 | 0.068974 | 0.076024 | 0.058923 | 0.090376 | 0.075516 | 0.068974 | 0.076024 | 0.058923 | 100000 | 100000 | 0 | 0 | 0
1916 |  |  |  | 9795.2055 |  |  |  |  | 7454.8285 | 7991.6076 | 8528.3868 | 9065.166 | 9601.9451 | 28734.435 | 27958.1293 | 27181.8235 | 26405.5178 | 25629.2121 |  | 0 |  |  |  |  | 1 | 1 | 1 | 1 | 1 | [5 empty] | 9.0579 | 11.5737 | 570.7763 | 26826.484 | 684.9315 | 0.10059 | 0.081688 | 0.075989 | 0.083348 | 0.060073 | 0.10059 | 0.081688 | 0.075989 | 0.083348 | 0.060073 | 100000 | 100000 | 0 | 0 | 0
1917 |  |  |  | 9795.2055 |  |  |  |  | 6911.2902 | 7407.7552 | 7904.2202 | 8400.6852 | 8897.1502 | 28190.4955 | 27428.8851 | 26667.2748 | 25905.6644 | 25144.054 |  | 0 |  |  |  |  | 1 | 1 | 1 | 1 | 1 | [5 empty] | 7.4384 | 11.2493 | 570.7763 | 26826.484 | 684.9315 | 0.09988 | 0.081169 | 0.073491 | 0.081609 | 0.059923 | 0.09988 | 0.081169 | 0.073491 | 0.081609 | 0.059923 | 100000 | 100000 | 0 | 0 | 0
1918 |  |  |  | 9795.2055 |  |  |  |  | 6073.8081 | 6475.3481 | 6876.8881 | 7278.4281 | 7679.9681 | 25377.92 | 24692.2958 | 24006.6715 | 23321.0473 | 22635.4231 |  | 0 |  |  |  |  | 1 | 1 | 1 | 1 | 1 | [5 empty] | 6.0386 | 11.0118 | 570.7763 | 26826.484 | 684.9315 | 0.099703 | 0.079936 | 0.072828 | 0.080591 | 0.05979 | 0.099703 | 0.079936 | 0.072828 | 0.080591 | 0.05979 | 100000 | 100000 | 0 | 0 | 0
1919 |  |  |  | 9795.2055 |  |  |  |  | 5804.6174 | 6146.7041 | 6488.7907 | 6830.8774 | 7172.9641 | 19298.8354 | 18777.4472 | 18256.0589 | 17734.6707 | 17213.2824 |  | 0 |  |  |  |  | 1 | 1 | 1 | 1 | 1 | [5 empty] | 4.8658 | 10.7811 | 570.7763 | 26826.484 | 684.9315 | 0.10259 | 0.080203 | 0.070996 | 0.08012 | 0.059573 | 0.10259 | 0.080203 | 0.070996 | 0.08012 | 0.059573 | 100000 | 100000 | 0 | 0 | 0
1920 |  |  |  | 9795.2055 |  |  |  |  | 4203.9127 | 4465.2627 | 4726.6127 | 4987.9627 | 5249.3127 | 13626.2882 | 13258.1527 | 12890.0172 | 12521.8816 | 12153.7461 |  | 0 |  |  |  |  | 1 | 1 | 1 | 1 | 1 | [5 empty] | 4.6245 | 9.6525 | 570.7763 | 26826.484 | 684.9315 | 0.10279 | 0.08382 | 0.074124 | 0.082759 | 0.060387 | 0.10279 | 0.08382 | 0.074124 | 0.082759 | 0.060387 | 100000 | 100000 | 0 | 0 | 0
1921 |  |  |  | 9795.2055 |  |  |  |  | 2850.2024 | 3046.8199 | 3243.4374 | 3440.0549 | 3636.6724 | 11147.7419 | 10846.5682 | 10545.3945 | 10244.2208 | 9943.0471 |  | 0 |  |  |  |  | 1 | 1 | 1 | 1 | 1 | [5 empty] | 3.9665 | 8.8002 | 570.7763 | 26826.484 | 684.9315 | 0.10364 | 0.08343 | 0.073202 | 0.082004 | 0.060423 | 0.10364 | 0.08343 | 0.073202 | 0.082004 | 0.060423 | 100000 | 100000 | 0 | 0 | 0
1922 |  |  |  | 9795.2055 |  |  |  |  | 2131.7417 | 2231.7267 | 2331.7117 | 2431.6967 | 2531.6817 | 12100.4542 | 11773.5415 | 11446.6288 | 11119.7161 | 10792.8034 |  | 0 |  |  |  |  | 1 | 1 | 1 | 1 | 1 | [5 empty] | 3.8002 | 7.9047 | 570.7763 | 26826.484 | 684.9315 | 0.10464 | 0.085858 | 0.076808 | 0.087752 | 0.061616 | 0.10464 | 0.085858 | 0.076808 | 0.087752 | 0.061616 | 100000 | 100000 | 0 | 0 | 0
1923 |  |  |  | 9795.2055 |  |  |  |  | 1826.473 | 1875.3105 | 1924.148 | 1972.9855 | 2021.823 | 12200.5501 | 11870.9331 | 11541.3161 | 11211.6992 | 10882.0822 |  | 0 |  |  |  |  | 1 | 1 | 1 | 1 | 1 | [5 empty] | 3.8379 | 7.7969 | 570.7763 | 26826.484 | 684.9315 | 0.10494 | 0.085215 | 0.075485 | 0.08462 | 0.061907 | 0.10494 | 0.085215 | 0.075485 | 0.08462 | 0.061907 | 100000 | 100000 | 0 | 0 | 0
1924 |  |  |  | 9795.2055 |  |  |  |  | 1789.4708 | 1830.8558 | 1872.2408 | 1913.6258 | 1955.0108 | 13827.8929 | 13454.3107 | 13080.7286 | 12707.1464 | 12333.5642 |  | 0 |  |  |  |  | 1 | 1 | 1 | 1 | 1 | [5 empty] | 3.3315 | 7.5183 | 570.7763 | 26826.484 | 684.9315 | 0.1037 | 0.088199 | 0.078001 | 0.083415 | 0.061289 | 0.1037 | 0.088199 | 0.078001 | 0.083415 | 0.061289 | 100000 | 100000 | 0 | 0 | 0
1925 |  |  |  | 9795.2055 |  |  |  |  | 1965.2315 | 2006.204 | 2047.1765 | 2088.149 | 2129.1215 | 17759.956 | 17280.143 | 16800.33 | 16320.517 | 15840.704 |  | 0 |  |  |  |  | 1 | 1 | 1 | 1 | 1 | [5 empty] | 1.73 | 6.7361 | 570.7763 | 26826.484 | 684.9315 | 0.10541 | 0.090957 | 0.079769 | 0.082359 | 0.061915 | 0.10541 | 0.090957 | 0.079769 | 0.082359 | 0.061915 | 100000 | 100000 | 0 | 0 | 0
1926 |  |  |  | 9795.2055 |  |  |  |  | 2704.249 | 2745.359 | 2786.469 | 2827.579 | 2868.689 | 26252.4994 | 25543.247 | 24833.9947 | 24124.7423 | 23415.4899 |  | 0 |  |  |  |  | 1 | 1 | 1 | 1 | 1 | [5 empty] | 0.54939 | 7.2212 | 570.7763 | 26826.484 | 684.9315 | 0.1104 | 0.093482 | 0.089115 | 0.092992 | 0.064798 | 0.1104 | 0.093483 | 0.089115 | 0.092991 | 0.064798 | 100000 | 100000 | 0 | 0 | 0
1927 |  |  |  | 9795.2055 |  |  |  |  | 4233.6761 | 4274.9236 | 4316.1711 | 4357.4186 | 4398.6661 | 30958.8602 | 30122.4581 | 29286.056 | 28449.654 | 27613.2519 |  | 0.02987 |  |  |  |  | 1 | 1 | 1 | 1 | 1 | [5 empty] | 2.2831 | 7.9795 | 570.7763 | 26826.484 | 684.9315 | 0.11275 | 0.096458 | 0.092029 | 0.095048 | 0.079418 | 0.11275 | 0.096458 | 0.092029 | 0.095048 | 0.079418 | 100000 | 100000 | 0 | 0 | 0
1928 |  |  |  | 9795.2055 |  |  |  |  | 5216.2919 | 5257.8144 | 5299.3369 | 5340.8594 | 5382.3819 | 29721.6274 | 28918.6511 | 28115.6748 | 27312.6985 | 26509.7222 |  | 0.21533 |  |  |  |  | 1 | 1 | 1 | 1 | 1 | [5 empty] | 1.907 | 8.5132 | 570.7763 | 26826.484 | 684.9315 | 0.11131 | 0.092632 | 0.085785 | 0.083464 | 0.05542 | 0.11131 | 0.092632 | 0.085785 | 0.083464 | 0.05542 | 100000 | 100000 | 0 | 0 | 0
1929 |  |  |  | 9795.2055 |  |  |  |  | 4589.309 | 4638.9715 | 4688.634 | 4738.2965 | 4787.959 | 27861.1855 | 27108.4719 | 26355.7584 | 25603.0448 | 24850.3313 |  | 0.38379 |  |  |  |  | 1 | 1 | 1 | 1 | 1 | [5 empty] | 1.4976 | 9.3419 | 570.7763 | 26826.484 | 684.9315 | 0.10585 | 0.086419 | 0.06518 | 0.043867 | 0.042836 | 0.10585 | 0.086419 | 0.06518 | 0.043867 | 0.042836 | 100000 | 100000 | 0 | 0 | 0
1930 |  |  |  | 9795.2055 |  |  |  |  | 4343.6551 | 4419.1401 | 4494.6251 | 4570.1101 | 4645.5951 | 26055.9995 | 25352.0559 | 24648.1123 | 23944.1686 | 23240.225 |  | 0.53973 |  |  |  |  | 1 | 1 | 1 | 1 | 1 | [5 empty] | 0.30328 | 9.9634 | 570.7763 | 26826.484 | 684.9315 | 0.098079 | 0.062977 | 0.028473 | 0.019265 | 0.010364 | 0.098079 | 0.062977 | 0.028473 | 0.019265 | 0.010364 | 100000 | 100000 | 0 | 0 | 0
1931 |  |  |  | 9795.2055 |  |  |  |  | 4524.555 | 4634.3025 | 4744.05 | 4853.7975 | 4963.545 | 24628.9911 | 23963.6004 | 23298.2096 | 22632.8189 | 21967.4281 |  | 0.59855 |  |  |  |  | 1 | 1 | 1 | 1 | 1 | [5 empty] | 0.49713 | 9.7942 | 570.7763 | 26826.484 | 684.9315 | 0.096296 | 0.039315 | 0.019548 | 0.00686 | 0.0068239 | 0.096296 | 0.039315 | 0.019548 | 0.00686 | 0.0068239 | 100000 | 100000 | 0 | 0 | 0
1932 |  |  |  | 9795.2055 |  |  |  |  | 5113.5078 | 5278.5011 | 5443.4945 | 5608.4878 | 5773.4811 | 23329.778 | 22699.4876 | 22069.1971 | 21438.9066 | 20808.6161 |  | 0.67484 |  |  |  |  | 1 | 1 | 1 | 1 | 1 | [5 empty] | 1.077 | 8.9192 | 570.7763 | 26826.484 | 684.9315 | 0.096296 | 0.039486 | 0.019603 | 0.0068818 | 0.0070446 | 0.096296 | 0.039486 | 0.019603 | 0.0068818 | 0.0070446 | 100000 | 100000 | 0 | 0 | 0
1933 |  |  |  | 9795.2055 |  |  |  |  | 5149.4822 | 5351.5997 | 5553.7172 | 5755.8347 | 5957.9522 | 23025.3702 | 22403.3038 | 21781.2374 | 21159.171 | 20537.1046 |  | 0.62647 |  |  |  |  | 1 | 1 | 1 | 1 | 1 | [5 empty] | 1.3481 | 7.5296 | 570.7763 | 26826.484 | 684.9315 | 0.096194 | 0.038776 | 0.019571 | 0.0068908 | 0.0069278 | 0.096194 | 0.038776 | 0.019571 | 0.0068908 | 0.0069278 | 100000 | 100000 | 0 | 0 | 0
1934 |  |  |  | 9795.2055 |  |  |  |  | 5047.726 | 5317.876 | 5588.026 | 5858.176 | 6128.326 | 22647.1926 | 22035.3432 | 21423.4939 | 20811.6445 | 20199.7952 |  | 0.46029 |  |  |  |  | 1 | 1 | 1 | 1 | 1 | [5 empty] | 1.2097 | 5.5356 | 570.7763 | 26826.484 | 684.9315 | 0.096186 | 0.038733 | 0.019268 | 0.0066482 | 0.0067238 | 0.096186 | 0.038733 | 0.019268 | 0.0066482 | 0.0067238 | 100000 | 100000 | 0 | 0 | 0
1935 |  |  |  | 9795.2055 |  |  |  |  | 4846.2692 | 5170.1517 | 5494.0342 | 5817.9167 | 6141.7992 | 22937.064 | 22317.3833 | 21697.7026 | 21078.0219 | 20458.3412 |  | 0.36136 |  |  |  |  | 1 | 1 | 1 | 1 | 1 | [5 empty] | 0.97993 | 5.0791 | 570.7763 | 26826.484 | 684.9315 | 0.096542 | 0.038588 | 0.019416 | 0.0072411 | 0.0067785 | 0.096542 | 0.038588 | 0.019416 | 0.0072411 | 0.0067785 | 100000 | 100000 | 0 | 0 | 0
1936 |  |  |  | 9795.2055 |  |  |  |  | 4428.9658 | 4850.7983 | 5272.6308 | 5694.4633 | 6116.2958 | 23659.1383 | 23019.9497 | 22380.761 | 21741.5724 | 21102.3837 |  | 0.31267 |  |  |  |  | 1 | 1 | 1 | 1 | 1 | [5 empty] | 1.2363 | 7.8601 | 570.7763 | 26826.484 | 684.9315 | 0.10215 | 0.078128 | 0.05093 | 0.039428 | 0.040128 | 0.10215 | 0.078128 | 0.05093 | 0.039428 | 0.040128 | 100000 | 100000 | 0 | 0 | 0
1937 |  |  |  | 9795.2055 |  |  |  |  | 4431.0215 | 5043.5599 | 5656.0982 | 6268.6365 | 6881.1749 | 25127.0091 | 24448.1636 | 23769.3181 | 23090.4726 | 22411.6271 |  | 0.17006 |  |  |  |  | 1 | 1 | 1 | 1 | 1 | [5 empty] | 1.4096 | 6.0165 | 570.7763 | 26826.484 | 684.9315 | 0.11016 | 0.092496 | 0.087088 | 0.088035 | 0.09079 | 0.11016 | 0.092496 | 0.087088 | 0.088035 | 0.09079 | 100000 | 100000 | 0 | 0 | 0
1938 |  |  |  | 9795.2055 |  |  |  |  | 5239.9322 | 6023.6514 | 6807.3705 | 7591.0897 | 8374.8089 | 26648.9052 | 25928.9433 | 25208.9814 | 24489.0195 | 23769.0576 |  | 0.01555 |  |  |  |  | 1 | 1 | 1 | 1 | 1 | [5 empty] | 1.8698 | 4.6672 | 570.7763 | 26826.484 | 684.9315 | 0.11568 | 0.11904 | 0.093071 | 0.10651 | 0.099292 | 0.11568 | 0.11904 | 0.093071 | 0.10651 | 0.099292 | 100000 | 100000 | 0 | 0 | 0
1939 |  |  |  | 9795.2055 |  |  |  |  | 6406.5315 | 7236.999 | 8067.4665 | 8897.934 | 9728.4015 | 27564.7326 | 26820.0282 | 26075.3238 | 25330.6194 | 24585.915 |  | 0 |  |  |  |  | 1 | 1 | 1 | 1 | 1 | [5 empty] | 1.2441 | 8.371 | 570.7763 | 26826.484 | 684.9315 | 0.11783 | 0.1305 | 0.11034 | 0.11255 | 0.10631 | 0.11783 | 0.1305 | 0.11035 | 0.11255 | 0.10631 | 100000 | 100000 | 0 | 0 | 0
1940 |  |  |  | 9795.2055 |  |  |  |  | 7434.3722 | 8209.8422 | 8985.3122 | 9760.7822 | 10536.2522 | 28139.2673 | 27379.0409 | 26618.8146 | 25858.5882 | 25098.3619 |  | 0 |  |  |  |  | 1 | 1 | 1 | 1 | 1 | [5 empty] | 1.1891 | 9.1258 | 570.7763 | 26826.484 | 684.9315 | 0.11798 | 0.13062 | 0.11211 | 0.11158 | 0.10413 | 0.11798 | 0.13062 | 0.11211 | 0.11158 | 0.10413 | 100000 | 100000 | 0 | 0 | 0
1941 |  |  |  | 9795.2055 |  |  |  |  | 7140.4098 | 7769.4756 | 8398.5414 | 9027.6073 | 9656.6731 | 27606.9685 | 26861.123 | 26115.2775 | 25369.4321 | 24623.5866 |  | 0 |  |  |  |  | 1 | 1 | 1 | 1 | 1 | [5 empty] | 1.7962 | 10.7362 | 570.7763 | 26826.484 | 684.9315 | 0.11442 | 0.10022 | 0.089681 | 0.10363 | 0.097866 | 0.11442 | 0.10022 | 0.089681 | 0.10363 | 0.097866 | 100000 | 100000 | 0 | 0 | 0
1942 |  |  |  | 9795.2055 |  |  |  |  | 6293.469 | 6827.9098 | 7362.3507 | 7896.7915 | 8431.2323 | 24853.0476 | 24181.6036 | 23510.1596 | 22838.7156 | 22167.2717 |  | 0 |  |  |  |  | 1 | 1 | 1 | 1 | 1 | [5 empty] | 1.7756 | 11.2568 | 570.7763 | 26826.484 | 684.9315 | 0.11121 | 0.093855 | 0.085183 | 0.094592 | 0.092041 | 0.11121 | 0.093855 | 0.085183 | 0.094592 | 0.092041 | 100000 | 100000 | 0 | 0 | 0
1943 |  |  |  | 9795.2055 |  |  |  |  | 5825.8014 | 6279.5331 | 6733.2648 | 7186.9964 | 7640.7281 | 18901.2133 | 18390.5675 | 17879.9216 | 17369.2757 | 16858.6299 |  | 0 |  |  |  |  | 1 | 1 | 1 | 1 | 1 | [5 empty] | 2.1641 | 8.6015 | 570.7763 | 26826.484 | 684.9315 | 0.1101 | 0.088128 | 0.08043 | 0.091481 | 0.087143 | 0.1101 | 0.088128 | 0.08043 | 0.091481 | 0.087143 | 100000 | 100000 | 0 | 0 | 0
1944 |  |  |  | 9795.2055 |  |  |  |  | 4073.3329 | 4446.8513 | 4820.3696 | 5193.8879 | 5567.4063 | 13345.7848 | 12985.2276 | 12624.6703 | 12264.113 | 11903.5558 |  | 0 |  |  |  |  | 1 | 1 | 1 | 1 | 1 | [5 empty] | 2.8982 | 8.7123 | 570.7763 | 26826.484 | 684.9315 | 0.10718 | 0.085348 | 0.07738 | 0.088141 | 0.082042 | 0.10718 | 0.085348 | 0.07738 | 0.088141 | 0.082042 | 100000 | 100000 | 0 | 0 | 0
1945 |  |  |  | 9795.2055 |  |  |  |  | 2840.3421 | 3039.0221 | 3237.7021 | 3436.3821 | 3635.0621 | 10973.544 | 10677.0765 | 10380.6091 | 10084.1416 | 9787.6741 |  | 0 |  |  |  |  | 1 | 1 | 1 | 1 | 1 | [5 empty] | 3.7736 | 9.5248 | 570.7763 | 26826.484 | 684.9315 | 0.10517 | 0.084613 | 0.076714 | 0.086482 | 0.080771 | 0.10516 | 0.084613 | 0.076714 | 0.086482 | 0.080771 | 100000 | 100000 | 0 | 0 | 0
1946 |  |  |  | 9795.2055 |  |  |  |  | 2124.367 | 2223.032 | 2321.697 | 2420.362 | 2519.027 | 11911.456 | 11589.6493 | 11267.8427 | 10946.0361 | 10624.2295 |  | 0 |  |  |  |  | 1 | 1 | 1 | 1 | 1 | [5 empty] | 3.9346 | 12.7835 | 570.7763 | 26826.484 | 684.9315 | 0.10403 | 0.08448 | 0.076778 | 0.085431 | 0.080431 | 0.10403 | 0.08448 | 0.076778 | 0.085431 | 0.080431 | 100000 | 100000 | 0 | 0 | 0
1947 |  |  |  | 9795.2055 |  |  |  |  | 1820.1543 | 1868.1668 | 1916.1793 | 1964.1918 | 2012.2043 | 12009.706 | 11685.245 | 11360.784 | 11036.323 | 10711.862 |  | 0 |  |  |  |  | 1 | 1 | 1 | 1 | 1 | [5 empty] | 4.2783 | 14.7808 | 570.7763 | 26826.484 | 684.9315 | 0.10328 | 0.083438 | 0.075827 | 0.084942 | 0.080617 | 0.10328 | 0.083438 | 0.075827 | 0.084942 | 0.080617 | 100000 | 100000 | 0 | 0 | 0
1948 |  |  |  | 9795.2055 |  |  |  |  | 1783.2801 | 1824.2526 | 1865.2251 | 1906.1976 | 1947.1701 | 13611.5247 | 13243.788 | 12876.0514 | 12508.3147 | 12140.5781 |  | 0 |  |  |  |  | 1 | 1 | 1 | 1 | 1 | [5 empty] | 4.7057 | 14.5996 | 570.7763 | 26826.484 | 684.9315 | 0.091325 | 0.067676 | 0.06378 | 0.074272 | 0.057773 | 0.091325 | 0.067676 | 0.06378 | 0.074272 | 0.057773 | 100000 | 100000 | 0 | 0 | 0
1949 |  |  |  | 9795.2055 |  |  |  |  | 1958.4328 | 2001.0553 | 2043.6778 | 2086.3003 | 2128.9228 | 17482.4085 | 17010.0939 | 16537.7792 | 16065.4646 | 15593.15 |  | 0 |  |  |  |  | 1 | 1 | 1 | 1 | 1 | [5 empty] | 5.1159 | 14.9286 | 570.7763 | 26826.484 | 684.9315 | 0.090216 | 0.065238 | 0.063859 | 0.073547 | 0.058628 | 0.090216 | 0.065238 | 0.063859 | 0.073547 | 0.058628 | 100000 | 100000 | 0 | 0 | 0
1950 |  |  |  | 9795.2055 |  |  |  |  | 2694.8937 | 2733.8037 | 2772.7137 | 2811.6237 | 2850.5337 | 25842.0566 | 25143.893 | 24445.7294 | 23747.5658 | 23049.4022 |  | 0 |  |  |  |  | 1 | 1 | 1 | 1 | 1 | [5 empty] | 4.2171 | 13.6627 | 570.7763 | 26826.484 | 684.9315 | 0.090901 | 0.064313 | 0.061815 | 0.074989 | 0.060582 | 0.090901 | 0.064313 | 0.061815 | 0.074989 | 0.060582 | 100000 | 100000 | 0 | 0 | 0
1951 |  |  |  | 9795.2055 |  |  |  |  | 4219.0297 | 4259.0397 | 4299.0497 | 4339.0597 | 4379.0697 | 30472.2307 | 29648.9757 | 28825.7206 | 28002.4656 | 27179.2106 |  | 0.0469 |  |  |  |  | 1 | 1 | 1 | 1 | 1 | [5 empty] | 3.2878 | 12.5712 | 570.7763 | 26826.484 | 684.9315 | 0.09711 | 0.069104 | 0.067407 | 0.080129 | 0.072732 | 0.09711 | 0.069104 | 0.067407 | 0.080129 | 0.072732 | 100000 | 100000 | 0 | 0 | 0
1952 |  |  |  | 9795.2055 |  |  |  |  | 5198.2461 | 5240.0436 | 5281.8411 | 5323.6386 | 5365.4361 | 29254.8303 | 28464.4652 | 27674.1002 | 26883.7352 | 26093.3701 |  | 0.26938 |  |  |  |  | 1 | 1 | 1 | 1 | 1 | [5 empty] | 2.421 | 12.8457 | 570.7763 | 26826.484 | 684.9315 | 0.095017 | 0.062677 | 0.061514 | 0.065938 | 0.052795 | 0.095017 | 0.062677 | 0.061514 | 0.065938 | 0.052795 | 100000 | 100000 | 0 | 0 | 0
1953 |  |  |  | 9795.2055 |  |  |  |  | 4573.4322 | 4622.5997 | 4671.7672 | 4720.9347 | 4770.1022 | 27424.3182 | 26683.4073 | 25942.4964 | 25201.5855 | 24460.6746 |  | 0.47875 |  |  |  |  | 1 | 1 | 1 | 1 | 1 | [5 empty] | 1.5937 | 13.1369 | 570.7763 | 26826.484 | 684.9315 | 0.08796 | 0.057408 | 0.048862 | 0.031467 | 0.03871 | 0.08796 | 0.057408 | 0.048862 | 0.031467 | 0.03871 | 100000 | 100000 | 0 | 0 | 0
1954 |  |  |  | 9795.2055 |  |  |  |  | 4328.6281 | 4403.6181 | 4478.6081 | 4553.5981 | 4628.5881 | 25647.6998 | 24954.787 | 24261.8743 | 23568.9615 | 22876.0488 |  | 0.63767 |  |  |  |  | 1 | 1 | 1 | 1 | 1 | [5 empty] | 1.6879 | 12.6812 | 570.7763 | 26826.484 | 684.9315 | 0.082476 | 0.0037417 | 0.0097772 | 0.0072738 | 0.0077165 | 0.082476 | 0.0037417 | 0.0097772 | 0.0072738 | 0.0077165 | 100000 | 100000 | 0 | 0 | 0
1955 |  |  |  | 9795.2055 |  |  |  |  | 4508.9023 | 4614.3598 | 4719.8173 | 4825.2748 | 4930.7323 | 24243.3368 | 23588.3651 | 22933.3934 | 22278.4217 | 21623.45 |  | 0.74263 |  |  |  |  | 1 | 1 | 1 | 1 | 1 | [5 empty] | 1.4545 | 11.7897 | 570.7763 | 26826.484 | 684.9315 | 0.080899 | 0.0035033 | 0.0097354 | 0.0072827 | 0.0072588 | 0.080899 | 0.0035033 | 0.0097354 | 0.0072827 | 0.0072588 | 100000 | 100000 | 0 | 0 | 0
1956 |  |  |  | 9795.2055 |  |  |  |  | 5095.8176 | 5264.6601 | 5433.5026 | 5602.3451 | 5771.1876 | 22964.6484 | 22344.2225 | 21723.7966 | 21103.3707 | 20482.9447 |  | 0.7803 |  |  |  |  | 1 | 1 | 1 | 1 | 1 | [5 empty] | 1.2318 | 10.9777 | 570.7763 | 26826.484 | 684.9315 | 0.081173 | 0.0035171 | 0.0097405 | 0.0072875 | 0.0072648 | 0.081173 | 0.0035171 | 0.0097405 | 0.0072875 | 0.0072648 | 100000 | 100000 | 0 | 0 | 0
1957 |  |  |  | 9795.2055 |  |  |  |  | 5131.6675 | 5344.785 | 5557.9025 | 5771.02 | 5984.1375 | 22664.8885 | 22052.561 | 21440.2336 | 20827.9062 | 20215.5787 |  | 0.79758 |  |  |  |  | 1 | 1 | 1 | 1 | 1 | [5 empty] | 1.3201 | 10.5583 | 570.7763 | 26826.484 | 684.9315 | 0.081421 | 0.0035296 | 0.0097877 | 0.007329 | 0.0075383 | 0.081421 | 0.0035296 | 0.0097877 | 0.007329 | 0.0075383 | 100000 | 100000 | 0 | 0 | 0
1958 |  |  |  | 9795.2055 |  |  |  |  | 5030.2633 | 5288.9733 | 5547.6833 | 5806.3933 | 6065.1033 | 22292.6331 | 21690.3628 | 21088.0924 | 20485.822 | 19883.5516 |  | 0.75297 |  |  |  |  | 1 | 1 | 1 | 1 | 1 | [5 empty] | 1.5146 | 10.2586 | 570.7763 | 26826.484 | 684.9315 | 0.085577 | 0.0035369 | 0.009782 | 0.0075594 | 0.0075124 | 0.085577 | 0.0035369 | 0.009782 | 0.0075593 | 0.0075124 | 100000 | 100000 | 0 | 0 | 0
1959 |  |  |  | 9795.2055 |  |  |  |  | 4829.5035 | 5153.386 | 5477.2685 | 5801.151 | 6125.0335 | 22577.8458 | 21967.87 | 21357.8941 | 20747.9183 | 20137.9424 |  | 0.61355 |  |  |  |  | 1 | 1 | 1 | 1 | 1 | [5 empty] | 1.3263 | 9.6562 | 570.7763 | 26826.484 | 684.9315 | 0.088055 | 0.003543 | 0.010322 | 0.0078241 | 0.0075253 | 0.088055 | 0.003543 | 0.010322 | 0.0078241 | 0.0075253 | 100000 | 100000 | 0 | 0 | 0
1960 |  |  |  | 9795.2055 |  |  |  |  | 4413.6438 | 4835.4771 | 5257.3105 | 5679.1438 | 6100.9771 | 23288.4932 | 22659.3181 | 22030.143 | 21400.9679 | 20771.7928 |  | 0.46275 |  |  |  |  | 1 | 1 | 1 | 1 | 1 | [5 empty] | 1.2046 | 8.0295 | 570.7763 | 26826.484 | 684.9315 | 0.094389 | 0.044414 | 0.039897 | 0.040551 | 0.040741 | 0.094389 | 0.044414 | 0.039897 | 0.040551 | 0.040741 | 100000 | 100000 | 0 | 0 | 0
1961 |  |  |  | 9795.2055 |  |  |  |  | 4415.6924 | 5046.7924 | 5677.8924 | 6308.9924 | 6940.0924 | 24733.1582 | 24064.9532 | 23396.7482 | 22728.5432 | 22060.3382 |  | 0.23486 |  |  |  |  | 1 | 1 | 1 | 1 | 1 | [5 empty] | 1.6309 | 6.1418 | 570.7763 | 26826.484 | 684.9315 | 0.10693 | 0.099891 | 0.081731 | 0.084708 | 0.051605 | 0.10693 | 0.099891 | 0.081731 | 0.084708 | 0.051605 | 100000 | 100000 | 0 | 0 | 0
1962 |  |  |  | 9795.2055 |  |  |  |  | 5221.8046 | 5982.0121 | 6742.2196 | 7502.4271 | 8262.6346 | 26231.0025 | 25522.3309 | 24813.6593 | 24104.9877 | 23396.3161 |  | 0.02145 |  |  |  |  | 1 | 1 | 1 | 1 | 1 | [5 empty] | 2.4764 | 3.8669 | 570.7763 | 26826.484 | 684.9315 | 0.1141 | 0.11853 | 0.10519 | 0.10441 | 0.10205 | 0.1141 | 0.11853 | 0.10519 | 0.10441 | 0.10205 | 100000 | 100000 | 0 | 0 | 0
1963 |  |  |  | 9795.2055 |  |  |  |  | 6384.368 | 7209.3355 | 8034.303 | 8859.2705 | 9684.238 | 27132.6668 | 26399.6353 | 25666.6039 | 24933.5724 | 24200.5409 |  | 0 |  |  |  |  | 1 | 1 | 1 | 1 | 1 | [5 empty] | 3.5319 | 2.442 | 570.7763 | 26826.484 | 684.9315 | 0.11528 | 0.15237 | 0.11728 | 0.11993 | 0.10799 | 0.11528 | 0.15237 | 0.11728 | 0.11993 | 0.10799 | 100000 | 100000 | 0 | 0 | 0
1964 |  |  |  | 9795.2055 |  |  |  |  | 7408.6529 | 8163.4438 | 8918.2346 | 9673.0254 | 10427.8163 | 27698.3234 | 26950.0099 | 26201.6963 | 25453.3827 | 24705.0692 |  | 0 |  |  |  |  | 1 | 1 | 1 | 1 | 1 | [5 empty] | 4.8695 | 1.7163 | 570.7763 | 26826.484 | 684.9315 | 0.11555 | 0.1533 | 0.11219 | 0.10751 | 0.10674 | 0.11555 | 0.1533 | 0.11219 | 0.10751 | 0.10674 | 100000 | 100000 | 0 | 0 | 0
1965 |  |  |  | 9795.2055 |  |  |  |  | 7115.7075 | 7771.9416 | 8428.1758 | 9084.41 | 9740.6441 | 27174.6387 | 26440.4733 | 25706.3079 | 24972.1425 | 24237.9771 |  | 0 |  |  |  |  | 1 | 1 | 1 | 1 | 1 | [5 empty] | 6.352 | 1.7008 | 570.7763 | 26826.484 | 684.9315 | 0.11476 | 0.1402 | 0.1049 | 0.10532 | 0.10267 | 0.11476 | 0.1402 | 0.1049 | 0.10532 | 0.10267 | 100000 | 100000 | 0 | 0 | 0
1966 |  |  |  | 9795.2055 |  |  |  |  | 6271.6967 | 6791.8392 | 7311.9817 | 7832.1242 | 8352.2667 | 24464.1627 | 23803.2251 | 23142.2874 | 22481.3498 | 21820.4121 |  | 0 |  |  |  |  | 1 | 1 | 1 | 1 | 1 | [5 empty] | 6.6016 | 2.1358 | 570.7763 | 26826.484 | 684.9315 | 0.11414 | 0.11029 | 0.097934 | 0.10055 | 0.077173 | 0.11414 | 0.11029 | 0.097934 | 0.10055 | 0.077173 | 100000 | 100000 | 0 | 0 | 0
1967 |  |  |  | 9795.2055 |  |  |  |  | 5805.647 | 6259.3795 | 6713.112 | 7166.8445 | 7620.577 | 18606.5687 | 18103.8831 | 17601.1975 | 17098.5119 | 16595.8264 |  | 0 |  |  |  |  | 1 | 1 | 1 | 1 | 1 | [5 empty] | 7.0221 | 3.0238 | 570.7763 | 26826.484 | 684.9315 | 0.11168 | 0.10763 | 0.094958 | 0.09117 | 0.067507 | 0.11168 | 0.10763 | 0.094958 | 0.09117 | 0.067507 | 100000 | 100000 | 0 | 0 | 0
1968 |  |  |  | 9795.2055 |  |  |  |  | 4059.2412 | 4443.0987 | 4826.9562 | 5210.8137 | 5594.6712 | 13137.9205 | 12782.979 | 12428.0375 | 12073.096 | 11718.1545 |  | 0 |  |  |  |  | 1 | 1 | 1 | 1 | 1 | [5 empty] | 7.5265 | 5.2054 | 570.7763 | 26826.484 | 684.9315 | 0.10815 | 0.10495 | 0.089449 | 0.09084 | 0.066189 | 0.10815 | 0.10495 | 0.089449 | 0.09084 | 0.066189 | 100000 | 100000 | 0 | 0 | 0
1969 |  |  |  | 9795.2055 |  |  |  |  | 2830.4441 | 3038.7491 | 3247.0541 | 3455.3591 | 3663.6641 | 8394.2417 | 8167.4581 | 7940.6745 | 7713.8909 | 7487.1074 |  | 0 |  |  |  |  | 1 | 1 | 1 | 1 | 1 | [5 empty] | 7.8181 | 7.1441 | 570.7763 | 26826.484 | 684.9315 | 0.10684 | 0.0983 | 0.088329 | 0.087484 | 0.065634 | 0.10684 | 0.0983 | 0.088329 | 0.087484 | 0.065634 | 100000 | 100000 | 0 | 0 | 0
1970 |  |  |  | 9795.2055 |  |  |  |  | 2116.964 | 2216.289 | 2315.614 | 2414.939 | 2514.264 | 9006.8273 | 8763.4938 | 8520.1602 | 8276.8267 | 8033.4932 |  | 0 |  |  |  |  | 1 | 1 | 1 | 1 | 1 | [5 empty] | 7.0425 | 8.8949 | 570.7763 | 26826.484 | 684.9315 | 0.1068 | 0.098483 | 0.088999 | 0.088566 | 0.066124 | 0.1068 | 0.098483 | 0.088999 | 0.088566 | 0.066124 | 100000 | 100000 | 0 | 0 | 0
1971 |  |  |  | 9795.2055 |  |  |  |  | 1813.8115 | 1862.814 | 1911.8165 | 1960.819 | 2009.8215 | 9384.2451 | 9130.7151 | 8877.185 | 8623.6549 | 8370.1249 |  | 0 |  |  |  |  | 1 | 1 | 1 | 1 | 1 | [5 empty] | 6.2137 | 11.369 | 570.7763 | 26826.484 | 684.9315 | 0.10662 | 0.096543 | 0.08689 | 0.086784 | 0.065439 | 0.10662 | 0.096543 | 0.08689 | 0.086784 | 0.065439 | 100000 | 100000 | 0 | 0 | 0
1972 |  |  |  | 9795.2055 |  |  |  |  | 1777.0657 | 1817.7632 | 1858.4607 | 1899.1582 | 1939.8557 | 11021.1182 | 10723.3654 | 10425.6127 | 10127.8599 | 9830.1072 |  | 0 |  |  |  |  | 1 | 1 | 1 | 1 | 1 | [5 empty] | 5.2988 | 12.0172 | 570.7763 | 26826.484 | 684.9315 | 0.10148 | 0.084027 | 0.072555 | 0.074534 | 0.057446 | 0.10148 | 0.084027 | 0.072555 | 0.074534 | 0.057446 | 100000 | 100000 | 0 | 0 | 0
1973 |  |  |  | 9795.2055 |  |  |  |  | 1951.6081 | 1993.5431 | 2035.4781 | 2077.4131 | 2119.3481 | 15586.7206 | 15165.6209 | 14744.5213 | 14323.4216 | 13902.322 |  | 0 |  |  |  |  | 1 | 1 | 1 | 1 | 1 | [5 empty] | 4.3112 | 12.1154 | 570.7763 | 26826.484 | 684.9315 | 0.10022 | 0.082967 | 0.072343 | 0.074531 | 0.057796 | 0.10022 | 0.082967 | 0.072343 | 0.074531 | 0.057796 | 100000 | 100000 | 0 | 0 | 0
1974 |  |  |  | 9795.2055 |  |  |  |  | 2685.5025 | 2725.65 | 2765.7975 | 2805.945 | 2846.0925 | 26073.2208 | 25368.8119 | 24664.403 | 23959.9942 | 23255.5853 |  | 0 |  |  |  |  | 1 | 1 | 1 | 1 | 1 | [5 empty] | 2.9887 | 12.4214 | 570.7763 | 26826.484 | 684.9315 | 0.099937 | 0.077124 | 0.074077 | 0.076758 | 0.059987 | 0.099937 | 0.077124 | 0.074077 | 0.076758 | 0.059987 | 100000 | 100000 | 0 | 0 | 0
1975 |  |  |  | 9795.2055 |  |  |  |  | 4204.3272 | 4246.9497 | 4289.5722 | 4332.1947 | 4374.8172 | 31953.3573 | 31090.0874 | 30226.8174 | 29363.5474 | 28500.2775 |  | 0.04175 |  |  |  |  | 1 | 1 | 1 | 1 | 1 | [5 empty] | 1.6558 | 13.11 | 570.7763 | 26826.484 | 684.9315 | 0.10012 | 0.076771 | 0.072592 | 0.069477 | 0.047326 | 0.10012 | 0.076771 | 0.072592 | 0.069477 | 0.047326 | 100000 | 100000 | 0 | 0 | 0
1976 |  |  |  | 9795.2055 |  |  |  |  | 5180.1312 | 5220.8287 | 5261.5262 | 5302.2237 | 5342.9212 | 32210.4724 | 31340.2561 | 30470.0398 | 29599.8234 | 28729.6071 |  | 0.22864 |  |  |  |  | 1 | 1 | 1 | 1 | 1 | [5 empty] | 1.0638 | 13.1217 | 570.7763 | 26826.484 | 684.9315 | 0.093022 | 0.0090873 | 0.028866 | 0.037299 | 0.038817 | 0.093022 | 0.0090873 | 0.028866 | 0.037299 | 0.038817 | 100000 | 100000 | 0 | 0 | 0
1977 |  |  |  | 9795.2055 |  |  |  |  | 4557.4948 | 4604.3523 | 4651.2098 | 4698.0673 | 4744.9248 | 28207.6036 | 27445.531 | 26683.4585 | 25921.3859 | 25159.3133 |  | 0.43212 |  |  |  |  | 1 | 1 | 1 | 1 | 1 | [5 empty] | 0.18325 | 12.4463 | 570.7763 | 26826.484 | 684.9315 | 0.076885 | 0.0026518 | 0.0034942 | 0.0043277 | 0.0064808 | 0.076885 | 0.0026518 | 0.0034942 | 0.0043277 | 0.0064808 | 100000 | 100000 | 0 | 0 | 0
1978 |  |  |  | 9795.2055 |  |  |  |  | 4313.5437 | 4388.0387 | 4462.5337 | 4537.0287 | 4611.5237 | 26143.0391 | 25436.7439 | 24730.4488 | 24024.1537 | 23317.8586 |  | 0.60674 |  |  |  |  | 1 | 1 | 1 | 1 | 1 | [5 empty] | 0.70097 | 11.4242 | 570.7763 | 26826.484 | 684.9315 | 0.07336 | 0.0026059 | 0.0034693 | 0.0037999 | 0.0061315 | 0.07336 | 0.0026059 | 0.0034693 | 0.0037999 | 0.0061314 | 100000 | 100000 | 0 | 0 | 0
1979 |  |  |  | 9795.2055 |  |  |  |  | 4493.1897 | 4599.7197 | 4706.2497 | 4812.7797 | 4919.3097 | 24307.6848 | 23650.9746 | 22994.2645 | 22337.5543 | 21680.8442 |  | 0.70744 |  |  |  |  | 1 | 1 | 1 | 1 | 1 | [5 empty] | 0.8701 | 11.0573 | 570.7763 | 26826.484 | 684.9315 | 0.081629 | 0.0028133 | 0.003694 | 0.0040463 | 0.0061286 | 0.081629 | 0.0028133 | 0.003694 | 0.0040463 | 0.0061286 | 100000 | 100000 | 0 | 0 | 0
1980 |  |  |  | 9795.2055 |  |  |  |  | 5078.0597 | 5246.903 | 5415.7463 | 5584.5897 | 5753.433 | 22259.3208 | 21657.9504 | 21056.58 | 20455.2096 | 19853.8392 |  | 0.76526 |  |  |  |  | 1 | 1 | 1 | 1 | 1 | [5 empty] | 1.0217 | 11.0428 | 570.7763 | 26826.484 | 684.9315 | 0.082435 | 0.0028277 | 0.0037236 | 0.0040496 | 0.0061447 | 0.082435 | 0.0028277 | 0.0037236 | 0.0040496 | 0.0061447 | 100000 | 100000 | 0 | 0 | 0
1981 |  |  |  | 9795.2055 |  |  |  |  | 5113.7847 | 5308.3397 | 5502.8947 | 5697.4497 | 5892.0047 | 21200.2297 | 20627.4723 | 20054.7149 | 19481.9575 | 18909.2001 |  | 0.78739 |  |  |  |  | 1 | 1 | 1 | 1 | 1 | [5 empty] | 1.0036 | 11.3829 | 570.7763 | 26826.484 | 684.9315 | 0.082719 | 0.0028191 | 0.0036994 | 0.0040482 | 0.0061434 | 0.082719 | 0.0028191 | 0.0036994 | 0.0040482 | 0.0061434 | 100000 | 100000 | 0 | 0 | 0
1982 |  |  |  | 9795.2055 |  |  |  |  | 5012.7339 | 5274.9639 | 5537.1939 | 5799.4239 | 6061.6539 | 20743.4811 | 20183.0635 | 19622.6459 | 19062.2283 | 18501.8107 |  | 0.68054 |  |  |  |  | 1 | 1 | 1 | 1 | 1 | [5 empty] | 1.3312 | 11.7718 | 570.7763 | 26826.484 | 684.9315 | 0.082736 | 0.0028245 | 0.0039254 | 0.0040476 | 0.0061512 | 0.082736 | 0.0028245 | 0.0039254 | 0.0040476 | 0.0061512 | 100000 | 100000 | 0 | 0 | 0
1983 |  |  |  | 9795.2055 |  |  |  |  | 4812.6736 | 5133.3386 | 5454.0036 | 5774.6686 | 6095.3336 | 20242.4165 | 19695.5359 | 19148.6553 | 18601.7748 | 18054.8942 |  | 0.48091 |  |  |  |  | 1 | 1 | 1 | 1 | 1 | [5 empty] | 1.441 | 11.8409 | 570.7763 | 26826.484 | 684.9315 | 0.08275 | 0.0028291 | 0.0039359 | 0.0040374 | 0.0061463 | 0.08275 | 0.0028291 | 0.0039359 | 0.0040374 | 0.0061463 | 100000 | 100000 | 0 | 0 | 0
1984 |  |  |  | 9795.2055 |  |  |  |  | 4398.2631 | 4821.5256 | 5244.7881 | 5668.0506 | 6091.3131 | 20523.5725 | 19969.096 | 19414.6196 | 18860.1431 | 18305.6667 |  | 0.4488 |  |  |  |  | 1 | 1 | 1 | 1 | 1 | [5 empty] | 1.3385 | 11.0259 | 570.7763 | 26826.484 | 684.9315 | 0.086629 | 0.0062918 | 0.0062424 | 0.0081557 | 0.031044 | 0.086629 | 0.0062918 | 0.0062424 | 0.0081557 | 0.031044 | 100000 | 100000 | 0 | 0 | 0
1985 |  |  |  | 9795.2055 |  |  |  |  | 4400.3046 | 5033.4671 | 5666.6296 | 6299.7921 | 6932.9546 | 21459.9582 | 20880.1838 | 20300.4095 | 19720.6351 | 19140.8607 |  | 0.23474 |  |  |  |  | 1 | 1 | 1 | 1 | 1 | [5 empty] | 1.2296 | 10.8052 | 570.7763 | 26826.484 | 684.9315 | 0.099485 | 0.067558 | 0.043457 | 0.04281 | 0.044357 | 0.099485 | 0.067558 | 0.043457 | 0.04281 | 0.044357 | 100000 | 100000 | 0 | 0 | 0
1986 |  |  |  | 9795.2055 |  |  |  |  | 5203.6077 | 5979.4902 | 6755.3727 | 7531.2552 | 8307.1377 | 22696.3139 | 22083.1375 | 21469.961 | 20856.7846 | 20243.6081 |  | 0.02556 |  |  |  |  | 1 | 1 | 1 | 1 | 1 | [5 empty] | 1.7162 | 11.2362 | 570.7763 | 26826.484 | 684.9315 | 0.10256 | 0.074863 | 0.056584 | 0.047362 | 0.046341 | 0.10256 | 0.074863 | 0.056584 | 0.047362 | 0.046341 | 100000 | 100000 | 0 | 0 | 0
1987 |  |  |  | 9795.2055 |  |  |  |  | 6362.1198 | 7154.0889 | 7946.0581 | 8738.0273 | 9529.9964 | 24361.3025 | 23703.1438 | 23044.9851 | 22386.8264 | 21728.6677 |  | 0 |  |  |  |  | 1 | 1 | 1 | 1 | 1 | [5 empty] | 1.9894 | 11.48 | 570.7763 | 26826.484 | 684.9315 | 0.10347 | 0.077052 | 0.069793 | 0.049868 | 0.046102 | 0.10347 | 0.077052 | 0.069793 | 0.049868 | 0.046102 | 100000 | 100000 | 0 | 0 | 0
1988 |  |  |  | 9795.2055 |  |  |  |  | 7382.8353 | 8147.9645 | 8913.0936 | 9678.2228 | 10443.352 | 26456.5961 | 25741.8298 | 25027.0634 | 24312.2971 | 23597.5307 |  | 0 |  |  |  |  | 1 | 1 | 1 | 1 | 1 | [5 empty] | 2.3485 | 13.2832 | 570.7763 | 26826.484 | 684.9315 | 0.1039 | 0.078045 | 0.073301 | 0.050486 | 0.046238 | 0.1039 | 0.078045 | 0.073301 | 0.050486 | 0.046238 | 100000 | 100000 | 0 | 0 | 0
1989 |  |  |  | 9795.2055 |  |  |  |  | 7090.9106 | 7732.5156 | 8374.1206 | 9015.7256 | 9657.3306 | 26407.2639 | 25693.8303 | 24980.3968 | 24266.9632 | 23553.5296 |  | 0 |  |  |  |  | 1 | 1 | 1 | 1 | 1 | [5 empty] | 2.7588 | 15.1276 | 570.7763 | 26826.484 | 684.9315 | 0.10291 | 0.076342 | 0.047299 | 0.044634 | 0.045289 | 0.10291 | 0.076342 | 0.047299 | 0.044634 | 0.045289 | 100000 | 100000 | 0 | 0 | 0
1990 |  |  |  | 9795.2055 |  |  |  |  | 6249.8411 | 6796.7944 | 7343.7477 | 7890.7011 | 8437.6544 | 24530.2069 | 23867.485 | 23204.7631 | 22542.0411 | 21879.3192 |  | 0 |  |  |  |  | 1 | 1 | 1 | 1 | 1 | [5 empty] | 3.068 | 15.6673 | 570.7763 | 26826.484 | 684.9315 | 0.10124 | 0.073204 | 0.044455 | 0.04365 | 0.044639 | 0.10124 | 0.073204 | 0.044455 | 0.04365 | 0.044639 | 100000 | 100000 | 0 | 0 | 0
1991 |  |  |  | 9795.2055 |  |  |  |  | 5785.4155 | 6237.6355 | 6689.8555 | 7142.0755 | 7594.2955 | 18632.1978 | 18128.8198 | 17625.4418 | 17122.0638 | 16618.6858 |  | 0 |  |  |  |  | 1 | 1 | 1 | 1 | 1 | [5 empty] | 2.4452 | 14.8672 | 570.7763 | 26826.484 | 684.9315 | 0.09982 | 0.07212 | 0.044444 | 0.043833 | 0.044662 | 0.09982 | 0.07212 | 0.044444 | 0.043833 | 0.044662 | 100000 | 100000 | 0 | 0 | 0
1992 |  |  |  | 9795.2055 |  |  |  |  | 4045.0956 | 4422.4897 | 4799.8839 | 5177.2781 | 5554.6722 | 10957.4682 | 10661.4351 | 10365.4019 | 10069.3688 | 9773.3356 |  | 0 |  |  |  |  | 1 | 1 | 1 | 1 | 1 | [5 empty] | 1.538 | 13.3252 | 570.7763 | 26826.484 | 684.9315 | 0.099546 | 0.073008 | 0.044792 | 0.044308 | 0.044917 | 0.099546 | 0.073008 | 0.044792 | 0.044308 | 0.044917 | 100000 | 100000 | 0 | 0 | 0
1993 |  |  |  | 9795.2055 |  |  |  |  | 2820.5113 | 3032.2538 | 3243.9963 | 3455.7388 | 3667.4813 | 7432.7413 | 7231.9341 | 7031.127 | 6830.3199 | 6629.5127 |  | 0 |  |  |  |  | 1 | 1 | 1 | 1 | 1 | [5 empty] | 2.5085 | 10.9536 | 570.7763 | 26826.484 | 684.9315 | 0.10001 | 0.074535 | 0.045538 | 0.044797 | 0.045164 | 0.10001 | 0.074535 | 0.045538 | 0.044797 | 0.045164 | 100000 | 100000 | 0 | 0 | 0
1994 |  |  |  | 9795.2055 |  |  |  |  | 2109.535 | 2207.87 | 2306.205 | 2404.54 | 2502.875 | 7972.2603 | 7756.8772 | 7541.4942 | 7326.1111 | 7110.728 |  | 0 |  |  |  |  | 1 | 1 | 1 | 1 | 1 | [5 empty] | 1.9637 | 11.3397 | 570.7763 | 26826.484 | 684.9315 | 0.10056 | 0.078258 | 0.046429 | 0.0451 | 0.045581 | 0.10056 | 0.078258 | 0.046429 | 0.0451 | 0.045581 | 100000 | 100000 | 0 | 0 | 0
1995 |  |  |  | 9795.2055 |  |  |  |  | 1807.4463 | 1857.4388 | 1907.4313 | 1957.4238 | 2007.4163 | 8304.1181 | 8079.7693 | 7855.4206 | 7631.0718 | 7406.7231 |  | 0 |  |  |  |  | 1 | 1 | 1 | 1 | 1 | [5 empty] | 1.1715 | 10.8006 | 570.7763 | 26826.484 | 684.9315 | 0.10104 | 0.081662 | 0.046709 | 0.045239 | 0.045675 | 0.10104 | 0.081662 | 0.046709 | 0.045239 | 0.045675 | 100000 | 100000 | 0 | 0 | 0
1996 |  |  |  | 9795.2055 |  |  |  |  | 1770.8295 | 1812.2145 | 1853.5995 | 1894.9845 | 1936.3695 | 9751.8428 | 9488.3815 | 9224.9202 | 8961.4589 | 8697.9976 |  | 0 |  |  |  |  | 1 | 1 | 1 | 1 | 1 | [5 empty] | 1.2048 | 10.2408 | 570.7763 | 26826.484 | 684.9315 | 0.095098 | 0.075667 | 0.043588 | 0.044547 | 0.045269 | 0.095098 | 0.075667 | 0.043588 | 0.044547 | 0.045269 | 100000 | 100000 | 0 | 0 | 0
1997 |  |  |  | 9795.2055 |  |  |  |  | 1944.7593 | 1986.9693 | 2029.1793 | 2071.3893 | 2113.5993 | 13792.5153 | 13419.8889 | 13047.2625 | 12674.6361 | 12302.0097 |  | 0 |  |  |  |  | 1 | 1 | 1 | 1 | 1 | [5 empty] | 0.56613 | 10.4437 | 570.7763 | 26826.484 | 684.9315 | 0.095085 | 0.076147 | 0.043982 | 0.044653 | 0.045433 | 0.095085 | 0.076146 | 0.043982 | 0.044653 | 0.045433 | 100000 | 100000 | 0 | 0 | 0
1998 |  |  |  | 9795.2055 |  |  |  |  | 2676.0784 | 2715.9509 | 2755.8234 | 2795.6959 | 2835.5684 | 23059.9814 | 22436.9799 | 21813.9784 | 21190.9769 | 20567.9754 |  | 0 |  |  |  |  | 1 | 1 | 1 | 1 | 1 | [5 empty] | 0.74614 | 10.3806 | 570.7763 | 26826.484 | 684.9315 | 0.093743 | 0.076847 | 0.043395 | 0.044688 | 0.045426 | 0.093743 | 0.076847 | 0.043395 | 0.044688 | 0.045426 | 100000 | 100000 | 0 | 0 | 0
1999 |  |  |  | 9795.2055 |  |  |  |  | 4189.5731 | 4229.9956 | 4270.4181 | 4310.8406 | 4351.2631 | 28255.2506 | 27491.8908 | 26728.5309 | 25965.1711 | 25201.8113 |  | 0.04706 |  |  |  |  | 1 | 1 | 1 | 1 | 1 | [5 empty] | 1.9297 | 10.0906 | 570.7763 | 26826.484 | 684.9315 | 0.094061 | 0.076442 | 0.041817 | 0.04378 | 0.044959 | 0.094061 | 0.076442 | 0.041817 | 0.04378 | 0.044959 | 100000 | 100000 | 0 | 0 | 0
2000 |  |  |  | 9795.2055 |  |  |  |  | 5161.9528 | 5202.7878 | 5243.6228 | 5284.4578 | 5325.2928 | 28475.5882 | 27706.2756 | 26936.963 | 26167.6504 | 25398.3378 |  | 0.17516 |  |  |  |  | 1 | 1 | 1 | 1 | 1 | [5 empty] | 2.5506 | 10.6357 | 570.7763 | 26826.484 | 684.9315 | 0.088081 | 0.022801 | 0.0087643 | 0.036684 | 0.041307 | 0.088081 | 0.022801 | 0.0087643 | 0.036684 | 0.041307 | 100000 | 100000 | 0 | 0 | 0
2001 |  |  |  | 9795.2055 |  |  |  |  | 4541.5013 | 4591.1638 | 4640.8263 | 4690.4888 | 4740.1513 | 24944.0449 | 24270.1425 | 23596.2401 | 22922.3377 | 22248.4352 |  | 0.18686 |  |  |  |  | 1 | 1 | 1 | 1 | 1 | [5 empty] | 2.2608 | 10.295 | 570.7763 | 26826.484 | 684.9315 | 0.086216 | 0.0056664 | 0.0040436 | 0.0045328 | 0.0067912 | 0.086216 | 0.0056664 | 0.0040436 | 0.0045328 | 0.0067912 | 100000 | 100000 | 0 | 0 | 0
2002 |  |  |  | 9795.2055 |  |  |  |  | 4298.4064 | 4371.9114 | 4445.4164 | 4518.9214 | 4592.4264 | 23119.9946 | 22495.3718 | 21870.7489 | 21246.1261 | 20621.5032 |  | 0.26334 |  |  |  |  | 1 | 1 | 1 | 1 | 1 | [5 empty] | 1.7426 | 10.2206 | 570.7763 | 26826.484 | 684.9315 | 0.085417 | 0.0049193 | 0.0037535 | 0.0033044 | 0.0042874 | 0.085417 | 0.0049193 | 0.0037535 | 0.0033044 | 0.0042874 | 100000 | 100000 | 0 | 0 | 0
2003 |  |  |  | 9795.2055 |  |  |  |  | 4477.4219 | 4586.4544 | 4695.4869 | 4804.5194 | 4913.5519 | 21498.5684 | 20917.7509 | 20336.9334 | 19756.1159 | 19175.2984 |  | 0.1613 |  |  |  |  | 1 | 1 | 1 | 1 | 1 | [5 empty] | 2.0357 | 9.669 | 570.7763 | 26826.484 | 684.9315 | 0.0873 | 0.0048114 | 0.0041037 | 0.0033368 | 0.0043233 | 0.0873 | 0.0048114 | 0.0041037 | 0.0033368 | 0.0043233 | 100000 | 100000 | 0 | 0 | 0
2004 |  |  |  | 9795.2055 |  |  |  |  | 5060.2394 | 5220.8336 | 5381.4277 | 5542.0219 | 5702.6161 | 19689.1961 | 19157.2617 | 18625.3272 | 18093.3928 | 17561.4583 |  | 0.20539 |  |  |  |  | 1 | 1 | 1 | 1 | 1 | [5 empty] | 3.7448 | 9.4846 | 570.7763 | 26826.484 | 684.9315 | 0.088019 | 0.0049435 | 0.004104 | 0.0033291 | 0.0043177 | 0.088019 | 0.0049435 | 0.004104 | 0.0033292 | 0.0043177 | 100000 | 100000 | 0 | 0 | 0
2005 |  |  |  | 9795.2055 |  |  |  |  | 5095.8391 | 5304.1441 | 5512.4491 | 5720.7541 | 5929.0591 | 18754.5034 | 18247.8211 | 17741.1389 | 17234.4566 | 16727.7743 |  | 0.15924 |  |  |  |  | 1 | 1 | 1 | 1 | 1 | [5 empty] | 5.3574 | 8.5509 | 570.7763 | 26826.484 | 684.9315 | 0.088055 | 0.0049676 | 0.0044325 | 0.0033475 | 0.0043294 | 0.088055 | 0.0049676 | 0.0044325 | 0.0033475 | 0.0043294 | 100000 | 100000 | 0 | 0 | 0
2006 |  |  |  | 9795.2055 |  |  |  |  | 4995.1429 | 5256.4929 | 5517.8429 | 5779.1929 | 6040.5429 | 18349.6889 | 17853.9433 | 17358.1977 | 16862.4522 | 16366.7066 |  | 0.43123 |  |  |  |  | 1 | 1 | 1 | 1 | 1 | [5 empty] | 5.8658 | 12.3321 | 570.7763 | 26826.484 | 684.9315 | 0.088554 | 0.0053953 | 0.0044529 | 0.0041669 | 0.0050766 | 0.088554 | 0.0053953 | 0.0044529 | 0.0041669 | 0.0050766 | 100000 | 100000 | 0 | 0 | 0
2007 |  |  |  | 9795.2055 |  |  |  |  | 4795.7847 | 5123.9572 | 5452.1297 | 5780.3022 | 6108.4747 | 17905.4437 | 17421.7001 | 16937.9565 | 16454.2129 | 15970.4693 |  | 0.06536 |  |  |  |  | 1 | 1 | 1 | 1 | 1 | [5 empty] | 6.1227 | 12.9875 | 570.7763 | 26826.484 | 684.9315 | 0.08865 | 0.0070242 | 0.0054261 | 0.0054424 | 0.0061798 | 0.08865 | 0.0070242 | 0.0054261 | 0.0054425 | 0.0061798 | 100000 | 100000 | 0 | 0 | 0
2008 |  |  |  | 9795.2055 |  |  |  |  | 4382.8285 | 4831.831 | 5280.8335 | 5729.836 | 6178.8385 | 18152.9693 | 17662.5384 | 17172.1075 | 16681.6766 | 16191.2458 |  | 0.13016 |  |  |  |  | 1 | 1 | 1 | 1 | 1 | [5 empty] | 5.6478 | 12.7547 | 570.7763 | 26826.484 | 684.9315 | 0.091859 | 0.023838 | 0.0089139 | 0.01332 | 0.036994 | 0.091859 | 0.023838 | 0.0089139 | 0.01332 | 0.036994 | 100000 | 100000 | 0 | 0 | 0
2009 |  |  |  | 9795.2055 |  |  |  |  | 4384.8627 | 5022.1502 | 5659.4377 | 6296.7252 | 6934.0127 | 18979.0109 | 18466.2633 | 17953.5156 | 17440.7679 | 16928.0202 |  | 0.10778 |  |  |  |  | 1 | 1 | 1 | 1 | 1 | [5 empty] | 4.806 | 13.7894 | 570.7763 | 26826.484 | 684.9315 | 0.098902 | 0.046437 | 0.02272 | 0.04235 | 0.043906 | 0.098902 | 0.046437 | 0.02272 | 0.04235 | 0.043906 | 100000 | 100000 | 0 | 0 | 0
2010 |  |  |  | 9795.2055 |  |  |  |  | 5185.3468 | 5948.1668 | 6710.9868 | 7473.8068 | 8236.6268 | 20071.4262 | 19529.1652 | 18986.9042 | 18444.6432 | 17902.3822 |  | 0.0184 |  |  |  |  | 1 | 1 | 1 | 1 | 1 | [5 empty] | 4.8327 | 13.5497 | 570.7763 | 26826.484 | 684.9315 | 0.10123 | 0.085106 | 0.028925 | 0.043211 | 0.044443 | 0.10123 | 0.085106 | 0.028925 | 0.04321 | 0.044443 | 100000 | 100000 | 0 | 0 | 0
2011 |  |  |  | 9795.2055 |  |  |  |  | 6339.7934 | 7181.2601 | 8022.7268 | 8864.1934 | 9705.6601 | 21543.9035 | 20961.8612 | 20379.8189 | 19797.7767 | 19215.7344 |  | 0 |  |  |  |  | 1 | 1 | 1 | 1 | 1 | [5 empty] | 4.3757 | 12.0977 | 570.7763 | 26826.484 | 684.9315 | 0.10267 | 0.093063 | 0.041762 | 0.04342 | 0.044502 | 0.10267 | 0.093063 | 0.041762 | 0.04342 | 0.044502 | 100000 | 100000 | 0 | 0 | 0
2012 |  |  |  | 9795.2055 |  |  |  |  | 7356.927 | 8132.397 | 8907.867 | 9683.337 | 10458.807 | 23396.8764 | 22764.7731 | 22132.6699 | 21500.5666 | 20868.4634 |  | 0 |  |  |  |  | 1 | 1 | 1 | 1 | 1 | [5 empty] | 4.1926 | 13.4948 | 570.7763 | 26826.484 | 684.9315 | 0.10258 | 0.091546 | 0.041569 | 0.043557 | 0.044548 | 0.10258 | 0.091546 | 0.041569 | 0.043557 | 0.044548 | 100000 | 100000 | 0 | 0 | 0
2013 |  |  |  | 9795.2055 |  |  |  |  | 7066.0268 | 7676.2834 | 8286.5401 | 8896.7968 | 9507.0534 | 23356.1448 | 22725.142 | 22094.1392 | 21463.1364 | 20832.1336 |  | 0 |  |  |  |  | 1 | 1 | 1 | 1 | 1 | [5 empty] | 4.5427 | 14.0361 | 570.7763 | 26826.484 | 684.9315 | 0.10113 | 0.090365 | 0.02663 | 0.042631 | 0.044386 | 0.10113 | 0.090365 | 0.02663 | 0.042631 | 0.044386 | 100000 | 100000 | 0 | 0 | 0
2014 |  |  |  | 9795.2055 |  |  |  |  | 6227.9087 | 6755.2004 | 7282.4921 | 7809.7837 | 8337.0754 | 21699.4579 | 21113.2131 | 20526.9683 | 19940.7234 | 19354.4786 |  | 0 |  |  |  |  | 1 | 1 | 1 | 1 | 1 | [5 empty] | 3.8596 | 13.2937 | 570.7763 | 26826.484 | 684.9315 | 0.097425 | 0.077845 | 0.023144 | 0.04232 | 0.044058 | 0.097425 | 0.077845 | 0.023144 | 0.04232 | 0.044058 | 100000 | 100000 | 0 | 0 | 0
2015 |  |  |  | 9795.2055 |  |  |  |  | 5765.113 | 6224.8955 | 6684.678 | 7144.4605 | 7604.243 | 16489.077 | 16043.5987 | 15598.1205 | 15152.6423 | 14707.1641 |  | 0 |  |  |  |  | 1 | 1 | 1 | 1 | 1 | [5 empty] | 4.2207 | 13.4408 | 570.7763 | 26826.484 | 684.9315 | 0.095844 | 0.077773 | 0.022943 | 0.042201 | 0.043977 | 0.095844 | 0.077773 | 0.022943 | 0.042201 | 0.043977 | 100000 | 100000 | 0 | 0 | 0
2016 |  |  |  | 9795.2055 |  |  |  |  | 4030.9003 | 4408.2953 | 4785.6903 | 5163.0853 | 5540.4803 | 9703.9058 | 9441.7396 | 9179.5734 | 8917.4072 | 8655.241 |  | 0 |  |  |  |  | 1 | 1 | 1 | 1 | 1 | [5 empty] | 4.8467 | 9.4356 | 570.7763 | 26826.484 | 684.9315 | 0.095001 | 0.077125 | 0.02303 | 0.0421 | 0.044036 | 0.095001 | 0.077125 | 0.02303 | 0.0421 | 0.044036 | 100000 | 100000 | 0 | 0 | 0
2017 |  |  |  | 9795.2055 |  |  |  |  | 3096.365 | 3224.9655 | 3353.5659 | 3482.1663 | 3610.7667 | 11501.4324 | 11190.7032 | 10879.974 | 10569.2448 | 10258.5156 |  | 0 |  |  |  |  | 1 | 1 | 1 | 1 | 1 | [5 empty] | 3.7552 | 12.6495 | 570.7763 | 26826.484 | 684.9315 | 0.095153 | 0.077399 | 0.022999 | 0.042075 | 0.044006 | 0.095153 | 0.077399 | 0.022999 | 0.042075 | 0.044006 | 100000 | 100000 | 0 | 0 | 0
2018 |  |  |  | 9795.2055 |  |  |  |  | 2228.7747 | 2295.7674 | 2362.7601 | 2429.7528 | 2496.7455 | 12484.1868 | 12146.907 | 11809.6271 | 11472.3473 | 11135.0674 |  | 0 |  |  |  |  | 1 | 1 | 1 | 1 | 1 | [5 empty] | 3.208 | 11.2803 | 570.7763 | 26826.484 | 684.9315 | 0.095049 | 0.074191 | 0.021155 | 0.041619 | 0.043914 | 0.095049 | 0.074191 | 0.021155 | 0.041619 | 0.043914 | 100000 | 100000 | 0 | 0 | 0
2019 |  |  |  | 9795.2055 |  |  |  |  | 1793.966 | 1845.4022 | 1896.8384 | 1948.2746 | 1999.7108 | 12588.0578 | 12247.9717 | 11907.8856 | 11567.7995 | 11227.7135 |  | 0 |  |  |  |  | 1 | 1 | 1 | 1 | 1 | [5 empty] | 3.9084 | 10.9008 | 570.7763 | 26826.484 | 684.9315 | 0.094785 | 0.069827 | 0.020669 | 0.041603 | 0.043846 | 0.094785 | 0.069827 | 0.020669 | 0.041603 | 0.043846 | 100000 | 100000 | 0 | 0 | 0
2020 |  |  |  | 9795.2055 |  |  |  |  | 1707.8151 | 1763.2522 | 1818.6892 | 1874.1263 | 1929.5633 | 14267.2342 | 13881.7825 | 13496.3308 | 13110.8792 | 12725.4275 |  | 0 |  |  |  |  | 1 | 1 | 1 | 1 | 1 | [5 empty] | 4.968 | 13.0198 | 570.7763 | 26826.484 | 684.9315 | 0.094574 | 0.067674 | 0.020378 | 0.040816 | 0.04309 | 0.094574 | 0.067674 | 0.020378 | 0.040816 | 0.04309 | 100000 | 100000 | 0 | 0 | 0
2021 |  |  |  | 9795.2055 |  |  |  |  | 1837.5482 | 1902.9183 | 1968.2885 | 2033.6586 | 2099.0287 | 18323.4895 | 17828.4517 | 17333.414 | 16838.3762 | 16343.3385 |  | 0 |  |  |  |  | 1 | 1 | 1 | 1 | 1 | [5 empty] | 5.4773 | 11.6912 | 570.7763 | 26826.484 | 684.9315 | 0.095614 | 0.070032 | 0.022469 | 0.041068 | 0.043874 | 0.095614 | 0.070032 | 0.02247 | 0.041068 | 0.043874 | 100000 | 100000 | 0 | 0 | 0
2022 |  |  |  | 9795.2055 |  |  |  |  | 2252.0861 | 2396.5556 | 2541.0251 | 2685.4946 | 2829.964 | 27085.8812 | 26354.1137 | 25622.3462 | 24890.5787 | 24158.8113 |  | 0 |  |  |  |  | 1 | 1 | 1 | 1 | 1 | [5 empty] | 3.6316 | 10.2888 | 570.7763 | 26826.484 | 684.9315 | 0.10045 | 0.074875 | 0.03216 | 0.042593 | 0.044237 | 0.10045 | 0.074875 | 0.03216 | 0.042593 | 0.044237 | 100000 | 100000 | 0 | 0 | 0
2023 |  |  |  | 9795.2055 |  |  |  |  | 3004.1329 | 3340.3776 | 3676.6223 | 4012.867 | 4349.1117 | 31947.1895 | 31084.0862 | 30220.9829 | 29357.8795 | 28494.7762 |  | 0.03278 |  |  |  |  | 1 | 1 | 1 | 1 | 1 | [5 empty] | 6.7243 | 8.8018 | 570.7763 | 26826.484 | 684.9315 | 0.10286 | 0.078367 | 0.042806 | 0.04324 | 0.044688 | 0.10286 | 0.078367 | 0.042806 | 0.04324 | 0.044688 | 100000 | 100000 | 0 | 0 | 0
2024 |  |  |  | 9795.2055 |  |  |  |  | 3862.6014 | 4225.2276 | 4587.8537 | 4950.4799 | 5313.1061 | 30669.6404 | 29841.052 | 29012.4637 | 28183.8753 | 27355.287 |  | 0.27058 |  |  |  |  | 1 | 1 | 1 | 1 | 1 | [5 empty] | 5.7741 | 6.5408 | 570.7763 | 26826.484 | 684.9315 | 0.10267 | 0.077356 | 0.032902 | 0.042411 | 0.044051 | 0.10266 | 0.077356 | 0.032902 | 0.042411 | 0.044051 | 100000 | 100000 | 0 | 0 | 0
2025 |  |  |  | 9795.2055 |  |  |  |  | 4174.7717 | 4312.7655 | 4450.7592 | 4588.7529 | 4726.7466 | 28748.3452 | 27971.6637 | 27194.9821 | 26418.3006 | 25641.619 |  | 0.43542 |  |  |  |  | 1 | 1 | 1 | 1 | 1 | [5 empty] | 5.035 | 14.7423 | 570.7763 | 26826.484 | 684.9315 | 0.1012 | 0.034038 | 0.020901 | 0.034353 | 0.041477 | 0.1012 | 0.034038 | 0.020901 | 0.034353 | 0.041477 | 100000 | 100000 | 0 | 0 | 0
2026 |  |  |  | 9795.2055 |  |  |  |  | 4898.4394 | 4820.3672 | 4742.2949 | 4664.2227 | 4586.1505 | 26885.1205 | 26158.7769 | 25432.4333 | 24706.0897 | 23979.7461 |  | 0.08587 |  |  |  |  | 1 | 1 | 1 | 1 | 1 | [5 empty] | 4.0476 | 14.6282 | 570.7763 | 26826.484 | 684.9315 | 0.10069 | 0.031833 | 0.019829 | 0.026424 | 0.038538 | 0.10069 | 0.031833 | 0.019829 | 0.026425 | 0.038538 | 100000 | 100000 | 0 | 0 | 0
2027 |  |  |  | 9795.2055 |  |  |  |  | 5404.1959 | 5278.6528 | 5153.1097 | 5027.5667 | 4902.0236 | 25412.0994 | 24725.5518 | 24039.0041 | 23352.4565 | 22665.9088 |  | 0.05474 |  |  |  |  | 1 | 1 | 1 | 1 | 1 | [5 empty] | 7.2384 | 12.4008 | 570.7763 | 26826.484 | 684.9315 | 0.098072 | 0.030147 | 0.01909 | 0.025701 | 0.038414 | 0.098072 | 0.030147 | 0.01909 | 0.025701 | 0.038414 | 100000 | 100000 | 0 | 0 | 0
2028 |  |  |  | 9795.2055 |  |  |  |  | 6070.0917 | 5971.0027 | 5871.9136 | 5772.8245 | 5673.7354 | 24071.1912 | 23420.8702 | 22770.5493 | 22120.2284 | 21469.9075 |  | 0.0547 |  |  |  |  | 1 | 1 | 1 | 1 | 1 | [5 empty] | 11.2182 | 10.365 | 570.7763 | 26826.484 | 684.9315 | 0.097046 | 0.033563 | 0.020968 | 0.024237 | 0.038084 | 0.097046 | 0.033563 | 0.020968 | 0.024237 | 0.038084 | 100000 | 100000 | 0 | 0 | 0
2029 |  |  |  | 9795.2055 |  |  |  |  | 5954.5482 | 5933.3626 | 5912.1771 | 5890.9915 | 5869.806 | 23757.3571 | 23115.5149 | 22473.6727 | 21831.8305 | 21189.9883 |  | 0.08253 |  |  |  |  | 1 | 1 | 1 | 1 | 1 | [5 empty] | 10.9639 | 8.1691 | 570.7763 | 26826.484 | 684.9315 | 0.096174 | 0.036314 | 0.021303 | 0.025213 | 0.038102 | 0.096174 | 0.036314 | 0.021303 | 0.025213 | 0.038102 | 100000 | 100000 | 0 | 0 | 0
2030 |  |  |  | 9795.2055 |  |  |  |  | 5699.1361 | 5779.1959 | 5859.2558 | 5939.3156 | 6019.3755 | 23367.1535 | 22735.8533 | 22104.5531 | 21473.2528 | 20841.9526 |  | 0.07469 |  |  |  |  | 1 | 1 | 1 | 1 | 1 | [5 empty] | 9.3397 | 7.802 | 570.7763 | 26826.484 | 684.9315 | 0.095093 | 0.036512 | 0.021843 | 0.025861 | 0.038085 | 0.095093 | 0.036512 | 0.021843 | 0.025861 | 0.038085 | 100000 | 100000 | 0 | 0 | 0
2031 |  |  |  | 9795.2055 |  |  |  |  | 5890.6951 | 5932.3243 | 5973.9534 | 6015.5825 | 6057.2116 | 23666.4965 | 23027.109 | 22387.7216 | 21748.3341 | 21108.9467 |  | 0.04045 |  |  |  |  | 1 | 1 | 1 | 1 | 1 | [5 empty] | 7.4233 | 5.8897 | 570.7763 | 26826.484 | 684.9315 | 0.094717 | 0.038469 | 0.022786 | 0.027596 | 0.03869 | 0.094717 | 0.038469 | 0.022786 | 0.027596 | 0.03869 | 100000 | 100000 | 0 | 0 | 0
2032 |  |  |  | 9795.2055 |  |  |  |  | 6042.7262 | 6064.3032 | 6085.8803 | 6107.4573 | 6129.0344 | 24411.7863 | 23752.2637 | 23092.7411 | 22433.2185 | 21773.6959 |  | 0.11999 |  |  |  |  | 1 | 1 | 1 | 1 | 1 | [5 empty] | 8.4216 | 3.4863 | 570.7763 | 26826.484 | 684.9315 | 0.095467 | 0.040122 | 0.025105 | 0.037505 | 0.042207 | 0.095467 | 0.040122 | 0.025106 | 0.037505 | 0.042207 | 100000 | 100000 | 0 | 0 | 0
2033 |  |  |  | 9795.2055 |  |  |  |  | 6261.6508 | 6405.2451 | 6548.8395 | 6692.4338 | 6836.0281 | 25926.8001 | 25226.347 | 24525.8939 | 23825.4408 | 23124.9877 |  | 0.12338 |  |  |  |  | 1 | 1 | 1 | 1 | 1 | [5 empty] | 8.1371 | 3.1201 | 570.7763 | 26826.484 | 684.9315 | 0.099567 | 0.041078 | 0.029753 | 0.040989 | 0.043336 | 0.099567 | 0.041078 | 0.029753 | 0.040989 | 0.043336 | 100000 | 100000 | 0 | 0 | 0
2034 |  |  |  | 9795.2055 |  |  |  |  | 6988.3591 | 7306.2962 | 7624.2333 | 7942.1704 | 8260.1075 | 27497.5572 | 26754.6676 | 26011.7781 | 25268.8885 | 24525.999 |  | 0.01975 |  |  |  |  | 1 | 1 | 1 | 1 | 1 | [5 empty] | 7.6991 | 2.9966 | 570.7763 | 26826.484 | 684.9315 | 0.10191 | 0.038033 | 0.037395 | 0.042302 | 0.04404 | 0.10191 | 0.038033 | 0.037395 | 0.042302 | 0.04404 | 100000 | 100000 | 0 | 0 | 0
2035 |  |  |  | 9795.2055 |  |  |  |  | 7616.754 | 8100.3827 | 8584.0114 | 9067.6401 | 9551.2689 | 28442.1269 | 27673.7183 | 26905.3097 | 26136.9012 | 25368.4926 |  | 0 |  |  |  |  | 1 | 1 | 1 | 1 | 1 | [5 empty] | 14.421 | 2.3725 | 570.7763 | 26826.484 | 684.9315 | 0.10269 | 0.038319 | 0.037827 | 0.042586 | 0.043943 | 0.10269 | 0.038319 | 0.037827 | 0.042586 | 0.043943 | 100000 | 100000 | 0 | 0 | 0
2036 |  |  |  | 9795.2055 |  |  |  |  | 7824.5297 | 8455.922 | 9087.3143 | 9718.7067 | 10350.099 | 29034.6778 | 28250.2605 | 27465.8433 | 26681.426 | 25897.0087 |  | 0 |  |  |  |  | 1 | 1 | 1 | 1 | 1 | [5 empty] | 13.7636 | 3.468 | 570.7763 | 26826.484 | 684.9315 | 0.1003 | 0.03556 | 0.029263 | 0.04135 | 0.043096 | 0.1003 | 0.03556 | 0.029263 | 0.04135 | 0.043096 | 100000 | 100000 | 0 | 0 | 0
2037 |  |  |  | 9795.2055 |  |  |  |  | 7021.8059 | 7645.2361 | 8268.6662 | 8892.0964 | 9515.5265 | 28484.8599 | 27715.2968 | 26945.7338 | 26176.1707 | 25406.6076 |  | 0 |  |  |  |  | 1 | 1 | 1 | 1 | 1 | [5 empty] | 10.8687 | 3.8199 | 570.7763 | 26826.484 | 684.9315 | 0.093226 | 0.032435 | 0.019926 | 0.040322 | 0.042529 | 0.093226 | 0.032435 | 0.019926 | 0.040322 | 0.042529 | 100000 | 100000 | 0 | 0 | 0
2038 |  |  |  | 9795.2055 |  |  |  |  | 6070.0917 | 6643.8495 | 7217.6073 | 7791.365 | 8365.1228 | 25642.6887 | 24949.9113 | 24257.1339 | 23564.3565 | 22871.5792 |  | 0 |  |  |  |  | 1 | 1 | 1 | 1 | 1 | [5 empty] | 9.7947 | 3.9104 | 570.7763 | 26826.484 | 684.9315 | 0.090317 | 0.0078075 | 0.0082463 | 0.039818 | 0.042527 | 0.090317 | 0.0078075 | 0.0082463 | 0.039818 | 0.042527 | 100000 | 100000 | 0 | 0 | 0
2039 |  |  |  | 9795.2055 |  |  |  |  | 6064.0105 | 6445.4884 | 6826.9663 | 7208.4442 | 7589.922 | 19499.3888 | 18972.5823 | 18445.7758 | 17918.9693 | 17392.1628 |  | 0 |  |  |  |  | 1 | 1 | 1 | 1 | 1 | [5 empty] | 8.7609 | 4.609 | 570.7763 | 26826.484 | 684.9315 | 0.088228 | 0.0061241 | 0.0069834 | 0.038397 | 0.041935 | 0.088228 | 0.0061241 | 0.0069834 | 0.038397 | 0.041935 | 100000 | 100000 | 0 | 0 | 0
2040 |  |  |  | 9795.2055 |  |  |  |  | 4684.5824 | 4928.6008 | 5172.6193 | 5416.6377 | 5660.6561 | 13767.765 | 13395.8073 | 13023.8496 | 12651.8919 | 12279.9341 |  | 0 |  |  |  |  | 1 | 1 | 1 | 1 | 1 | [5 empty] | 7.5783 | 4.5964 | 570.7763 | 26826.484 | 684.9315 | 0.083554 | 0.0056172 | 0.00665 | 0.038218 | 0.040976 | 0.083554 | 0.0056172 | 0.00665 | 0.038218 | 0.040976 | 100000 | 100000 | 0 | 0 | 0
2041 |  |  |  | 9795.2055 |  |  |  |  | 3085.3552 | 3400.9327 | 3716.5102 | 4032.0877 | 4347.6652 | 13926.1829 | 13549.9452 | 13173.7076 | 12797.47 | 12421.2323 |  | 0 |  |  |  |  | 1 | 1 | 1 | 1 | 1 | [5 empty] | 6.8667 | 5.8751 | 570.7763 | 26826.484 | 684.9315 | 0.08339 | 0.0057047 | 0.0067012 | 0.038233 | 0.041008 | 0.08339 | 0.0057047 | 0.0067012 | 0.038233 | 0.041008 | 100000 | 100000 | 0 | 0 | 0
2042 |  |  |  | 9795.2055 |  |  |  |  | 2220.8498 | 2393.5148 | 2566.1798 | 2738.8448 | 2911.5098 | 15114.5675 | 14706.2238 | 14297.8801 | 13889.5364 | 13481.1927 |  | 0 |  |  |  |  | 1 | 1 | 1 | 1 | 1 | [5 empty] | 6.1782 | 5.4439 | 570.7763 | 26826.484 | 684.9315 | 0.083463 | 0.0057109 | 0.0066358 | 0.038222 | 0.041331 | 0.083464 | 0.0057109 | 0.0066358 | 0.038222 | 0.041331 | 100000 | 100000 | 0 | 0 | 0
2043 |  |  |  | 9795.2055 |  |  |  |  | 1787.5872 | 1895.5472 | 2003.5072 | 2111.4672 | 2219.4272 | 15245.3742 | 14833.4965 | 14421.6189 | 14009.7412 | 13597.8636 |  | 0 |  |  |  |  | 1 | 1 | 1 | 1 | 1 | [5 empty] | 8.3637 | 7.4189 | 570.7763 | 26826.484 | 684.9315 | 0.083222 | 0.0057684 | 0.0067532 | 0.038193 | 0.041027 | 0.083222 | 0.0057684 | 0.0067532 | 0.038193 | 0.041027 | 100000 | 100000 | 0 | 0 | 0
2044 |  |  |  | 9795.2055 |  |  |  |  | 1701.7426 | 1760.4526 | 1819.1626 | 1877.8726 | 1936.5826 | 17280.2541 | 16813.401 | 16346.5479 | 15879.6948 | 15412.8416 |  | 0 |  |  |  |  | 1 | 1 | 1 | 1 | 1 | [5 empty] | 7.2778 | 9.8041 | 570.7763 | 26826.484 | 684.9315 | 0.078727 | 0.004355 | 0.0052312 | 0.036315 | 0.039371 | 0.078727 | 0.004355 | 0.0052312 | 0.036315 | 0.039371 | 100000 | 100000 | 0 | 0 | 0
2045 |  |  |  | 9795.2055 |  |  |  |  | 1831.0144 | 1880.1819 | 1929.3494 | 1978.5169 | 2027.6844 | 22186.9284 | 21587.5138 | 20988.0992 | 20388.6846 | 19789.27 |  | 0 |  |  |  |  | 1 | 1 | 1 | 1 | 1 | [5 empty] | 7.6462 | 9.5825 | 570.7763 | 26826.484 | 684.9315 | 0.08051 | 0.0043829 | 0.0052796 | 0.036847 | 0.039774 | 0.08051 | 0.0043829 | 0.0052796 | 0.036847 | 0.039774 | 100000 | 100000 | 0 | 0 | 0
2046 |  |  |  | 9795.2055 |  |  |  |  | 2244.0783 | 2294.2358 | 2344.3933 | 2394.5508 | 2444.7083 | 32799.9897 | 31913.8466 | 31027.7035 | 30141.5605 | 29255.4174 |  | 0 |  |  |  |  | 1 | 1 | 1 | 1 | 1 | [5 empty] | 7.5671 | 9.9244 | 570.7763 | 26826.484 | 684.9315 | 0.086762 | 0.0046684 | 0.005239 | 0.037913 | 0.040401 | 0.086762 | 0.0046684 | 0.005239 | 0.037913 | 0.040401 | 100000 | 100000 | 0 | 0 | 0
2047 |  |  |  | 9795.2055 |  |  |  |  | 2993.451 | 3035.386 | 3077.321 | 3119.256 | 3161.191 | 38733.4537 | 37687.0088 | 36640.5639 | 35594.119 | 34547.6741 |  | 0.00658 |  |  |  |  | 1 | 1 | 1 | 1 | 1 | [5 empty] | 7.5934 | 9.8715 | 570.7763 | 26826.484 | 684.9315 | 0.091302 | 0.0048716 | 0.0064939 | 0.037927 | 0.04088 | 0.091302 | 0.0048716 | 0.0064939 | 0.037927 | 0.04088 | 100000 | 100000 | 0 | 0 | 0
2048 |  |  |  | 9795.2055 |  |  |  |  | 3848.8671 | 3889.8396 | 3930.8121 | 3971.7846 | 4012.7571 | 37177.6438 | 36173.2316 | 35168.8193 | 34164.4071 | 33159.9948 |  | 0.11989 |  |  |  |  | 1 | 1 | 1 | 1 | 1 | [5 empty] | 6.2395 | 10.1914 | 570.7763 | 26826.484 | 684.9315 | 0.080857 | 0.0041688 | 0.0041813 | 0.032393 | 0.035986 | 0.080857 | 0.0041688 | 0.0041813 | 0.032393 | 0.035986 | 100000 | 100000 | 0 | 0 | 0
2049 |  |  |  | 9795.2055 |  |  |  |  | 4159.9274 | 4234.1749 | 4308.4224 | 4382.6699 | 4456.9174 | 34835.9517 | 33894.8039 | 32953.6561 | 32012.5084 | 31071.3606 |  | 0.49439 |  |  |  |  | 1 | 1 | 1 | 1 | 1 | [5 empty] | 4.5056 | 10.7978 | 570.7763 | 26826.484 | 684.9315 | 0.07151 | 0.0027256 | 0.002171 | 0.0077279 | 0.031401 | 0.07151 | 0.0027256 | 0.002171 | 0.0077279 | 0.031401 | 100000 | 100000 | 0 | 0 | 0
2050 |  |  |  | 9795.2055 |  |  |  |  | 4881.0219 | 5003.9419 | 5126.8619 | 5249.7819 | 5372.7019 | 32573.493 | 31693.4691 | 30813.4452 | 29933.4213 | 29053.3974 |  | 0.28512 |  |  |  |  | 1 | 1 | 1 | 1 | 1 | [5 empty] | 5.0384 | 11.0154 | 570.7763 | 26826.484 | 684.9315 | 0.067532 | 0.0004592 | 0.00039742 | 0.0022085 | 0.0044082 | 0.067532 | 0.0004592 | 0.00039742 | 0.0022085 | 0.0044083 | 100000 | 100000 | 0 | 0 | 0
2051 |  |  |  | 9795.2055 |  |  |  |  | 5384.9801 | 5626.2276 | 5867.4751 | 6108.7226 | 6349.9701 | 30783.7304 | 29952.0597 | 29120.389 | 28288.7184 | 27457.0477 |  | 0.71139 |  |  |  |  | 1 | 1 | 1 | 1 | 1 | [5 empty] | 6.4033 | 11.2662 | 570.7763 | 26826.484 | 684.9315 | 0.068065 | 0.00046244 | 0.00038783 | 0.0019095 | 0.0017697 | 0.068065 | 0.00046244 | 0.00038783 | 0.0019095 | 0.0017697 | 100000 | 100000 | 0 | 0 | 0
2052 |  |  |  | 9795.2055 |  |  |  |  | 6048.5082 | 6352.0132 | 6655.5182 | 6959.0232 | 7262.5282 | 29156.1431 | 28368.4443 | 27580.7454 | 26793.0466 | 26005.3477 |  | 0.70861 |  |  |  |  | 1 | 1 | 1 | 1 | 1 | [5 empty] | 7.6922 | 11.0462 | 570.7763 | 26826.484 | 684.9315 | 0.067212 | 0.00046559 | 0.00023965 | 0.0019404 | 0.0017794 | 0.067212 | 0.00046559 | 0.00023965 | 0.0019404 | 0.0017793 | 100000 | 100000 | 0 | 0 | 0
2053 |  |  |  | 9795.2055 |  |  |  |  | 5933.3755 | 6369.9488 | 6806.5221 | 7243.0955 | 7679.6688 | 28778.0945 | 28000.6092 | 27223.124 | 26445.6387 | 25668.1534 |  | 0.51389 |  |  |  |  | 1 | 1 | 1 | 1 | 1 | [5 empty] | 8.4317 | 12.0779 | 570.7763 | 26826.484 | 684.9315 | 0.06731 | 0.00056645 | 0.00023667 | 0.0022253 | 0.0018404 | 0.06731 | 0.00056645 | 0.00023667 | 0.0022253 | 0.0018404 | 100000 | 100000 | 0 | 0 | 0
2054 |  |  |  | 9795.2055 |  |  |  |  | 5678.8715 | 6178.4174 | 6677.9632 | 7177.509 | 7677.0549 | 28305.3985 | 27540.6838 | 26775.9692 | 26011.2545 | 25246.5399 |  | 0.45319 |  |  |  |  | 1 | 1 | 1 | 1 | 1 | [5 empty] | 11.9314 | 13.5911 | 570.7763 | 26826.484 | 684.9315 | 0.068484 | 0.0013465 | 0.00021824 | 0.0023974 | 0.0018042 | 0.068484 | 0.0013465 | 0.00021824 | 0.0023974 | 0.0018042 | 100000 | 100000 | 0 | 0 | 0
2055 |  |  |  | 9795.2055 |  |  |  |  | 5869.7495 | 6381.3678 | 6892.9862 | 7404.6045 | 7916.2228 | 28670.1579 | 27895.5887 | 27121.0195 | 26346.4503 | 25571.8811 |  | 0.24696 |  |  |  |  | 1 | 1 | 1 | 1 | 1 | [5 empty] | 9.7732 | 13.6257 | 570.7763 | 26826.484 | 684.9315 | 0.071553 | 0.0029664 | 0.0011634 | 0.0029172 | 0.0024907 | 0.071553 | 0.0029664 | 0.0011634 | 0.0029172 | 0.0024906 | 100000 | 100000 | 0 | 0 | 0
2056 |  |  |  | 9795.2055 |  |  |  |  | 6021.2399 | 6510.8849 | 7000.5299 | 7490.1749 | 7979.8199 | 29575.1414 | 28776.1226 | 27977.1039 | 27178.0852 | 26379.0664 |  | 0.15087 |  |  |  |  | 1 | 1 | 1 | 1 | 1 | [5 empty] | 5.6098 | 14.6135 | 570.7763 | 26826.484 | 684.9315 | 0.080588 | 0.0039596 | 0.0027832 | 0.005065 | 0.018905 | 0.080588 | 0.0039596 | 0.0027832 | 0.005065 | 0.018905 | 100000 | 100000 | 0 | 0 | 0
2057 |  |  |  | 9795.2055 |  |  |  |  | 6239.3862 | 6713.082 | 7186.7778 | 7660.4737 | 8134.1695 | 31414.3524 | 30565.6445 | 29716.9366 | 28868.2287 | 28019.5208 |  | 0.04956 |  |  |  |  | 1 | 1 | 1 | 1 | 1 | [5 empty] | 6.5465 | 14.7836 | 570.7763 | 26826.484 | 684.9315 | 0.082721 | 0.0049042 | 0.0042851 | 0.031029 | 0.037364 | 0.082721 | 0.0049042 | 0.0042851 | 0.031029 | 0.037364 | 100000 | 100000 | 0 | 0 | 0
2058 |  |  |  | 9795.2055 |  |  |  |  | 6963.5104 | 7470.0404 | 7976.5704 | 8483.1004 | 8989.6304 | 33321.0914 | 32420.87 | 31520.6486 | 30620.4271 | 29720.2057 |  | 0 |  |  |  |  | 1 | 1 | 1 | 1 | 1 | [5 empty] | 6.8158 | 13.4768 | 570.7763 | 26826.484 | 684.9315 | 0.087431 | 0.0064227 | 0.0062593 | 0.038455 | 0.043321 | 0.087431 | 0.0064227 | 0.0062593 | 0.038455 | 0.043321 | 100000 | 100000 | 0 | 0 | 0
2059 |  |  |  | 9795.2055 |  |  |  |  | 7589.6709 | 8101.1509 | 8612.6309 | 9124.1109 | 9635.5909 | 34462.1524 | 33531.1034 | 32600.0544 | 31669.0054 | 30737.9564 |  | 0 |  |  |  |  | 1 | 1 | 1 | 1 | 1 | [5 empty] | 10.7151 | 12.6671 | 570.7763 | 26826.484 | 684.9315 | 0.090657 | 0.039736 | 0.0074483 | 0.041491 | 0.043634 | 0.090657 | 0.039736 | 0.0074483 | 0.041491 | 0.043634 | 100000 | 100000 | 0 | 0 | 0
2060 |  |  |  | 9795.2055 |  |  |  |  | 7796.7079 | 8263.9695 | 8731.2312 | 9198.4929 | 9665.7545 | 35177.8411 | 34227.4566 | 33277.0722 | 32326.6877 | 31376.3033 |  | 0 |  |  |  |  | 1 | 1 | 1 | 1 | 1 | [5 empty] | 10.645 | 11.0938 | 570.7763 | 26826.484 | 684.9315 | 0.090799 | 0.034324 | 0.0079657 | 0.042052 | 0.043696 | 0.090799 | 0.034324 | 0.0079657 | 0.042052 | 0.043696 | 100000 | 100000 | 0 | 0 | 0
2061 |  |  |  | 9795.2055 |  |  |  |  | 6996.8383 | 7416.1692 | 7835.5 | 8254.8308 | 8674.1617 | 34506.8104 | 33574.5549 | 32642.2994 | 31710.0439 | 30777.7884 |  | 0 |  |  |  |  | 1 | 1 | 1 | 1 | 1 | [5 empty] | 12.8441 | 12.0379 | 570.7763 | 26826.484 | 684.9315 | 0.089634 | 0.0095614 | 0.0069585 | 0.041457 | 0.043333 | 0.089634 | 0.0095614 | 0.0069585 | 0.041457 | 0.043333 | 100000 | 100000 | 0 | 0 | 0
2062 |  |  |  | 9795.2055 |  |  |  |  | 6048.5082 | 6433.6582 | 6818.8082 | 7203.9582 | 7589.1082 | 31058.0918 | 30219.0088 | 29379.9258 | 28540.8429 | 27701.7599 |  | 0 |  |  |  |  | 1 | 1 | 1 | 1 | 1 | [5 empty] | 12.2562 | 13.0389 | 570.7763 | 26826.484 | 684.9315 | 0.085003 | 0.005899 | 0.0044998 | 0.03752 | 0.040573 | 0.085003 | 0.005899 | 0.0044998 | 0.03752 | 0.040573 | 100000 | 100000 | 0 | 0 | 0
2063 |  |  |  | 9795.2055 |  |  |  |  | 6042.4486 | 6396.9644 | 6751.4803 | 7105.9961 | 7460.5119 | 23597.5604 | 22960.0354 | 22322.5103 | 21684.9853 | 21047.4603 |  | 0 |  |  |  |  | 1 | 1 | 1 | 1 | 1 | [5 empty] | 11.9706 | 11.5802 | 570.7763 | 26826.484 | 684.9315 | 0.081192 | 0.0044739 | 0.0042885 | 0.036004 | 0.040253 | 0.081192 | 0.0044739 | 0.0042885 | 0.036004 | 0.040253 | 100000 | 100000 | 0 | 0 | 0
2064 |  |  |  | 9795.2055 |  |  |  |  | 4667.9254 | 5006.3279 | 5344.7304 | 5683.1329 | 6021.5354 | 16658.1308 | 16208.0854 | 15758.0399 | 15307.9944 | 14857.9489 |  | 0 |  |  |  |  | 1 | 1 | 1 | 1 | 1 | [5 empty] | 12.519 | 10.2795 | 570.7763 | 26826.484 | 684.9315 | 0.07897 | 0.0044608 | 0.0042474 | 0.035988 | 0.040227 | 0.07897 | 0.0044608 | 0.0042474 | 0.035988 | 0.040227 | 100000 | 100000 | 0 | 0 | 0
2065 |  |  |  | 9795.2055 |  |  |  |  | 3472.8207 | 3830.8015 | 4188.7823 | 4546.7632 | 4904.744 | 13845.1217 | 13471.0741 | 13097.0265 | 12722.9788 | 12348.9312 |  | 0 |  |  |  |  | 1 | 1 | 1 | 1 | 1 | [5 empty] | 15.0658 | 9.9215 | 570.7763 | 26826.484 | 684.9315 | 0.078481 | 0.0044448 | 0.0042515 | 0.035984 | 0.040224 | 0.078481 | 0.0044448 | 0.0042515 | 0.035984 | 0.040224 | 100000 | 100000 | 0 | 0 | 0
2066 |  |  |  | 9795.2055 |  |  |  |  | 2651.6611 | 2975.5986 | 3299.5361 | 3623.4736 | 3947.4111 | 15026.6417 | 14620.6734 | 14214.7052 | 13808.7369 | 13402.7687 |  | 0 |  |  |  |  | 1 | 1 | 1 | 1 | 1 | [5 empty] | 14.5179 | 9.8955 | 570.7763 | 26826.484 | 684.9315 | 0.078621 | 0.004471 | 0.0042691 | 0.035947 | 0.040223 | 0.078621 | 0.004471 | 0.0042691 | 0.035947 | 0.040223 | 100000 | 100000 | 0 | 0 | 0
2067 |  |  |  | 9795.2055 |  |  |  |  | 2019.6903 | 2111.7569 | 2203.8236 | 2295.8903 | 2387.9569 | 17179.4946 | 16715.3637 | 16251.2328 | 15787.1018 | 15322.9709 |  | 0 |  |  |  |  | 1 | 1 | 1 | 1 | 1 | [5 empty] | 12.4876 | 10.4662 | 570.7763 | 26826.484 | 684.9315 | 0.078075 | 0.0044297 | 0.004266 | 0.035976 | 0.040218 | 0.078075 | 0.0044297 | 0.004266 | 0.035976 | 0.040218 | 100000 | 100000 | 0 | 0 | 0
2068 |  |  |  | 9795.2055 |  |  |  |  | 2134.4111 | 2191.5811 | 2248.7511 | 2305.9211 | 2363.0911 | 22057.7681 | 21461.843 | 20865.9179 | 20269.9927 | 19674.0676 |  | 0 |  |  |  |  | 1 | 1 | 1 | 1 | 1 | [5 empty] | 12.2879 | 11.6392 | 570.7763 | 26826.484 | 684.9315 | 0.072191 | 0.0029016 | 0.002942 | 0.01989 | 0.036827 | 0.072191 | 0.0029016 | 0.0029421 | 0.01989 | 0.036827 | 100000 | 100000 | 0 | 0 | 0
2069 |  |  |  | 9795.2055 |  |  |  |  | 2455.4281 | 2496.2631 | 2537.0981 | 2577.9331 | 2618.7681 | 32608.9393 | 31727.9578 | 30846.9762 | 29965.9947 | 29085.0132 |  | 0 |  |  |  |  | 1 | 1 | 1 | 1 | 1 | [5 empty] | 13.1887 | 12.6091 | 570.7763 | 26826.484 | 684.9315 | 0.073169 | 0.0029259 | 0.0031893 | 0.020279 | 0.036944 | 0.073169 | 0.0029259 | 0.0031893 | 0.020279 | 0.036944 | 100000 | 100000 | 0 | 0 | 0
2070 |  |  |  | 9795.2055 |  |  |  |  | 2994.8172 | 3034.8272 | 3074.8372 | 3114.8472 | 3154.8572 | 38506.2676 | 37465.9605 | 36425.6534 | 35385.3463 | 34345.0392 |  | 0 |  |  |  |  | 1 | 1 | 1 | 1 | 1 | [5 empty] | 13.6572 | 13.107 | 570.7763 | 26826.484 | 684.9315 | 0.076487 | 0.0034105 | 0.0031991 | 0.020663 | 0.037333 | 0.076487 | 0.0034105 | 0.0031991 | 0.020663 | 0.037333 | 100000 | 100000 | 0 | 0 | 0
2071 |  |  |  | 9795.2055 |  |  |  |  | 4082.6524 | 4125.9624 | 4169.2724 | 4212.5824 | 4255.8924 | 36959.8155 | 35961.2882 | 34962.7609 | 33964.2337 | 32965.7064 |  | 0.00116 |  |  |  |  | 1 | 1 | 1 | 1 | 1 | [5 empty] | 13.152 | 13.0379 | 570.7763 | 26826.484 | 684.9315 | 0.07696 | 0.00383 | 0.0032296 | 0.016306 | 0.036616 | 0.07696 | 0.00383 | 0.0032295 | 0.016306 | 0.036616 | 100000 | 100000 | 0 | 0 | 0
2072 |  |  |  | 9795.2055 |  |  |  |  | 5197.6583 | 5239.0433 | 5280.4283 | 5321.8133 | 5363.1983 | 34632.2725 | 33696.6274 | 32760.9824 | 31825.3373 | 30889.6923 |  | 0.08724 |  |  |  |  | 1 | 1 | 1 | 1 | 1 | [5 empty] | 10.8598 | 13.75 | 570.7763 | 26826.484 | 684.9315 | 0.070742 | 0.0027977 | 0.0021354 | 0.0051517 | 0.019468 | 0.070742 | 0.0027977 | 0.0021354 | 0.0051517 | 0.019467 | 100000 | 100000 | 0 | 0 | 0
2073 |  |  |  | 9795.2055 |  |  |  |  | 6239.2026 | 6297.3351 | 6355.4676 | 6413.6001 | 6471.7326 | 32383.2003 | 31508.3175 | 30633.4346 | 29758.5518 | 28883.6689 |  | 0.08094 |  |  |  |  | 1 | 1 | 1 | 1 | 1 | [5 empty] | 9.3555 | 14.0064 | 570.7763 | 26826.484 | 684.9315 | 0.050539 | 0.002124 | 0.001265 | 0.0014733 | 0.0022465 | 0.050539 | 0.002124 | 0.001265 | 0.0014733 | 0.0022465 | 100000 | 100000 | 0 | 0 | 0
2074 |  |  |  | 9795.2055 |  |  |  |  | 7013.065 | 7089.54 | 7166.015 | 7242.49 | 7318.965 | 30604.0649 | 29777.2482 | 28950.4315 | 28123.6148 | 27296.798 |  | 0.24328 |  |  |  |  | 1 | 1 | 1 | 1 | 1 | [5 empty] | 8.5446 | 13.7436 | 570.7763 | 26826.484 | 684.9315 | 0.0049432 | 0.00047165 | 0.00024356 | 0.00029197 | 0.00031121 | 0.0049432 | 0.00047165 | 0.00024356 | 0.00029197 | 0.00031121 | 100000 | 100000 | 0 | 0 | 0
2075 |  |  |  | 9795.2055 |  |  |  |  | 7927.8126 | 8049.0826 | 8170.3526 | 8291.6226 | 8412.8926 | 28986.0863 | 28202.9818 | 27419.8773 | 26636.7728 | 25853.6683 |  | 0.16728 |  |  |  |  | 1 | 1 | 1 | 1 | 1 | [5 empty] | 7.5629 | 13.9602 | 570.7763 | 26826.484 | 684.9315 | 0.0025165 | 0.00016094 | 0.00024025 | 0.00028297 | 0.00029602 | 0.0025165 | 0.00016094 | 0.00024025 | 0.00028297 | 0.00029602 | 100000 | 100000 | 0 | 0 | 0
2076 |  |  |  | 9795.2055 |  |  |  |  | 7549.4351 | 7723.8326 | 7898.2301 | 8072.6276 | 8247.0251 | 28610.1723 | 27837.2237 | 27064.2751 | 26291.3266 | 25518.378 |  | 0.18624 |  |  |  |  | 1 | 1 | 1 | 1 | 1 | [5 empty] | 7.7319 | 14.2408 | 570.7763 | 26826.484 | 684.9315 | 0.0023775 | 0.00016901 | 0.00025906 | 0.00029587 | 0.00030816 | 0.0023775 | 0.00016901 | 0.00025906 | 0.00029587 | 0.00030816 | 100000 | 100000 | 0 | 0 | 0
2077 |  |  |  | 9795.2055 |  |  |  |  | 6682.991 | 6927.8135 | 7172.636 | 7417.4585 | 7662.281 | 28140.2355 | 27379.983 | 26619.7305 | 25859.478 | 25099.2254 |  | 0.10521 |  |  |  |  | 1 | 1 | 1 | 1 | 1 | [5 empty] | 8.8174 | 14.9998 | 570.7763 | 26826.484 | 684.9315 | 0.0023661 | 0.00016797 | 0.00025301 | 0.00029317 | 0.00030532 | 0.0023661 | 0.00016797 | 0.00025301 | 0.00029317 | 0.00030532 | 100000 | 100000 | 0 | 0 | 0
2078 |  |  |  | 9795.2055 |  |  |  |  | 6035.9253 | 6365.1428 | 6694.3603 | 7023.5778 | 7352.7953 | 28502.7937 | 27732.7461 | 26962.6985 | 26192.6509 | 25422.6033 |  | 0.1101 |  |  |  |  | 1 | 1 | 1 | 1 | 1 | [5 empty] | 8.3738 | 15.4915 | 570.7763 | 26826.484 | 684.9315 | 0.0023077 | 0.00015568 | 0.0002413 | 0.0002752 | 0.00028744 | 0.0023077 | 0.00015568 | 0.0002413 | 0.0002752 | 0.00028744 | 100000 | 100000 | 0 | 0 | 0
2079 |  |  |  | 9795.2055 |  |  |  |  | 5684.7186 | 5990.3686 | 6296.0186 | 6601.6686 | 6907.3186 | 29402.4226 | 28608.0701 | 27813.7176 | 27019.3652 | 26225.0127 |  | 0.08206 |  |  |  |  | 1 | 1 | 1 | 1 | 1 | [5 empty] | 7.6155 | 15.248 | 570.7763 | 26826.484 | 684.9315 | 0.0023855 | 0.00015906 | 0.00022987 | 0.00027506 | 0.00029166 | 0.0023855 | 0.00015906 | 0.00022987 | 0.00027506 | 0.00029166 | 100000 | 100000 | 0 | 0 | 0
2080 |  |  |  | 9795.2055 |  |  |  |  | 5726.9842 | 6081.5 | 6436.0159 | 6790.5317 | 7145.0475 | 31230.7658 | 30387.0177 | 29543.2697 | 28699.5217 | 27855.7737 |  | 0.02715 |  |  |  |  | 1 | 1 | 1 | 1 | 1 | [5 empty] | 8.4005 | 15.0691 | 570.7763 | 26826.484 | 684.9315 | 0.003247 | 0.00088257 | 0.00058786 | 0.00086121 | 0.00087616 | 0.003247 | 0.00088257 | 0.00058786 | 0.00086121 | 0.00087616 | 100000 | 100000 | 0 | 0 | 0
2081 |  |  |  | 9795.2055 |  |  |  |  | 6442.4798 | 6856.944 | 7271.4082 | 7685.8723 | 8100.3365 | 33126.2428 | 32231.2855 | 31336.3282 | 30441.3709 | 29546.4135 |  | 0.01454 |  |  |  |  | 1 | 1 | 1 | 1 | 1 | [5 empty] | 9.6106 | 15.5373 | 570.7763 | 26826.484 | 684.9315 | 0.042726 | 0.002466 | 0.0020734 | 0.0039523 | 0.017639 | 0.042726 | 0.002466 | 0.0020734 | 0.0039523 | 0.017639 | 100000 | 100000 | 0 | 0 | 0
2082 |  |  |  | 9795.2055 |  |  |  |  | 7027.1535 | 7518.8343 | 8010.5152 | 8502.196 | 8993.8768 | 34260.7513 | 33335.1434 | 32409.5356 | 31483.9278 | 30558.32 |  | 0.00752 |  |  |  |  | 1 | 1 | 1 | 1 | 1 | [5 empty] | 11.6247 | 14.7418 | 570.7763 | 26826.484 | 684.9315 | 0.085577 | 0.0041874 | 0.006307 | 0.037939 | 0.039994 | 0.085577 | 0.0041874 | 0.006307 | 0.037939 | 0.039994 | 100000 | 100000 | 0 | 0 | 0
2083 |  |  |  | 9795.2055 |  |  |  |  | 7273.7026 | 7810.4818 | 8347.261 | 8884.0401 | 9420.8193 | 34972.3344 | 34027.502 | 33082.6697 | 32137.8373 | 31193.005 |  | 0 |  |  |  |  | 1 | 1 | 1 | 1 | 1 | [5 empty] | 12.8048 | 14.4504 | 570.7763 | 26826.484 | 684.9315 | 0.093247 | 0.040897 | 0.042068 | 0.041539 | 0.042525 | 0.093247 | 0.040897 | 0.042068 | 0.041539 | 0.042525 | 100000 | 100000 | 0 | 0 | 0
2084 |  |  |  | 9795.2055 |  |  |  |  | 6743.3704 | 7239.8354 | 7736.3004 | 8232.7654 | 8729.2304 | 34305.3888 | 33378.575 | 32451.7612 | 31524.9474 | 30598.1337 |  | 0 |  |  |  |  | 1 | 1 | 1 | 1 | 1 | [5 empty] | 12.6467 | 14.5939 | 570.7763 | 26826.484 | 684.9315 | 0.09399 | 0.049558 | 0.043254 | 0.042076 | 0.042505 | 0.09399 | 0.049558 | 0.043254 | 0.042076 | 0.042505 | 100000 | 100000 | 0 | 0 | 0
2085 |  |  |  | 9795.2055 |  |  |  |  | 5926.2361 | 6327.7761 | 6729.3161 | 7130.8561 | 7532.3961 | 30876.993 | 30042.8027 | 29208.6124 | 28374.4221 | 27540.2318 |  | 0 |  |  |  |  | 1 | 1 | 1 | 1 | 1 | [5 empty] | 13.7042 | 14.841 | 570.7763 | 26826.484 | 684.9315 | 0.092817 | 0.042003 | 0.04242 | 0.042021 | 0.042545 | 0.092817 | 0.042003 | 0.04242 | 0.042021 | 0.042545 | 100000 | 100000 | 0 | 0 | 0
2086 |  |  |  | 9795.2055 |  |  |  |  | 5663.5858 | 6005.6725 | 6347.7592 | 6689.8458 | 7031.9325 | 23460.6344 | 22826.8086 | 22192.9829 | 21559.1571 | 20925.3314 |  | 0 |  |  |  |  | 1 | 1 | 1 | 1 | 1 | [5 empty] | 13.295 | 14.7996 | 570.7763 | 26826.484 | 684.9315 | 0.090741 | 0.041008 | 0.042307 | 0.041577 | 0.04259 | 0.090741 | 0.041008 | 0.042307 | 0.041577 | 0.04259 | 100000 | 100000 | 0 | 0 | 0
2087 |  |  |  | 9795.2055 |  |  |  |  | 4101.7725 | 4363.1225 | 4624.4725 | 4885.8225 | 5147.1725 | 16561.5793 | 16114.1423 | 15666.7053 | 15219.2683 | 14771.8313 |  | 0 |  |  |  |  | 1 | 1 | 1 | 1 | 1 | [5 empty] | 12.4636 | 14.4928 | 570.7763 | 26826.484 | 684.9315 | 0.089229 | 0.03972 | 0.042282 | 0.041557 | 0.042613 | 0.089229 | 0.03972 | 0.042282 | 0.041557 | 0.042613 | 100000 | 100000 | 0 | 0 | 0
2088 |  |  |  | 9795.2055 |  |  |  |  | 2780.491 | 2977.1085 | 3173.726 | 3370.3435 | 3566.961 | 11732.7089 | 11415.7314 | 11098.7539 | 10781.7764 | 10464.7989 |  | 0 |  |  |  |  | 1 | 1 | 1 | 1 | 1 | [5 empty] | 11.3392 | 15.355 | 570.7763 | 26826.484 | 684.9315 | 0.087314 | 0.038219 | 0.042211 | 0.041529 | 0.042624 | 0.087314 | 0.038219 | 0.042211 | 0.041529 | 0.042623 | 100000 | 100000 | 0 | 0 | 0
2089 |  |  |  | 9795.2055 |  |  |  |  | 2079.6027 | 2179.5877 | 2279.5727 | 2379.5577 | 2479.5427 | 12735.1015 | 12391.0428 | 12046.9841 | 11702.9254 | 11358.8667 |  | 0 |  |  |  |  | 1 | 1 | 1 | 1 | 1 | [5 empty] | 10.0556 | 15.4051 | 570.7763 | 26826.484 | 684.9315 | 0.086334 | 0.036745 | 0.042202 | 0.041539 | 0.042598 | 0.086334 | 0.036745 | 0.042202 | 0.041539 | 0.042598 | 100000 | 100000 | 0 | 0 | 0
2090 |  |  |  | 9795.2055 |  |  |  |  | 1781.8004 | 1830.6379 | 1879.4754 | 1928.3129 | 1977.1504 | 12841.4613 | 12494.5291 | 12147.5969 | 11800.6648 | 11453.7326 |  | 0 |  |  |  |  | 1 | 1 | 1 | 1 | 1 | [5 empty] | 11.347 | 14.727 | 570.7763 | 26826.484 | 684.9315 | 0.086438 | 0.037883 | 0.042264 | 0.042117 | 0.042935 | 0.086438 | 0.037883 | 0.042264 | 0.042117 | 0.042935 | 100000 | 100000 | 0 | 0 | 0
2091 |  |  |  | 9795.2055 |  |  |  |  | 1745.7031 | 1787.0881 | 1828.4731 | 1869.8581 | 1911.2431 | 14554.5381 | 14161.3245 | 13768.1109 | 13374.8973 | 12981.6836 |  | 0 |  |  |  |  | 1 | 1 | 1 | 1 | 1 | [5 empty] | 9.3874 | 14.1341 | 570.7763 | 26826.484 | 684.9315 | 0.085777 | 0.037292 | 0.04256 | 0.042205 | 0.043657 | 0.085777 | 0.037292 | 0.04256 | 0.042205 | 0.043657 | 100000 | 100000 | 0 | 0 | 0
2092 |  |  |  | 9795.2055 |  |  |  |  | 1917.1651 | 1958.1376 | 1999.1101 | 2040.0826 | 2081.0551 | 18691.9832 | 18186.99 | 17681.9968 | 17177.0036 | 16672.0104 |  | 0 |  |  |  |  | 1 | 1 | 1 | 1 | 1 | [5 empty] | 10.3177 | 13.892 | 570.7763 | 26826.484 | 684.9315 | 0.085912 | 0.045353 | 0.042948 | 0.042356 | 0.04353 | 0.085912 | 0.045353 | 0.042948 | 0.042356 | 0.04353 | 100000 | 100000 | 0 | 0 | 0
2093 |  |  |  | 9795.2055 |  |  |  |  | 2638.1074 | 2679.2174 | 2720.3274 | 2761.4374 | 2802.5474 | 27630.8409 | 26884.3505 | 26137.8601 | 25391.3696 | 24644.8792 |  | 0 |  |  |  |  | 1 | 1 | 1 | 1 | 1 | [5 empty] | 9.7326 | 13.0099 | 570.7763 | 26826.484 | 684.9315 | 0.088221 | 0.06455 | 0.045348 | 0.043076 | 0.043708 | 0.088221 | 0.06455 | 0.045348 | 0.043076 | 0.043708 | 100000 | 100000 | 0 | 0 | 0
2094 |  |  |  | 9795.2055 |  |  |  |  | 4130.127 | 4171.3745 | 4212.622 | 4253.8695 | 4295.117 | 32593.6592 | 31713.0904 | 30832.5217 | 29951.953 | 29071.3843 |  | 0 |  |  |  |  | 1 | 1 | 1 | 1 | 1 | [5 empty] | 9.5634 | 12.2144 | 570.7763 | 26826.484 | 684.9315 | 0.093183 | 0.07446 | 0.051681 | 0.044765 | 0.044483 | 0.093183 | 0.07446 | 0.051681 | 0.044765 | 0.044483 | 100000 | 100000 | 0 | 0 | 0
2095 |  |  |  | 9795.2055 |  |  |  |  | 5088.7096 | 5130.2321 | 5171.7546 | 5213.2771 | 5254.7996 | 31289.7114 | 30444.3709 | 29599.0303 | 28753.6898 | 27908.3493 |  | 0.0274 |  |  |  |  | 1 | 1 | 1 | 1 | 1 | [5 empty] | 9.415 | 11.1814 | 570.7763 | 26826.484 | 684.9315 | 0.099212 | 0.086401 | 0.061599 | 0.049305 | 0.045555 | 0.099212 | 0.086401 | 0.061599 | 0.049305 | 0.045555 | 100000 | 100000 | 0 | 0 | 0
2096 |  |  |  | 9795.2055 |  |  |  |  | 4477.0617 | 4526.7242 | 4576.3867 | 4626.0492 | 4675.7117 | 29328.5628 | 28536.2058 | 27743.8487 | 26951.4917 | 26159.1347 |  | 0.08188 |  |  |  |  | 1 | 1 | 1 | 1 | 1 | [5 empty] | 8.6918 | 10.2691 | 570.7763 | 26826.484 | 684.9315 | 0.10468 | 0.091449 | 0.058989 | 0.057178 | 0.046141 | 0.10468 | 0.091449 | 0.058989 | 0.057178 | 0.046141 | 100000 | 100000 | 0 | 0 | 0
2097 |  |  |  | 9795.2055 |  |  |  |  | 4237.4161 | 4312.9011 | 4388.3861 | 4463.8711 | 4539.3561 | 27427.361 | 26686.3679 | 25945.3748 | 25204.3818 | 24463.3887 |  | 0.37422 |  |  |  |  | 1 | 1 | 1 | 1 | 1 | [5 empty] | 8.3115 | 9.2918 | 570.7763 | 26826.484 | 684.9315 | 0.10603 | 0.095833 | 0.061153 | 0.057406 | 0.046942 | 0.10603 | 0.095833 | 0.061153 | 0.057406 | 0.046942 | 100000 | 100000 | 0 | 0 | 0
2098 |  |  |  | 9795.2055 |  |  |  |  | 4413.8915 | 4523.639 | 4633.3865 | 4743.134 | 4852.8815 | 25924.2274 | 25223.8438 | 24523.4602 | 23823.0767 | 23122.6931 |  | 0.30992 |  |  |  |  | 1 | 1 | 1 | 1 | 1 | [5 empty] | 6.3804 | 7.7321 | 570.7763 | 26826.484 | 684.9315 | 0.10368 | 0.091274 | 0.059703 | 0.056455 | 0.04413 | 0.10368 | 0.091274 | 0.059703 | 0.056455 | 0.04413 | 100000 | 100000 | 0 | 0 | 0
2099 |  |  |  | 9795.2055 |  |  |  |  | 4988.4394 | 5153.4328 | 5318.4261 | 5483.4194 | 5648.4128 | 24556.0388 | 23892.619 | 23229.1992 | 22565.7793 | 21902.3595 |  | 0.45509 |  |  |  |  | 1 | 1 | 1 | 1 | 1 | [5 empty] | 5.3109 | 6.7128 | 570.7763 | 26826.484 | 684.9315 | 0.10354 | 0.08846 | 0.051766 | 0.043139 | 0.043634 | 0.10354 | 0.08846 | 0.051766 | 0.043139 | 0.043635 | 100000 | 100000 | 0 | 0 | 0
2100 |  |  |  | 9795.2055 |  |  |  |  | 5023.534 | 5225.6515 | 5427.769 | 5629.8865 | 5832.004 | 24236.0488 | 23581.274 | 22926.4992 | 22271.7244 | 21616.9496 |  | 0.63809 |  |  |  |  | 1 | 1 | 1 | 1 | 1 | [5 empty] | 3.888 | 4.817 | 570.7763 | 26826.484 | 684.9315 | 0.10334 | 0.088514 | 0.049222 | 0.0428 | 0.043416 | 0.10334 | 0.088514 | 0.049222 | 0.0428 | 0.043416 | 100000 | 100000 | 0 | 0 | 0
2101 |  |  |  | 9795.2055 |  |  |  |  | 4924.2665 | 5194.4165 | 5464.5665 | 5734.7165 | 6004.8665 | 23837.9806 | 23193.9603 | 22549.9399 | 21905.9195 | 21261.8992 |  | 0.77469 |  |  |  |  | 1 | 1 | 1 | 1 | 1 | [5 empty] | 3.6674 | 4.0107 | 570.7763 | 26826.484 | 684.9315 | 0.10339 | 0.088879 | 0.049303 | 0.042861 | 0.04344 | 0.10339 | 0.088879 | 0.049303 | 0.042861 | 0.04344 | 100000 | 100000 | 0 | 0 | 0
2102 |  |  |  | 9795.2055 |  |  |  |  | 4727.7371 | 5051.6196 | 5375.5021 | 5699.3846 | 6023.2671 | 24143.5263 | 23491.2511 | 22838.976 | 22186.7008 | 21534.4257 |  | 0.6676 |  |  |  |  | 1 | 1 | 1 | 1 | 1 | [5 empty] | 5.987 | 3.0075 | 570.7763 | 26826.484 | 684.9315 | 0.10341 | 0.089151 | 0.049348 | 0.042887 | 0.043382 | 0.10341 | 0.089151 | 0.049348 | 0.042887 | 0.043382 | 100000 | 100000 | 0 | 0 | 0
2103 |  |  |  | 9795.2055 |  |  |  |  | 4320.6403 | 4742.4728 | 5164.3053 | 5586.1378 | 6007.9703 | 24904.007 | 24231.1863 | 23558.3655 | 22885.5448 | 22212.7241 |  | 0.61296 |  |  |  |  | 1 | 1 | 1 | 1 | 1 | [5 empty] | 6.6979 | 2.1741 | 570.7763 | 26826.484 | 684.9315 | 0.10353 | 0.08992 | 0.049778 | 0.04312 | 0.043389 | 0.10353 | 0.08992 | 0.049778 | 0.04312 | 0.043389 | 100000 | 100000 | 0 | 0 | 0
2104 |  |  |  | 9795.2055 |  |  |  |  | 4322.6457 | 4935.184 | 5547.7224 | 6160.2607 | 6772.799 | 26449.8667 | 25735.2821 | 25020.6976 | 24306.113 | 23591.5284 |  | 0.44662 |  |  |  |  | 1 | 1 | 1 | 1 | 1 | [5 empty] | 5.9654 | 1.5085 | 570.7763 | 26826.484 | 684.9315 | 0.10536 | 0.09761 | 0.052643 | 0.044011 | 0.044452 | 0.10536 | 0.09761 | 0.052643 | 0.044011 | 0.044452 | 100000 | 100000 | 0 | 0 | 0
2105 |  |  |  | 9795.2055 |  |  |  |  | 5111.7717 | 5895.4909 | 6679.21 | 7462.9292 | 8246.6484 | 28052.5932 | 27294.7085 | 26536.8238 | 25778.939 | 25021.0543 |  | 0.16273 |  |  |  |  | 1 | 1 | 1 | 1 | 1 | [5 empty] | 5.9476 | 0.34432 | 570.7763 | 26826.484 | 684.9315 | 0.10785 | 0.10418 | 0.093703 | 0.066172 | 0.050541 | 0.10785 | 0.10418 | 0.093703 | 0.066172 | 0.050541 | 100000 | 100000 | 0 | 0 | 0
2106 |  |  |  | 9795.2055 |  |  |  |  | 6249.8378 | 7080.3053 | 7910.7728 | 8741.2403 | 9571.7078 | 29015.9467 | 28232.0355 | 27448.1243 | 26664.2131 | 25880.3018 |  | 0.02193 |  |  |  |  | 1 | 1 | 1 | 1 | 1 | [5 empty] | 5.5971 | 0.68235 | 570.7763 | 26826.484 | 684.9315 | 0.11038 | 0.14662 | 0.10324 | 0.10507 | 0.1073 | 0.11038 | 0.14662 | 0.10324 | 0.10507 | 0.1073 | 100000 | 100000 | 0 | 0 | 0
2107 |  |  |  | 9795.2055 |  |  |  |  | 7252.5392 | 8028.0092 | 8803.4792 | 9578.9492 | 10354.4192 | 29620.2712 | 28820.0332 | 28019.7952 | 27219.5572 | 26419.3192 |  | 0 |  |  |  |  | 1 | 1 | 1 | 1 | 1 | [5 empty] | 5.3052 | 0.98538 | 570.7763 | 26826.484 | 684.9315 | 0.11173 | 0.14997 | 0.10324 | 0.10515 | 0.10607 | 0.11173 | 0.14997 | 0.10324 | 0.10515 | 0.10607 | 100000 | 100000 | 0 | 0 | 0
2108 |  |  |  | 9795.2055 |  |  |  |  | 6965.7666 | 7594.8324 | 8223.8982 | 8852.9641 | 9482.0299 | 29058.9763 | 28273.9026 | 27488.8288 | 26703.7551 | 25918.6814 |  | 0 |  |  |  |  | 1 | 1 | 1 | 1 | 1 | [5 empty] | 5.9258 | 2.7102 | 570.7763 | 26826.484 | 684.9315 | 0.10963 | 0.14372 | 0.10004 | 0.1031 | 0.078349 | 0.10963 | 0.14372 | 0.10004 | 0.1031 | 0.078349 | 100000 | 100000 | 0 | 0 | 0
2109 |  |  |  | 9795.2055 |  |  |  |  | 6139.5406 | 6673.9815 | 7208.4223 | 7742.8631 | 8277.304 | 26159.0689 | 25452.3407 | 24745.6125 | 24038.8843 | 23332.1561 |  | 0 |  |  |  |  | 1 | 1 | 1 | 1 | 1 | [5 empty] | 5.6015 | 5.4235 | 570.7763 | 26826.484 | 684.9315 | 0.10825 | 0.10602 | 0.087909 | 0.089647 | 0.050895 | 0.10825 | 0.10602 | 0.087908 | 0.089647 | 0.050895 | 100000 | 100000 | 0 | 0 | 0
2110 |  |  |  | 9795.2055 |  |  |  |  | 5683.3115 | 6137.0432 | 6590.7748 | 7044.5065 | 7498.2382 | 19890.4817 | 19353.1092 | 18815.7367 | 18278.3642 | 17740.9917 |  | 0 |  |  |  |  | 1 | 1 | 1 | 1 | 1 | [5 empty] | 6.67 | 8.5569 | 570.7763 | 26826.484 | 684.9315 | 0.10281 | 0.090859 | 0.072428 | 0.050654 | 0.046055 | 0.10281 | 0.090858 | 0.072428 | 0.050654 | 0.046055 | 100000 | 100000 | 0 | 0 | 0
2111 |  |  |  | 9795.2055 |  |  |  |  | 3973.7056 | 4347.2239 | 4720.7423 | 5094.2606 | 5467.7789 | 14043.6468 | 13664.2357 | 13284.8246 | 12905.4135 | 12526.0024 |  | 0 |  |  |  |  | 1 | 1 | 1 | 1 | 1 | [5 empty] | 5.5697 | 9.2987 | 570.7763 | 26826.484 | 684.9315 | 0.10188 | 0.083312 | 0.058104 | 0.04709 | 0.044755 | 0.10188 | 0.083312 | 0.058104 | 0.04709 | 0.044755 | 100000 | 100000 | 0 | 0 | 0
2112 |  |  |  | 9795.2055 |  |  |  |  | 2770.4279 | 2969.1079 | 3167.7879 | 3366.4679 | 3565.1479 | 12124.1345 | 11796.582 | 11469.0295 | 11141.4771 | 10813.9246 |  | 0 |  |  |  |  | 1 | 1 | 1 | 1 | 1 | [5 empty] | 4.9958 | 9.0646 | 570.7763 | 26826.484 | 684.9315 | 0.096833 | 0.074065 | 0.053156 | 0.046648 | 0.044492 | 0.096833 | 0.074065 | 0.053156 | 0.046648 | 0.044492 | 100000 | 100000 | 0 | 0 | 0
2113 |  |  |  | 9795.2055 |  |  |  |  | 2072.0763 | 2170.7413 | 2269.4063 | 2368.0713 | 2466.7363 | 13159.7523 | 12804.221 | 12448.6896 | 12093.1583 | 11737.627 |  | 0 |  |  |  |  | 1 | 1 | 1 | 1 | 1 | [5 empty] | 4.9492 | 9.8072 | 570.7763 | 26826.484 | 684.9315 | 0.096762 | 0.073603 | 0.047718 | 0.04567 | 0.044356 | 0.096762 | 0.073603 | 0.047718 | 0.04567 | 0.044356 | 100000 | 100000 | 0 | 0 | 0
2114 |  |  |  | 9795.2055 |  |  |  |  | 1775.3517 | 1823.3642 | 1871.3767 | 1919.3892 | 1967.4017 | 13270.3617 | 12911.8421 | 12553.3225 | 12194.8029 | 11836.2833 |  | 0 |  |  |  |  | 1 | 1 | 1 | 1 | 1 | [5 empty] | 4.5513 | 11.4012 | 570.7763 | 26826.484 | 684.9315 | 0.095846 | 0.071881 | 0.046582 | 0.045479 | 0.043917 | 0.095846 | 0.071881 | 0.046582 | 0.045479 | 0.043917 | 100000 | 100000 | 0 | 0 | 0
2115 |  |  |  | 9795.2055 |  |  |  |  | 1739.3851 | 1780.3576 | 1821.3301 | 1862.3026 | 1903.2751 | 15040.8262 | 14634.4748 | 14228.1233 | 13821.7718 | 13415.4204 |  | 0 |  |  |  |  | 1 | 1 | 1 | 1 | 1 | [5 empty] | 3.5475 | 12.7121 | 570.7763 | 26826.484 | 684.9315 | 0.094937 | 0.070684 | 0.046529 | 0.045257 | 0.043895 | 0.094937 | 0.070684 | 0.046529 | 0.045257 | 0.043895 | 100000 | 100000 | 0 | 0 | 0
2116 |  |  |  | 9795.2055 |  |  |  |  | 1910.2265 | 1952.849 | 1995.4715 | 2038.094 | 2080.7165 | 19315.6463 | 18793.8039 | 18271.9615 | 17750.119 | 17228.2766 |  | 0 |  |  |  |  | 1 | 1 | 1 | 1 | 1 | [5 empty] | 3.0126 | 13.335 | 570.7763 | 26826.484 | 684.9315 | 0.08619 | 0.033407 | 0.024694 | 0.037966 | 0.040457 | 0.08619 | 0.033407 | 0.024694 | 0.037966 | 0.040457 | 100000 | 100000 | 0 | 0 | 0
2117 |  |  |  | 9795.2055 |  |  |  |  | 2628.5596 | 2667.4696 | 2706.3796 | 2745.2896 | 2784.1996 | 28553.1903 | 27781.7811 | 27010.372 | 26238.9629 | 25467.5537 |  | 0 |  |  |  |  | 1 | 1 | 1 | 1 | 1 | [5 empty] | 5.705 | 15.1556 | 570.7763 | 26826.484 | 684.9315 | 0.0859 | 0.027846 | 0.024808 | 0.03864 | 0.040868 | 0.0859 | 0.027846 | 0.024808 | 0.03864 | 0.040868 | 100000 | 100000 | 0 | 0 | 0
2118 |  |  |  | 9795.2055 |  |  |  |  | 4115.1794 | 4155.1894 | 4195.1994 | 4235.2094 | 4275.2194 | 33688.16 | 32778.0216 | 31867.8832 | 30957.7448 | 30047.6064 |  | 0 |  |  |  |  | 1 | 1 | 1 | 1 | 1 | [5 empty] | 7.015 | 15.8692 | 570.7763 | 26826.484 | 684.9315 | 0.089494 | 0.028529 | 0.026764 | 0.039928 | 0.041688 | 0.089494 | 0.028529 | 0.026764 | 0.039928 | 0.041688 | 100000 | 100000 | 0 | 0 | 0
2119 |  |  |  | 9795.2055 |  |  |  |  | 5070.2927 | 5112.0902 | 5153.8877 | 5195.6852 | 5237.4827 | 32339.4675 | 31465.7662 | 30592.0649 | 29718.3635 | 28844.6622 |  | 0.06767 |  |  |  |  | 1 | 1 | 1 | 1 | 1 | [5 empty] | 6.4826 | 16.6867 | 570.7763 | 26826.484 | 684.9315 | 0.089238 | 0.0461 | 0.028153 | 0.040361 | 0.042522 | 0.089238 | 0.0461 | 0.028153 | 0.040361 | 0.042522 | 100000 | 100000 | 0 | 0 | 0
2120 |  |  |  | 9795.2055 |  |  |  |  | 4460.8585 | 4510.026 | 4559.1935 | 4608.361 | 4657.5285 | 30310.755 | 29491.8626 | 28672.9701 | 27854.0776 | 27035.1851 |  | 0.2703 |  |  |  |  | 1 | 1 | 1 | 1 | 1 | [5 empty] | 5.739 | 16.5082 | 570.7763 | 26826.484 | 684.9315 | 0.087479 | 0.0043168 | 0.0037574 | 0.035757 | 0.038749 | 0.087479 | 0.0043168 | 0.0037574 | 0.035757 | 0.038749 | 100000 | 100000 | 0 | 0 | 0
2121 |  |  |  | 9795.2055 |  |  |  |  | 4222.0802 | 4297.0702 | 4372.0602 | 4447.0502 | 4522.0402 | 28345.231 | 27579.4403 | 26813.6495 | 26047.8587 | 25282.0679 |  | 0.24044 |  |  |  |  | 1 | 1 | 1 | 1 | 1 | [5 empty] | 2.2317 | 16.572 | 570.7763 | 26826.484 | 684.9315 | 0.080858 | 0.0028457 | 0.0016755 | 0.0053752 | 0.036105 | 0.080858 | 0.0028457 | 0.0016755 | 0.0053752 | 0.036105 | 100000 | 100000 | 0 | 0 | 0
2122 |  |  |  | 9795.2055 |  |  |  |  | 4397.9169 | 4503.3744 | 4608.8319 | 4714.2894 | 4819.7469 | 26791.0874 | 26067.2842 | 25343.4811 | 24619.6779 | 23895.8748 |  | 0.22427 |  |  |  |  | 1 | 1 | 1 | 1 | 1 | [5 empty] | 3.077 | 14.4363 | 570.7763 | 26826.484 | 684.9315 | 0.035942 | 0.0021728 | 0.0012534 | 0.0042411 | 0.02573 | 0.035942 | 0.0021728 | 0.0012534 | 0.0042411 | 0.02573 | 100000 | 100000 | 0 | 0 | 0
2123 |  |  |  | 9795.2055 |  |  |  |  | 4970.3854 | 5139.2279 | 5308.0704 | 5476.9129 | 5645.7554 | 25376.6985 | 24691.1073 | 24005.516 | 23319.9248 | 22634.3336 |  | 0.3328 |  |  |  |  | 1 | 1 | 1 | 1 | 1 | [5 empty] | 3.635 | 13.1304 | 570.7763 | 26826.484 | 684.9315 | 0.0344 | 0.0021937 | 0.001239 | 0.0036351 | 0.025091 | 0.0344 | 0.0021937 | 0.001239 | 0.0036351 | 0.025091 | 100000 | 100000 | 0 | 0 | 0
2124 |  |  |  | 9795.2055 |  |  |  |  | 5005.353 | 5218.4705 | 5431.588 | 5644.7055 | 5857.823 | 25046.3042 | 24369.6391 | 23692.974 | 23016.3089 | 22339.6438 |  | 0.84215 |  |  |  |  | 1 | 1 | 1 | 1 | 1 | [5 empty] | 4.0128 | 11.5174 | 570.7763 | 26826.484 | 684.9315 | 0.034141 | 0.002382 | 0.0012602 | 0.0036278 | 0.025312 | 0.034141 | 0.002382 | 0.0012602 | 0.0036278 | 0.025312 | 100000 | 100000 | 0 | 0 | 0
2125 |  |  |  | 9795.2055 |  |  |  |  | 4906.4448 | 5165.1548 | 5423.8648 | 5682.5748 | 5941.2848 | 24634.9238 | 23969.3728 | 23303.8218 | 22638.2708 | 21972.7197 |  | 0.79546 |  |  |  |  | 1 | 1 | 1 | 1 | 1 | [5 empty] | 6.6195 | 10.981 | 570.7763 | 26826.484 | 684.9315 | 0.030085 | 0.0023996 | 0.0012778 | 0.0036434 | 0.025323 | 0.030085 | 0.0023996 | 0.0012778 | 0.0036434 | 0.025322 | 100000 | 100000 | 0 | 0 | 0
2126 |  |  |  | 9795.2055 |  |  |  |  | 4710.6266 | 5034.5091 | 5358.3916 | 5682.2741 | 6006.1566 | 24950.9844 | 24276.8945 | 23602.8046 | 22928.7147 | 22254.6248 |  | 0.03518 |  |  |  |  | 1 | 1 | 1 | 1 | 1 | [5 empty] | 9.5997 | 11.0292 | 570.7763 | 26826.484 | 684.9315 | 0.029967 | 0.0023695 | 0.0012795 | 0.003653 | 0.02534 | 0.029966 | 0.0023695 | 0.0012795 | 0.003653 | 0.025341 | 100000 | 100000 | 0 | 0 | 0
2127 |  |  |  | 9795.2055 |  |  |  |  | 4305.0032 | 4726.8365 | 5148.6698 | 5570.5032 | 5992.3365 | 25737.194 | 25041.8635 | 24346.5329 | 23651.2023 | 22955.8717 |  | 0.07126 |  |  |  |  | 1 | 1 | 1 | 1 | 1 | [5 empty] | 8.1625 | 7.6111 | 570.7763 | 26826.484 | 684.9315 | 0.030034 | 0.0027147 | 0.0012674 | 0.0036585 | 0.025627 | 0.030034 | 0.0027147 | 0.0012674 | 0.0036585 | 0.025627 | 100000 | 100000 | 0 | 0 | 0
2128 |  |  |  | 9795.2055 |  |  |  |  | 4307.0013 | 4938.1013 | 5569.2013 | 6200.3013 | 6831.4013 | 27335.2947 | 26596.7889 | 25858.2831 | 25119.7773 | 24381.2716 |  | 0.12869 |  |  |  |  | 1 | 1 | 1 | 1 | 1 | [5 empty] | 6.3414 | 8.9623 | 570.7763 | 26826.484 | 684.9315 | 0.033004 | 0.0030313 | 0.0015448 | 0.0044188 | 0.028968 | 0.033004 | 0.0030313 | 0.0015448 | 0.0044188 | 0.028968 | 100000 | 100000 | 0 | 0 | 0
2129 |  |  |  | 9795.2055 |  |  |  |  | 5093.2713 | 5853.4788 | 6613.6863 | 7373.8938 | 8134.1013 | 28992.1639 | 28208.8952 | 27425.6265 | 26642.3578 | 25859.0891 |  | 0.01602 |  |  |  |  | 1 | 1 | 1 | 1 | 1 | [5 empty] | 6.9072 | 8.28 | 570.7763 | 26826.484 | 684.9315 | 0.034235 | 0.0037956 | 0.0015867 | 0.0061556 | 0.036088 | 0.034235 | 0.0037956 | 0.0015867 | 0.0061556 | 0.036088 | 100000 | 100000 | 0 | 0 | 0
2130 |  |  |  | 9795.2055 |  |  |  |  | 6227.2186 | 7052.1861 | 7877.1536 | 8702.1211 | 9527.0886 | 29987.2886 | 29177.1351 | 28366.9815 | 27556.828 | 26746.6745 |  | 0.02466 |  |  |  |  | 1 | 1 | 1 | 1 | 1 | [5 empty] | 7.784 | 10.5109 | 570.7763 | 26826.484 | 684.9315 | 0.038123 | 0.0040158 | 0.0015694 | 0.0078269 | 0.039917 | 0.038123 | 0.0040158 | 0.0015694 | 0.0078269 | 0.039917 | 100000 | 100000 | 0 | 0 | 0
2131 |  |  |  | 9795.2055 |  |  |  |  | 7226.291 | 7981.0819 | 8735.8727 | 9490.6635 | 10245.4544 | 30611.526 | 29784.5077 | 28957.4894 | 28130.4712 | 27303.4529 |  | 0 |  |  |  |  | 1 | 1 | 1 | 1 | 1 | [5 empty] | 9.8239 | 10.2986 | 570.7763 | 26826.484 | 684.9315 | 0.038322 | 0.004393 | 0.0015115 | 0.0088264 | 0.040115 | 0.038322 | 0.004393 | 0.0015115 | 0.0088264 | 0.040115 | 100000 | 100000 | 0 | 0 | 0
2132 |  |  |  | 9795.2055 |  |  |  |  | 6940.5563 | 7596.7905 | 8253.0246 | 8909.2588 | 9565.493 | 30030.7676 | 29219.4394 | 28408.1112 | 27596.783 | 26785.4549 |  | 0 |  |  |  |  | 1 | 1 | 1 | 1 | 1 | [5 empty] | 12.6368 | 9.948 | 570.7763 | 26826.484 | 684.9315 | 0.038076 | 0.0036999 | 0.0014899 | 0.0070714 | 0.039422 | 0.038076 | 0.0036999 | 0.0014899 | 0.0070714 | 0.039422 | 100000 | 100000 | 0 | 0 | 0
2133 |  |  |  | 9795.2055 |  |  |  |  | 6117.3206 | 6637.4631 | 7157.6056 | 7677.7481 | 8197.8906 | 27033.0898 | 26302.7485 | 25572.4073 | 24842.0661 | 24111.7248 |  | 0 |  |  |  |  | 1 | 1 | 1 | 1 | 1 | [5 empty] | 15.2462 | 10.4681 | 570.7763 | 26826.484 | 684.9315 | 0.037564 | 0.0036736 | 0.0013394 | 0.0050622 | 0.038191 | 0.037564 | 0.0036736 | 0.0013394 | 0.0050622 | 0.038192 | 100000 | 100000 | 0 | 0 | 0
2134 |  |  |  | 9795.2055 |  |  |  |  | 5662.7426 | 6116.4751 | 6570.2076 | 7023.9401 | 7477.6726 | 20552.2954 | 19997.043 | 19441.7906 | 18886.5381 | 18331.2857 |  | 0 |  |  |  |  | 1 | 1 | 1 | 1 | 1 | [5 empty] | 17.406 | 18.3501 | 570.7763 | 26826.484 | 684.9315 | 0.030163 | 0.0024347 | 0.0012446 | 0.0044947 | 0.033264 | 0.030163 | 0.0024347 | 0.0012445 | 0.0044947 | 0.033264 | 100000 | 100000 | 0 | 0 | 0
2135 |  |  |  | 9795.2055 |  |  |  |  | 3959.3241 | 4343.1816 | 4727.0391 | 5110.8966 | 5494.7541 | 14510.4747 | 14118.4515 | 13726.4283 | 13334.4052 | 12942.382 |  | 0 |  |  |  |  | 1 | 1 | 1 | 1 | 1 | [5 empty] | 16.8346 | 8.3276 | 570.7763 | 26826.484 | 684.9315 | 0.01702 | 0.0019723 | 0.0011949 | 0.0039532 | 0.029844 | 0.01702 | 0.0019723 | 0.0011949 | 0.0039532 | 0.029844 | 100000 | 100000 | 0 | 0 | 0
2136 |  |  |  | 9795.2055 |  |  |  |  | 2760.3473 | 2968.6523 | 3176.9573 | 3385.2623 | 3593.5673 | 14066.3118 | 13686.2884 | 13306.265 | 12926.2415 | 12546.2181 |  | 0 |  |  |  |  | 1 | 1 | 1 | 1 | 1 | [5 empty] | 14.7484 | 9.2391 | 570.7763 | 26826.484 | 684.9315 | 0.015764 | 0.0019204 | 0.0011983 | 0.0039464 | 0.028772 | 0.015764 | 0.0019204 | 0.0011983 | 0.0039464 | 0.028772 | 100000 | 100000 | 0 | 0 | 0
2137 |  |  |  | 9795.2055 |  |  |  |  | 2064.5367 | 2163.8617 | 2263.1867 | 2362.5117 | 2461.8367 | 15266.5618 | 14854.1117 | 14441.6617 | 14029.2116 | 13616.7616 |  | 0 |  |  |  |  | 1 | 1 | 1 | 1 | 1 | [5 empty] | 13.6835 | 7.9791 | 570.7763 | 26826.484 | 684.9315 | 0.01531 | 0.0019213 | 0.0012015 | 0.0039324 | 0.028663 | 0.015311 | 0.0019213 | 0.0012015 | 0.0039324 | 0.028663 | 100000 | 100000 | 0 | 0 | 0
2138 |  |  |  | 9795.2055 |  |  |  |  | 1768.8919 | 1817.8944 | 1866.8969 | 1915.8994 | 1964.9019 | 15398.9843 | 14982.9566 | 14566.9289 | 14150.9013 | 13734.8736 |  | 0 |  |  |  |  | 1 | 1 | 1 | 1 | 1 | [5 empty] | 12.8949 | 12.9233 | 570.7763 | 26826.484 | 684.9315 | 0.015194 | 0.0019718 | 0.0012648 | 0.0039196 | 0.028606 | 0.015194 | 0.0019718 | 0.0012648 | 0.0039196 | 0.028606 | 100000 | 100000 | 0 | 0 | 0
2139 |  |  |  | 9795.2055 |  |  |  |  | 1733.0561 | 1773.7536 | 1814.4511 | 1855.1486 | 1895.8461 | 17454.4407 | 16982.8816 | 16511.3226 | 16039.7636 | 15568.2045 |  | 0 |  |  |  |  | 1 | 1 | 1 | 1 | 1 | [5 empty] | 12.2921 | 15.2802 | 570.7763 | 26826.484 | 684.9315 | 0.015115 | 0.0020711 | 0.0014145 | 0.0039057 | 0.028626 | 0.015115 | 0.002071 | 0.0014145 | 0.0039057 | 0.028626 | 100000 | 100000 | 0 | 0 | 0
2140 |  |  |  | 9795.2055 |  |  |  |  | 1903.2759 | 1945.2109 | 1987.1459 | 2029.0809 | 2071.0159 | 22410.2061 | 21804.7593 | 21199.3125 | 20593.8657 | 19988.4189 |  | 0 |  |  |  |  | 1 | 1 | 1 | 1 | 1 | [5 empty] | 12.6604 | 13.8231 | 570.7763 | 26826.484 | 684.9315 | 0.014727 | 0.0021026 | 0.0014129 | 0.0029706 | 0.024826 | 0.014727 | 0.0021026 | 0.0014129 | 0.0029706 | 0.024826 | 100000 | 100000 | 0 | 0 | 0
2141 |  |  |  | 9795.2055 |  |  |  |  | 2618.9952 | 2659.1427 | 2699.2902 | 2739.4377 | 2779.5852 | 33130.2591 | 32235.1933 | 31340.1275 | 30445.0617 | 29549.9959 |  | 0 |  |  |  |  | 1 | 1 | 1 | 1 | 1 | [5 empty] | 12.7459 | 13.6438 | 570.7763 | 26826.484 | 684.9315 | 0.01468 | 0.0021022 | 0.0013984 | 0.0031741 | 0.024851 | 0.014679 | 0.0021021 | 0.0013984 | 0.0031741 | 0.024851 | 100000 | 100000 | 0 | 0 | 0
2142 |  |  |  | 9795.2055 |  |  |  |  | 4100.2058 | 4142.8283 | 4185.4508 | 4228.0733 | 4270.6958 | 39126.24 | 38069.1833 | 37012.1267 | 35955.0701 | 34898.0135 |  | 0 |  |  |  |  | 1 | 1 | 1 | 1 | 1 | [5 empty] | 13.3406 | 12.5864 | 570.7763 | 26826.484 | 684.9315 | 0.014939 | 0.0021066 | 0.0013933 | 0.0032986 | 0.026009 | 0.014939 | 0.0021066 | 0.0013933 | 0.0032986 | 0.02601 | 100000 | 100000 | 0 | 0 | 0
2143 |  |  |  | 9795.2055 |  |  |  |  | 5051.8437 | 5092.5412 | 5133.2387 | 5173.9362 | 5214.6337 | 37554.2442 | 36539.6575 | 35525.0708 | 34510.4841 | 33495.8975 |  | 0.0627 |  |  |  |  | 1 | 1 | 1 | 1 | 1 | [5 empty] | 12.9156 | 12.8732 | 570.7763 | 26826.484 | 684.9315 | 0.015142 | 0.0021041 | 0.0014445 | 0.0032999 | 0.026576 | 0.015142 | 0.0021041 | 0.0014444 | 0.0032999 | 0.026576 | 100000 | 100000 | 0 | 0 | 0
2144 |  |  |  | 9795.2055 |  |  |  |  | 4444.627 | 4491.4845 | 4538.342 | 4585.1995 | 4632.057 | 35188.0765 | 34237.4155 | 33286.7545 | 32336.0935 | 31385.4326 |  | 0.21986 |  |  |  |  | 1 | 1 | 1 | 1 | 1 | [5 empty] | 12.1001 | 12.0322 | 570.7763 | 26826.484 | 684.9315 | 0.014907 | 0.0020646 | 0.00092014 | 0.002314 | 0.012199 | 0.014907 | 0.0020646 | 0.00092014 | 0.002314 | 0.012199 | 100000 | 100000 | 0 | 0 | 0
2145 |  |  |  | 9795.2055 |  |  |  |  | 4206.7175 | 4281.2125 | 4355.7075 | 4430.2025 | 4504.6975 | 32902.4701 | 32013.5584 | 31124.6466 | 30235.7349 | 29346.8231 |  | 0.43625 |  |  |  |  | 1 | 1 | 1 | 1 | 1 | [5 empty] | 11.153 | 10.9872 | 570.7763 | 26826.484 | 684.9315 | 0.012865 | 0.001277 | 0.00070335 | 0.00097463 | 0.0014337 | 0.012865 | 0.0012769 | 0.00070335 | 0.00097463 | 0.0014337 | 100000 | 100000 | 0 | 0 | 0
2146 |  |  |  | 9795.2055 |  |  |  |  | 4381.9145 | 4488.4445 | 4594.9745 | 4701.5045 | 4808.0345 | 31094.3298 | 30254.2678 | 29414.2058 | 28574.1438 | 27734.0818 |  | 0.27199 |  |  |  |  | 1 | 1 | 1 | 1 | 1 | [5 empty] | 10.6556 | 10.3866 | 570.7763 | 26826.484 | 684.9315 | 0.0069938 | 0.00048193 | 0.00031647 | 0.00048452 | 0.00063209 | 0.0069938 | 0.00048193 | 0.00031647 | 0.00048452 | 0.00063209 | 100000 | 100000 | 0 | 0 | 0
2147 |  |  |  | 9795.2055 |  |  |  |  | 4952.3 | 5121.1433 | 5289.9867 | 5458.83 | 5627.6733 | 29450.1282 | 28654.4869 | 27858.8456 | 27063.2043 | 26267.563 |  | 0.2105 |  |  |  |  | 1 | 1 | 1 | 1 | 1 | [5 empty] | 10.8565 | 11.7892 | 570.7763 | 26826.484 | 684.9315 | 0.0067806 | 0.0004554 | 0.00031962 | 0.00047951 | 0.00062368 | 0.0067806 | 0.0004554 | 0.00031962 | 0.00047951 | 0.00062368 | 100000 | 100000 | 0 | 0 | 0
2148 |  |  |  | 9795.2055 |  |  |  |  | 4987.1403 | 5181.6953 | 5376.2503 | 5570.8053 | 5765.3603 | 29068.3915 | 28283.0634 | 27497.7353 | 26712.4072 | 25927.0791 |  | 0.44608 |  |  |  |  | 1 | 1 | 1 | 1 | 1 | [5 empty] | 10.2795 | 13.3844 | 570.7763 | 26826.484 | 684.9315 | 0.0066829 | 0.00042655 | 0.0003112 | 0.00046935 | 0.0006139 | 0.0066829 | 0.00042655 | 0.0003112 | 0.00046935 | 0.0006139 | 100000 | 100000 | 0 | 0 | 0
2149 |  |  |  | 9795.2055 |  |  |  |  | 4888.592 | 5150.822 | 5413.052 | 5675.282 | 5937.512 | 28590.9254 | 27818.4968 | 27046.0682 | 26273.6396 | 25501.211 |  | 0.39914 |  |  |  |  | 1 | 1 | 1 | 1 | 1 | [5 empty] | 10.7372 | 14.4202 | 570.7763 | 26826.484 | 684.9315 | 0.0068023 | 0.00042773 | 0.00030879 | 0.0004598 | 0.00059222 | 0.0068023 | 0.00042773 | 0.00030879 | 0.0004598 | 0.00059222 | 100000 | 100000 | 0 | 0 | 0
2150 |  |  |  | 9795.2055 |  |  |  |  | 4693.4863 | 5014.1513 | 5334.8163 | 5655.4813 | 5976.1463 | 28959.4925 | 28177.1064 | 27394.7204 | 26612.3344 | 25829.9484 |  | 0.78693 |  |  |  |  | 1 | 1 | 1 | 1 | 1 | [5 empty] | 9.7217 | 14.3651 | 570.7763 | 26826.484 | 684.9315 | 0.0094921 | 0.00043621 | 0.0004873 | 0.00057551 | 0.00059816 | 0.0094921 | 0.00043621 | 0.00048731 | 0.00057551 | 0.00059816 | 100000 | 100000 | 0 | 0 | 0
2151 |  |  |  | 9795.2055 |  |  |  |  | 4289.3388 | 4712.6013 | 5135.8638 | 5559.1263 | 5982.3888 | 29873.735 | 29066.6493 | 28259.5636 | 27452.4779 | 26645.3921 |  | 0.54597 |  |  |  |  | 1 | 1 | 1 | 1 | 1 | [5 empty] | 10.5154 | 13.7003 | 570.7763 | 26826.484 | 684.9315 | 0.013261 | 0.00086312 | 0.00049786 | 0.00095876 | 0.0017627 | 0.013261 | 0.00086312 | 0.00049786 | 0.00095876 | 0.0017628 | 100000 | 100000 | 0 | 0 | 0
2152 |  |  |  | 9795.2055 |  |  |  |  | 4291.3297 | 4924.4922 | 5557.6547 | 6190.8172 | 6823.9797 | 31731.7382 | 30874.4556 | 30017.173 | 29159.8904 | 28302.6079 |  | 0.20302 |  |  |  |  | 1 | 1 | 1 | 1 | 1 | [5 empty] | 11.6226 | 14.6794 | 570.7763 | 26826.484 | 684.9315 | 0.017951 | 0.0016833 | 0.0010299 | 0.0016775 | 0.0069632 | 0.017951 | 0.0016833 | 0.0010299 | 0.0016775 | 0.0069632 | 100000 | 100000 | 0 | 0 | 0
2153 |  |  |  | 9795.2055 |  |  |  |  | 5074.7388 | 5850.6213 | 6626.5038 | 7402.3863 | 8178.2688 | 33657.9508 | 32748.6285 | 31839.3063 | 30929.9841 | 30020.6619 |  | 0.05247 |  |  |  |  | 1 | 1 | 1 | 1 | 1 | [5 empty] | 11.1698 | 15.402 | 570.7763 | 26826.484 | 684.9315 | 0.061247 | 0.0038019 | 0.0020118 | 0.010863 | 0.028322 | 0.061247 | 0.0038019 | 0.0020118 | 0.010863 | 0.028322 | 100000 | 100000 | 0 | 0 | 0
2154 |  |  |  | 9795.2055 |  |  |  |  | 6204.56 | 6996.5291 | 7788.4983 | 8580.4675 | 9372.4366 | 34810.3361 | 33869.8804 | 32929.4247 | 31988.9689 | 31048.5132 |  | 0.03251 |  |  |  |  | 1 | 1 | 1 | 1 | 1 | [5 empty] | 6.9036 | 17.2866 | 570.7763 | 26826.484 | 684.9315 | 0.077333 | 0.012689 | 0.004399 | 0.022261 | 0.040547 | 0.077333 | 0.012689 | 0.004399 | 0.022261 | 0.040547 | 100000 | 100000 | 0 | 0 | 0
2155 |  |  |  | 9795.2055 |  |  |  |  | 7199.9972 | 7965.1263 | 8730.2555 | 9495.3847 | 10260.5138 | 35533.12 | 34573.1372 | 33613.1543 | 32653.1715 | 31693.1886 |  | 0 |  |  |  |  | 1 | 1 | 1 | 1 | 1 | [5 empty] | 9.0455 | 15.6957 | 570.7763 | 26826.484 | 684.9315 | 0.078591 | 0.031206 | 0.0050679 | 0.022767 | 0.041327 | 0.078591 | 0.031205 | 0.005068 | 0.022767 | 0.041327 | 100000 | 100000 | 0 | 0 | 0
2156 |  |  |  | 9795.2055 |  |  |  |  | 6915.3021 | 7556.9071 | 8198.5121 | 8840.1171 | 9481.7221 | 34855.0221 | 33913.3591 | 32971.6961 | 32030.0331 | 31088.3701 |  | 0 |  |  |  |  | 1 | 1 | 1 | 1 | 1 | [5 empty] | 8.3922 | 16.9364 | 570.7763 | 26826.484 | 684.9315 | 0.073224 | 0.015723 | 0.0048414 | 0.022325 | 0.041361 | 0.073224 | 0.015723 | 0.0048414 | 0.022325 | 0.041361 | 100000 | 100000 | 0 | 0 | 0
2157 |  |  |  | 9795.2055 |  |  |  |  | 6095.0619 | 6642.0152 | 7188.9686 | 7735.9219 | 8282.8752 | 31371.1639 | 30523.6228 | 29676.0817 | 28828.5406 | 27980.9995 |  | 0 |  |  |  |  | 1 | 1 | 1 | 1 | 1 | [5 empty] | 6.9259 | 16.3306 | 570.7763 | 26826.484 | 684.9315 | 0.072143 | 0.014964 | 0.0037181 | 0.021685 | 0.041395 | 0.072143 | 0.014964 | 0.0037182 | 0.021685 | 0.041395 | 100000 | 100000 | 0 | 0 | 0
2158 |  |  |  | 9795.2055 |  |  |  |  | 5642.138 | 6094.358 | 6546.578 | 6998.798 | 7451.018 | 23834.2487 | 23190.3291 | 22546.4096 | 21902.4901 | 21258.5705 |  | 0 |  |  |  |  | 1 | 1 | 1 | 1 | 1 | [5 empty] | 6.9202 | 16.1468 | 570.7763 | 26826.484 | 684.9315 | 0.069564 | 0.0080484 | 0.0033211 | 0.020353 | 0.040586 | 0.069564 | 0.0080484 | 0.0033211 | 0.020353 | 0.040586 | 100000 | 100000 | 0 | 0 | 0
2159 |  |  |  | 9795.2055 |  |  |  |  | 3944.9176 | 4322.3117 | 4699.7059 | 5077.1001 | 5454.4942 | 16825.0251 | 16370.4707 | 15915.9163 | 15461.3619 | 15006.8075 |  | 0 |  |  |  |  | 1 | 1 | 1 | 1 | 1 | [5 empty] | 6.2173 | 14.0205 | 570.7763 | 26826.484 | 684.9315 | 0.048843 | 0.0068856 | 0.0028026 | 0.019956 | 0.040458 | 0.048843 | 0.0068856 | 0.0028026 | 0.019956 | 0.040458 | 100000 | 100000 | 0 | 0 | 0
2160 |  |  |  | 9795.2055 |  |  |  |  | 2750.252 | 2961.9945 | 3173.737 | 3385.4795 | 3597.222 | 16577.8315 | 16129.9554 | 15682.0793 | 15234.2033 | 14786.3272 |  | 0 |  |  |  |  | 1 | 1 | 1 | 1 | 1 | [5 empty] | 6.6889 | 14.839 | 570.7763 | 26826.484 | 684.9315 | 0.047541 | 0.0065979 | 0.0027551 | 0.019729 | 0.040438 | 0.047541 | 0.0065979 | 0.0027551 | 0.019729 | 0.040438 | 100000 | 100000 | 0 | 0 | 0
2161 |  |  |  | 9795.2055 |  |  |  |  | 2056.9862 | 2155.3212 | 2253.6562 | 2351.9912 | 2450.3262 | 17990.3781 | 17504.3399 | 17018.3017 | 16532.2635 | 16046.2252 |  | 0 |  |  |  |  | 1 | 1 | 1 | 1 | 1 | [5 empty] | 4.8344 | 13.6625 | 570.7763 | 26826.484 | 684.9315 | 0.047099 | 0.0062941 | 0.002713 | 0.019681 | 0.040426 | 0.047099 | 0.0062941 | 0.002713 | 0.019681 | 0.040426 | 100000 | 100000 | 0 | 0 | 0
2162 |  |  |  | 9795.2055 |  |  |  |  | 1762.4226 | 1812.4151 | 1862.4076 | 1912.4001 | 1962.3926 | 18152.9407 | 17662.5106 | 17172.0805 | 16681.6504 | 16191.2203 |  | 0 |  |  |  |  | 1 | 1 | 1 | 1 | 1 | [5 empty] | 4.1083 | 13.32 | 570.7763 | 26826.484 | 684.9315 | 0.046704 | 0.0063064 | 0.0026728 | 0.020151 | 0.040419 | 0.046704 | 0.0063064 | 0.0026728 | 0.020151 | 0.040419 | 100000 | 100000 | 0 | 0 | 0
2163 |  |  |  | 9795.2055 |  |  |  |  | 1726.7179 | 1768.1029 | 1809.4879 | 1850.8729 | 1892.2579 | 20577.5842 | 20021.6486 | 19465.7129 | 18909.7773 | 18353.8416 |  | 0 |  |  |  |  | 1 | 1 | 1 | 1 | 1 | [5 empty] | 4.4585 | 13.2194 | 570.7763 | 26826.484 | 684.9315 | 0.047059 | 0.0065546 | 0.002718 | 0.021187 | 0.040418 | 0.047059 | 0.0065546 | 0.002718 | 0.021187 | 0.040418 | 100000 | 100000 | 0 | 0 | 0
2164 |  |  |  | 9795.2055 |  |  |  |  | 1896.3151 | 1938.5251 | 1980.7351 | 2022.9451 | 2065.1551 | 26412.098 | 25698.5339 | 24984.9697 | 24271.4055 | 23557.8413 |  | 0 |  |  |  |  | 1 | 1 | 1 | 1 | 1 | [5 empty] | 6.0256 | 12.5719 | 570.7763 | 26826.484 | 684.9315 | 0.04052 | 0.0061489 | 0.0027142 | 0.017118 | 0.040023 | 0.04052 | 0.0061489 | 0.0027142 | 0.017117 | 0.040023 | 100000 | 100000 | 0 | 0 | 0
2165 |  |  |  | 9795.2055 |  |  |  |  | 2609.4169 | 2649.2894 | 2689.1619 | 2729.0344 | 2768.9069 | 39050.5444 | 37995.5329 | 36940.5213 | 35885.5097 | 34830.4981 |  | 0 |  |  |  |  | 1 | 1 | 1 | 1 | 1 | [5 empty] | 6.6049 | 12.8302 | 570.7763 | 26826.484 | 684.9315 | 0.04054 | 0.0060091 | 0.0027749 | 0.017553 | 0.040158 | 0.04054 | 0.0060091 | 0.0027749 | 0.017553 | 0.040158 | 100000 | 100000 | 0 | 0 | 0
2166 |  |  |  | 9795.2055 |  |  |  |  | 4085.2102 | 4125.6327 | 4166.0552 | 4206.4777 | 4246.9002 | 46178.0803 | 44930.5072 | 43682.934 | 42435.3609 | 41187.7878 |  | 0 |  |  |  |  | 1 | 1 | 1 | 1 | 1 | [5 empty] | 6.6919 | 13.0911 | 570.7763 | 26826.484 | 684.9315 | 0.042207 | 0.0073413 | 0.0028991 | 0.017843 | 0.041156 | 0.042207 | 0.0073413 | 0.0028991 | 0.017843 | 0.041156 | 100000 | 100000 | 0 | 0 | 0
2167 |  |  |  | 9795.2055 |  |  |  |  | 5033.3678 | 5074.2028 | 5115.0378 | 5155.8728 | 5196.7078 | 44313.8964 | 43116.6871 | 41919.4778 | 40722.2685 | 39525.0592 |  | 0.01102 |  |  |  |  | 1 | 1 | 1 | 1 | 1 | [5 empty] | 8.0501 | 14.1642 | 570.7763 | 26826.484 | 684.9315 | 0.043001 | 0.0074805 | 0.0026597 | 0.016235 | 0.040508 | 0.043001 | 0.0074805 | 0.0026597 | 0.016235 | 0.040508 | 100000 | 100000 | 0 | 0 | 0
2168 |  |  |  | 9795.2055 |  |  |  |  | 4428.3718 | 4478.0343 | 4527.6968 | 4577.3593 | 4627.0218 | 41505.4618 | 40384.1268 | 39262.7918 | 38141.4568 | 37020.1217 |  | 0.06885 |  |  |  |  | 1 | 1 | 1 | 1 | 1 | [5 empty] | 7.4939 | 14.4522 | 570.7763 | 26826.484 | 684.9315 | 0.03185 | 0.0057227 | 0.0021101 | 0.0064934 | 0.027246 | 0.03185 | 0.0057227 | 0.0021101 | 0.0064934 | 0.027246 | 100000 | 100000 | 0 | 0 | 0
2169 |  |  |  | 9795.2055 |  |  |  |  | 4191.3325 | 4264.8375 | 4338.3425 | 4411.8475 | 4485.3525 | 38803.4768 | 37755.1401 | 36706.8035 | 35658.4668 | 34610.1301 |  | 0.1486 |  |  |  |  | 1 | 1 | 1 | 1 | 1 | [5 empty] | 6.5083 | 14.3888 | 570.7763 | 26826.484 | 684.9315 | 0.030474 | 0.0021075 | 0.00097691 | 0.0010315 | 0.0017518 | 0.030475 | 0.0021075 | 0.00097691 | 0.0010315 | 0.0017518 | 100000 | 100000 | 0 | 0 | 0
2170 |  |  |  | 9795.2055 |  |  |  |  | 4365.8887 | 4474.9212 | 4583.9537 | 4692.9862 | 4802.0187 | 36664.5042 | 35673.9552 | 34683.4062 | 33692.8573 | 32702.3083 |  | 0.14069 |  |  |  |  | 1 | 1 | 1 | 1 | 1 | [5 empty] | 6.606 | 13.7372 | 570.7763 | 26826.484 | 684.9315 | 0.022652 | 0.00092725 | 0.00051164 | 0.00068485 | 0.00067158 | 0.022652 | 0.00092725 | 0.00051164 | 0.00068485 | 0.00067158 | 100000 | 100000 | 0 | 0 | 0
2171 |  |  |  | 9795.2055 |  |  |  |  | 4934.1881 | 5094.7823 | 5255.3764 | 5415.9706 | 5576.5648 | 34721.5918 | 33783.5336 | 32845.4755 | 31907.4173 | 30969.3592 |  | 0.17054 |  |  |  |  | 1 | 1 | 1 | 1 | 1 | [5 empty] | 6.6258 | 13.8076 | 570.7763 | 26826.484 | 684.9315 | 0.022343 | 0.00093895 | 0.00051963 | 0.00070481 | 0.00069388 | 0.022343 | 0.00093895 | 0.00051963 | 0.00070481 | 0.00069388 | 100000 | 100000 | 0 | 0 | 0
2172 |  |  |  | 9795.2055 |  |  |  |  | 4968.901 | 5177.206 | 5385.511 | 5593.816 | 5802.121 | 34274.2093 | 33348.2378 | 32422.2664 | 31496.295 | 30570.3236 |  | 0.32459 |  |  |  |  | 1 | 1 | 1 | 1 | 1 | [5 empty] | 6.973 | 13.7619 | 570.7763 | 26826.484 | 684.9315 | 0.022669 | 0.00093519 | 0.00051692 | 0.00071084 | 0.00069939 | 0.022669 | 0.00093519 | 0.00051692 | 0.00071084 | 0.00069939 | 100000 | 100000 | 0 | 0 | 0
2173 |  |  |  | 9795.2055 |  |  |  |  | 4870.7131 | 5132.0631 | 5393.4131 | 5654.7631 | 5916.1131 | 33711.1968 | 32800.4361 | 31889.6753 | 30978.9146 | 30068.1538 |  | 0.38665 |  |  |  |  | 1 | 1 | 1 | 1 | 1 | [5 empty] | 7.012 | 13.0171 | 570.7763 | 26826.484 | 684.9315 | 0.022096 | 0.00093587 | 0.00050639 | 0.00070862 | 0.00070045 | 0.022096 | 0.00093587 | 0.00050639 | 0.00070862 | 0.00070045 | 100000 | 100000 | 0 | 0 | 0
2174 |  |  |  | 9795.2055 |  |  |  |  | 4676.321 | 5004.4935 | 5332.666 | 5660.8385 | 5989.011 | 34148.5481 | 33225.9716 | 32303.3951 | 31380.8186 | 30458.2422 |  | 0.73742 |  |  |  |  | 1 | 1 | 1 | 1 | 1 | [5 empty] | 7.2187 | 16.7489 | 570.7763 | 26826.484 | 684.9315 | 0.021889 | 0.00091358 | 0.00049544 | 0.0006871 | 0.00067987 | 0.021889 | 0.00091358 | 0.00049544 | 0.0006871 | 0.00067987 | 100000 | 100000 | 0 | 0 | 0
2175 |  |  |  | 9795.2055 |  |  |  |  | 4273.6516 | 4722.6541 | 5171.6566 | 5620.6591 | 6069.6616 | 35229.3421 | 34277.5663 | 33325.7904 | 32374.0146 | 31422.2388 |  | 0.04789 |  |  |  |  | 1 | 1 | 1 | 1 | 1 | [5 empty] | 7.7002 | 13.4888 | 570.7763 | 26826.484 | 684.9315 | 0.025483 | 0.0011087 | 0.00049069 | 0.0010372 | 0.0010276 | 0.025483 | 0.0011087 | 0.00049069 | 0.0010372 | 0.0010276 | 100000 | 100000 | 0 | 0 | 0
2176 |  |  |  | 9795.2055 |  |  |  |  | 4275.6352 | 4912.9227 | 5550.2102 | 6187.4977 | 6824.7852 | 37425.2787 | 36414.1762 | 35403.0737 | 34391.9712 | 33380.8687 |  | 0.22203 |  |  |  |  | 1 | 1 | 1 | 1 | 1 | [5 empty] | 7.6355 | 15.6015 | 570.7763 | 26826.484 | 684.9315 | 0.029695 | 0.0038423 | 0.0011014 | 0.0012772 | 0.001354 | 0.029695 | 0.0038423 | 0.0011014 | 0.0012772 | 0.001354 | 100000 | 100000 | 0 | 0 | 0
2177 |  |  |  | 9795.2055 |  |  |  |  | 5056.1791 | 5818.9991 | 6581.8191 | 7344.6391 | 8107.4591 | 39701.6457 | 38629.0435 | 37556.4414 | 36483.8393 | 35411.2372 |  | 0.14712 |  |  |  |  | 1 | 1 | 1 | 1 | 1 | [5 empty] | 7.4458 | 16.0686 | 570.7763 | 26826.484 | 684.9315 | 0.068412 | 0.010634 | 0.0033654 | 0.0057527 | 0.019559 | 0.068412 | 0.010634 | 0.0033654 | 0.0057527 | 0.019559 | 100000 | 100000 | 0 | 0 | 0
2178 |  |  |  | 9795.2055 |  |  |  |  | 6181.8682 | 7023.3349 | 7864.8016 | 8706.2682 | 9547.7349 | 41056.3774 | 39947.1751 | 38837.9728 | 37728.7705 | 36619.5682 |  | 0.03391 |  |  |  |  | 1 | 1 | 1 | 1 | 1 | [5 empty] | 7.5851 | 18.0188 | 570.7763 | 26826.484 | 684.9315 | 0.084889 | 0.061934 | 0.053068 | 0.042287 | 0.041373 | 0.084889 | 0.061934 | 0.053068 | 0.042287 | 0.041373 | 100000 | 100000 | 0 | 0 | 0
2179 |  |  |  | 9795.2055 |  |  |  |  | 7173.6648 | 7949.1348 | 8724.6048 | 9500.0748 | 10275.5448 | 41905.9117 | 40773.7579 | 39641.6041 | 38509.4503 | 37377.2965 |  | 0 |  |  |  |  | 1 | 1 | 1 | 1 | 1 | [5 empty] | 6.9193 | 14.3035 | 570.7763 | 26826.484 | 684.9315 | 0.093197 | 0.070488 | 0.059508 | 0.062201 | 0.046098 | 0.093197 | 0.070488 | 0.059508 | 0.062201 | 0.046098 | 100000 | 100000 | 0 | 0 | 0
2180 |  |  |  | 9795.2055 |  |  |  |  | 6890.011 | 7500.2677 | 8110.5244 | 8720.781 | 9331.0377 | 41099.9064 | 39989.528 | 38879.1497 | 37768.7714 | 36658.3931 |  | 0 |  |  |  |  | 1 | 1 | 1 | 1 | 1 | [5 empty] | 5.2123 | 15.4275 | 570.7763 | 26826.484 | 684.9315 | 0.094105 | 0.070166 | 0.05964 | 0.061902 | 0.045258 | 0.094105 | 0.070166 | 0.05964 | 0.061902 | 0.045258 | 100000 | 100000 | 0 | 0 | 0
2181 |  |  |  | 9795.2055 |  |  |  |  | 6072.7706 | 6600.0623 | 7127.3539 | 7654.6456 | 8181.9373 | 36984.5237 | 35985.3289 | 34986.1341 | 33986.9393 | 32987.7445 |  | 0 |  |  |  |  | 1 | 1 | 1 | 1 | 1 | [5 empty] | 4.5933 | 15.576 | 570.7763 | 26826.484 | 684.9315 | 0.093607 | 0.069021 | 0.057719 | 0.060481 | 0.04478 | 0.093607 | 0.069021 | 0.057719 | 0.060481 | 0.04478 | 100000 | 100000 | 0 | 0 | 0
2182 |  |  |  | 9795.2055 |  |  |  |  | 5621.5032 | 6081.2857 | 6541.0682 | 7000.8507 | 7460.6332 | 28073.4142 | 27314.967 | 26556.5198 | 25798.0725 | 25039.6253 |  | 0 |  |  |  |  | 1 | 1 | 1 | 1 | 1 | [5 empty] | 4.5547 | 13.7815 | 570.7763 | 26826.484 | 684.9315 | 0.092206 | 0.066601 | 0.054701 | 0.0592 | 0.04454 | 0.092206 | 0.066601 | 0.054701 | 0.0592 | 0.04454 | 100000 | 100000 | 0 | 0 | 0
2183 |  |  |  | 9795.2055 |  |  |  |  | 3930.4899 | 4307.8849 | 4685.2799 | 5062.6749 | 5440.0699 | 19813.406 | 19278.1158 | 18742.8256 | 18207.5354 | 17672.2453 |  | 0 |  |  |  |  | 1 | 1 | 1 | 1 | 1 | [5 empty] | 3.8169 | 13.9123 | 570.7763 | 26826.484 | 684.9315 | 0.08952 | 0.065339 | 0.053827 | 0.053691 | 0.044437 | 0.08952 | 0.065339 | 0.053827 | 0.053691 | 0.044437 | 100000 | 100000 | 0 | 0 | 0
2184 |  |  |  | 9795.2055 |  |  |  |  | 3410.1115 | 3768.0924 | 4126.0732 | 4484.054 | 4842.0349 | 16913.6637 | 16456.7146 | 15999.7655 | 15542.8164 | 15085.8673 |  | 0 |  |  |  |  | 1 | 1 | 1 | 1 | 1 | [5 empty] | 3.3405 | 12.736 | 570.7763 | 26826.484 | 684.9315 | 0.087958 | 0.063705 | 0.052854 | 0.052353 | 0.044359 | 0.087958 | 0.063705 | 0.052854 | 0.052353 | 0.044359 | 100000 | 100000 | 0 | 0 | 0
2185 |  |  |  | 9795.2055 |  |  |  |  | 2603.7797 | 2927.7172 | 3251.6547 | 3575.5922 | 3899.5297 | 18354.5438 | 17858.6671 | 17362.7903 | 16866.9136 | 16371.0369 |  | 0 |  |  |  |  | 1 | 1 | 1 | 1 | 1 | [5 empty] | 2.8708 | 11.51 | 570.7763 | 26826.484 | 684.9315 | 0.089278 | 0.064635 | 0.053379 | 0.052096 | 0.044322 | 0.089277 | 0.064635 | 0.053379 | 0.052096 | 0.044322 | 100000 | 100000 | 0 | 0 | 0
2186 |  |  |  | 9795.2055 |  |  |  |  | 2108.7157 | 2327.4974 | 2546.2791 | 2765.0607 | 2983.8424 | 18521.3121 | 18020.9298 | 17520.5476 | 17020.1654 | 16519.7831 |  | 0 |  |  |  |  | 1 | 1 | 1 | 1 | 1 | [5 empty] | 3.0688 | 10.5806 | 570.7763 | 26826.484 | 684.9315 | 0.089272 | 0.06803 | 0.056719 | 0.053111 | 0.044735 | 0.089272 | 0.06803 | 0.056719 | 0.053111 | 0.044735 | 100000 | 100000 | 0 | 0 | 0
2187 |  |  |  | 9795.2055 |  |  |  |  | 1983.2205 | 2075.2871 | 2167.3538 | 2259.4205 | 2351.4871 | 20995.3812 | 20428.1581 | 19860.935 | 19293.7119 | 18726.4889 |  | 0 |  |  |  |  | 1 | 1 | 1 | 1 | 1 | [5 empty] | 3.7117 | 9.8772 | 570.7763 | 26826.484 | 684.9315 | 0.088673 | 0.071725 | 0.057162 | 0.053214 | 0.044815 | 0.088673 | 0.071725 | 0.057162 | 0.053214 | 0.044815 | 100000 | 100000 | 0 | 0 | 0
2188 |  |  |  | 9795.2055 |  |  |  |  | 2095.8698 | 2153.0398 | 2210.2098 | 2267.3798 | 2324.5498 | 26947.2337 | 26219.212 | 25491.1903 | 24763.1686 | 24035.1469 |  | 0 |  |  |  |  | 1 | 1 | 1 | 1 | 1 | [5 empty] | 3.8623 | 10.7169 | 570.7763 | 26826.484 | 684.9315 | 0.080916 | 0.060842 | 0.045367 | 0.05158 | 0.044714 | 0.080916 | 0.060842 | 0.045367 | 0.05158 | 0.044714 | 100000 | 100000 | 0 | 0 | 0
2189 |  |  |  | 9795.2055 |  |  |  |  | 2411.0902 | 2451.9252 | 2492.7602 | 2533.5952 | 2574.4302 | 39842.3188 | 38765.9162 | 37689.5135 | 36613.1109 | 35536.7083 |  | 0 |  |  |  |  | 1 | 1 | 1 | 1 | 1 | [5 empty] | 4.3639 | 12.3192 | 570.7763 | 26826.484 | 684.9315 | 0.083235 | 0.063865 | 0.048747 | 0.054641 | 0.045074 | 0.083235 | 0.063865 | 0.048747 | 0.054641 | 0.045074 | 100000 | 100000 | 0 | 0 | 0
2190 |  |  |  | 9795.2055 |  |  |  |  | 2940.7395 | 2980.7495 | 3020.7595 | 3060.7695 | 3100.7795 | 47122.8095 | 45849.7131 | 44576.6166 | 43303.5201 | 42030.4237 |  | 0 |  |  |  |  | 1 | 1 | 1 | 1 | 1 | [5 empty] | 4.9778 | 13.2175 | 570.7763 | 26826.484 | 684.9315 | 0.087625 | 0.063376 | 0.057022 | 0.054779 | 0.045301 | 0.087625 | 0.063376 | 0.057022 | 0.054779 | 0.045301 | 100000 | 100000 | 0 | 0 | 0
2191 |  |  |  | 9795.2055 |  |  |  |  | 4008.9315 | 4052.2415 | 4095.5515 | 4138.8615 | 4182.1715 | 45219.2443 | 43997.5756 | 42775.9069 | 41554.2382 | 40332.5696 |  | 0.06727 |  |  |  |  | 1 | 1 | 1 | 1 | 1 | [5 empty] | 4.9642 | 14.0575 | 570.7763 | 26826.484 | 684.9315 | 0.071229 | 0.051571 | 0.040373 | 0.043579 | 0.044124 | 0.071229 | 0.051571 | 0.040373 | 0.043579 | 0.044124 | 100000 | 100000 | 0 | 0 | 0
2192 |  |  |  | 9795.2055 |  |  |  |  | 5103.8036 | 5145.1886 | 5186.5736 | 5227.9586 | 5269.3436 | 42351.1367 | 41206.9545 | 40062.7722 | 38918.5899 | 37774.4077 |  | 0.27021 |  |  |  |  | 1 | 1 | 1 | 1 | 1 | [5 empty] | 4.2076 | 12.1873 | 570.7763 | 26826.484 | 684.9315 | 0.063703 | 0.008216 | 0.0096663 | 0.033179 | 0.037173 | 0.063703 | 0.008216 | 0.0096663 | 0.033179 | 0.037173 | 100000 | 100000 | 0 | 0 | 0
2193 |  |  |  | 9795.2055 |  |  |  |  | 6126.5406 | 6184.6731 | 6242.8056 | 6300.9381 | 6359.0706 | 39593.2511 | 38523.5774 | 37453.9037 | 36384.2301 | 35314.5564 |  | 0.47086 |  |  |  |  | 1 | 1 | 1 | 1 | 1 | [5 empty] | 3.5754 | 11.6567 | 570.7763 | 26826.484 | 684.9315 | 0.054527 | 0.0010382 | 0.0012293 | 0.0010099 | 0.0028273 | 0.054527 | 0.0010382 | 0.0012293 | 0.0010099 | 0.0028273 | 100000 | 100000 | 0 | 0 | 0
2194 |  |  |  | 9795.2055 |  |  |  |  | 6886.4292 | 6962.9042 | 7039.3792 | 7115.8542 | 7192.3292 | 37409.8248 | 36399.1398 | 35388.4548 | 34377.7699 | 33367.0849 |  | 0.63856 |  |  |  |  | 1 | 1 | 1 | 1 | 1 | [5 empty] | 3.1443 | 9.8689 | 570.7763 | 26826.484 | 684.9315 | 0.055049 | 0.0011337 | 0.0011568 | 0.00098448 | 0.00099587 | 0.055049 | 0.0011337 | 0.0011568 | 0.00098447 | 0.00099587 | 100000 | 100000 | 0 | 0 | 0
2195 |  |  |  | 9795.2055 |  |  |  |  | 7784.6591 | 7905.9291 | 8027.1991 | 8148.4691 | 8269.7391 | 35426.8309 | 34469.7196 | 33512.6083 | 32555.497 | 31598.3857 |  | 0.76314 |  |  |  |  | 1 | 1 | 1 | 1 | 1 | [5 empty] | 3.3651 | 9.6982 | 570.7763 | 26826.484 | 684.9315 | 0.054102 | 0.0011543 | 0.0011925 | 0.00099051 | 0.0010061 | 0.054102 | 0.0011543 | 0.0011925 | 0.00099051 | 0.0010061 | 100000 | 100000 | 0 | 0 | 0
2196 |  |  |  | 9795.2055 |  |  |  |  | 7413.1141 | 7587.5116 | 7761.9091 | 7936.3066 | 8110.7041 | 34970.7383 | 34025.949 | 33081.1598 | 32136.3706 | 31191.5813 |  | 0.59806 |  |  |  |  | 1 | 1 | 1 | 1 | 1 | [5 empty] | 4.2115 | 9.9613 | 570.7763 | 26826.484 | 684.9315 | 0.052997 | 0.0011207 | 0.0011562 | 0.0009868 | 0.0010063 | 0.052997 | 0.0011207 | 0.0011562 | 0.0009868 | 0.0010063 | 100000 | 100000 | 0 | 0 | 0
2197 |  |  |  | 9795.2055 |  |  |  |  | 6562.3155 | 6807.138 | 7051.9605 | 7296.783 | 7541.6055 | 34396.2789 | 33467.0096 | 32537.7403 | 31608.4709 | 30679.2016 |  | 0.42669 |  |  |  |  | 1 | 1 | 1 | 1 | 1 | [5 empty] | 5.3409 | 10.4749 | 570.7763 | 26826.484 | 684.9315 | 0.050428 | 0.0011217 | 0.0011541 | 0.00097393 | 0.00098528 | 0.050428 | 0.0011217 | 0.0011541 | 0.00097393 | 0.00098528 | 100000 | 100000 | 0 | 0 | 0
2198 |  |  |  | 9795.2055 |  |  |  |  | 5926.9339 | 6256.1514 | 6585.3689 | 6914.5864 | 7243.8039 | 34842.9082 | 33901.5724 | 32960.2367 | 32018.901 | 31077.5653 |  | 0.57578 |  |  |  |  | 1 | 1 | 1 | 1 | 1 | [5 empty] | 5.6157 | 10.1439 | 570.7763 | 26826.484 | 684.9315 | 0.050663 | 0.0011069 | 0.0011565 | 0.00098377 | 0.00098598 | 0.050663 | 0.0011069 | 0.0011565 | 0.00098377 | 0.00098598 | 100000 | 100000 | 0 | 0 | 0
2199 |  |  |  | 9795.2055 |  |  |  |  | 5582.069 | 5887.719 | 6193.369 | 6499.019 | 6804.669 | 35946.0624 | 34974.9233 | 34003.7841 | 33032.645 | 32061.5058 |  | 0.57385 |  |  |  |  | 1 | 1 | 1 | 1 | 1 | [5 empty] | 5.9453 | 9.2175 | 570.7763 | 26826.484 | 684.9315 | 0.053123 | 0.00163 | 0.001154 | 0.00098747 | 0.00099227 | 0.053123 | 0.00163 | 0.001154 | 0.00098746 | 0.00099227 | 100000 | 100000 | 0 | 0 | 0
2200 |  |  |  | 9795.2055 |  |  |  |  | 5623.5714 | 5978.0872 | 6332.603 | 6687.1189 | 7041.6347 | 38187.3536 | 37155.6624 | 36123.9713 | 35092.2801 | 34060.589 |  | 0.40321 |  |  |  |  | 1 | 1 | 1 | 1 | 1 | [5 empty] | 6.5556 | 8.5268 | 570.7763 | 26826.484 | 684.9315 | 0.065148 | 0.010977 | 0.006927 | 0.0049983 | 0.012058 | 0.065148 | 0.010977 | 0.006927 | 0.0049983 | 0.012058 | 100000 | 100000 | 0 | 0 | 0
2201 |  |  |  | 9795.2055 |  |  |  |  | 6326.1472 | 6740.6114 | 7155.0756 | 7569.5397 | 7984.0039 | 40510.7103 | 39416.2501 | 38321.7898 | 37227.3296 | 36132.8693 |  | 0.1307 |  |  |  |  | 1 | 1 | 1 | 1 | 1 | [5 empty] | 6.2852 | 8.3098 | 570.7763 | 26826.484 | 684.9315 | 0.090886 | 0.038962 | 0.036963 | 0.039966 | 0.04345 | 0.090886 | 0.038961 | 0.036963 | 0.039966 | 0.04345 | 100000 | 100000 | 0 | 0 | 0
2202 |  |  |  | 9795.2055 |  |  |  |  | 6900.2634 | 7391.9442 | 7883.625 | 8375.3059 | 8866.9867 | 41892.4071 | 40760.6181 | 39628.8292 | 38497.0402 | 37365.2512 |  | 0.02918 |  |  |  |  | 1 | 1 | 1 | 1 | 1 | [5 empty] | 7.2366 | 10.0275 | 570.7763 | 26826.484 | 684.9315 | 0.095516 | 0.062467 | 0.047499 | 0.04611 | 0.046799 | 0.095516 | 0.062467 | 0.047499 | 0.04611 | 0.046799 | 100000 | 100000 | 0 | 0 | 0
2203 |  |  |  | 9795.2055 |  |  |  |  | 7142.3605 | 7679.1397 | 8215.9189 | 8752.698 | 9289.4772 | 42758.8278 | 41603.6312 | 40448.4345 | 39293.2378 | 38138.0411 |  | 0 |  |  |  |  | 1 | 1 | 1 | 1 | 1 | [5 empty] | 8.3693 | 10.5115 | 570.7763 | 26826.484 | 684.9315 | 0.096924 | 0.075684 | 0.061596 | 0.047332 | 0.04762 | 0.096924 | 0.075684 | 0.061596 | 0.047332 | 0.04762 | 100000 | 100000 | 0 | 0 | 0
2204 |  |  |  | 9795.2055 |  |  |  |  | 6621.6046 | 7118.0696 | 7614.5346 | 8110.9996 | 8607.4646 | 41935.5346 | 40802.5804 | 39669.6263 | 38536.6722 | 37403.7181 |  | 0 |  |  |  |  | 1 | 1 | 1 | 1 | 1 | [5 empty] | 8.4928 | 12.117 | 570.7763 | 26826.484 | 684.9315 | 0.096601 | 0.064406 | 0.047717 | 0.045218 | 0.046761 | 0.096601 | 0.064406 | 0.047717 | 0.045218 | 0.046761 | 100000 | 100000 | 0 | 0 | 0
2205 |  |  |  | 9795.2055 |  |  |  |  | 5819.2254 | 6220.7654 | 6622.3054 | 7023.8454 | 7425.3854 | 37735.4503 | 36715.968 | 35696.4858 | 34677.0035 | 33657.5212 |  | 0 |  |  |  |  | 1 | 1 | 1 | 1 | 1 | [5 empty] | 10.4826 | 13.8104 | 570.7763 | 26826.484 | 684.9315 | 0.095254 | 0.052501 | 0.041016 | 0.043131 | 0.045241 | 0.095254 | 0.052501 | 0.041016 | 0.043131 | 0.045241 | 100000 | 100000 | 0 | 0 | 0
2206 |  |  |  | 9795.2055 |  |  |  |  | 5561.3178 | 5903.4045 | 6245.4911 | 6587.5778 | 6929.6645 | 28639.8186 | 27866.069 | 27092.3195 | 26318.57 | 25544.8204 |  | 0 |  |  |  |  | 1 | 1 | 1 | 1 | 1 | [5 empty] | 9.329 | 15.2978 | 570.7763 | 26826.484 | 684.9315 | 0.092539 | 0.038674 | 0.038701 | 0.040363 | 0.043518 | 0.092539 | 0.038674 | 0.038701 | 0.040363 | 0.043518 | 100000 | 100000 | 0 | 0 | 0
2207 |  |  |  | 9795.2055 |  |  |  |  | 4027.7064 | 4289.0564 | 4550.4064 | 4811.7564 | 5073.1064 | 20212.5784 | 19666.504 | 19120.4295 | 18574.3551 | 18028.2806 |  | 0 |  |  |  |  | 1 | 1 | 1 | 1 | 1 | [5 empty] | 8.2626 | 15.2897 | 570.7763 | 26826.484 | 684.9315 | 0.089322 | 0.032042 | 0.038349 | 0.040145 | 0.043059 | 0.089322 | 0.032042 | 0.038349 | 0.040145 | 0.043059 | 100000 | 100000 | 0 | 0 | 0
2208 |  |  |  | 9795.2055 |  |  |  |  | 3007.6581 | 3323.2356 | 3638.8131 | 3954.3906 | 4269.9681 | 15388.712 | 14972.9619 | 14557.2117 | 14141.4616 | 13725.7114 |  | 0 |  |  |  |  | 1 | 1 | 1 | 1 | 1 | [5 empty] | 10.1202 | 15.6472 | 570.7763 | 26826.484 | 684.9315 | 0.088004 | 0.03038 | 0.038428 | 0.039716 | 0.043064 | 0.088004 | 0.03038 | 0.038428 | 0.039716 | 0.043064 | 100000 | 100000 | 0 | 0 | 0
2209 |  |  |  | 9795.2055 |  |  |  |  | 2164.9231 | 2337.5881 | 2510.2531 | 2682.9181 | 2855.5831 | 16700.831 | 16249.6319 | 15798.4328 | 15347.2337 | 14896.0346 |  | 0 |  |  |  |  | 1 | 1 | 1 | 1 | 1 | [5 empty] | 8.4679 | 14.1362 | 570.7763 | 26826.484 | 684.9315 | 0.082434 | 0.029931 | 0.037941 | 0.039702 | 0.042976 | 0.082434 | 0.029931 | 0.037941 | 0.039702 | 0.042976 | 100000 | 100000 | 0 | 0 | 0
2210 |  |  |  | 9795.2055 |  |  |  |  | 1742.5711 | 1850.5311 | 1958.4911 | 2066.4511 | 2174.4111 | 16848.8397 | 16393.6419 | 15938.4441 | 15483.2463 | 15028.0486 |  | 0 |  |  |  |  | 1 | 1 | 1 | 1 | 1 | [5 empty] | 9.1485 | 14.752 | 570.7763 | 26826.484 | 684.9315 | 0.082057 | 0.030483 | 0.038224 | 0.039766 | 0.043044 | 0.082057 | 0.030483 | 0.038224 | 0.039766 | 0.043044 | 100000 | 100000 | 0 | 0 | 0
2211 |  |  |  | 9795.2055 |  |  |  |  | 1658.8884 | 1717.5984 | 1776.3084 | 1835.0184 | 1893.7284 | 19098.5901 | 18582.6118 | 18066.6335 | 17550.6552 | 17034.6769 |  | 0 |  |  |  |  | 1 | 1 | 1 | 1 | 1 | [5 empty] | 10.5727 | 14.3711 | 570.7763 | 26826.484 | 684.9315 | 0.081529 | 0.030564 | 0.038452 | 0.039904 | 0.043133 | 0.081529 | 0.030564 | 0.038452 | 0.039904 | 0.043133 | 100000 | 100000 | 0 | 0 | 0
2212 |  |  |  | 9795.2055 |  |  |  |  | 1784.9048 | 1834.0723 | 1883.2398 | 1932.4073 | 1981.5748 | 24517.3124 | 23854.9388 | 23192.5652 | 22530.1917 | 21867.8181 |  | 0 |  |  |  |  | 1 | 1 | 1 | 1 | 1 | [5 empty] | 8.9899 | 14.8531 | 570.7763 | 26826.484 | 684.9315 | 0.073847 | 0.021441 | 0.035474 | 0.039054 | 0.041099 | 0.073847 | 0.021441 | 0.035474 | 0.039054 | 0.041099 | 100000 | 100000 | 0 | 0 | 0
2213 |  |  |  | 9795.2055 |  |  |  |  | 2187.5667 | 2237.7242 | 2287.8817 | 2338.0392 | 2388.1967 | 36247.2749 | 35267.9981 | 34288.7212 | 33309.4443 | 32330.1675 |  | 0 |  |  |  |  | 1 | 1 | 1 | 1 | 1 | [5 empty] | 9.3193 | 15.1673 | 570.7763 | 26826.484 | 684.9315 | 0.075717 | 0.021621 | 0.03653 | 0.039626 | 0.04206 | 0.075717 | 0.021621 | 0.03653 | 0.039626 | 0.04206 | 100000 | 100000 | 0 | 0 | 0
2214 |  |  |  | 9795.2055 |  |  |  |  | 2918.0683 | 2960.0033 | 3001.9383 | 3043.8733 | 3085.8083 | 42836.3962 | 41679.1039 | 40521.8116 | 39364.5193 | 38207.227 |  | 0 |  |  |  |  | 1 | 1 | 1 | 1 | 1 | [5 empty] | 8.1528 | 15.0464 | 570.7763 | 26826.484 | 684.9315 | 0.076663 | 0.022765 | 0.037642 | 0.040419 | 0.043344 | 0.076663 | 0.022765 | 0.037642 | 0.040419 | 0.043344 | 100000 | 100000 | 0 | 0 | 0
2215 |  |  |  | 9795.2055 |  |  |  |  | 3751.9427 | 3792.9152 | 3833.8877 | 3874.8602 | 3915.8327 | 41111.0559 | 40000.3764 | 38889.6968 | 37779.0173 | 36668.3378 |  | 0.02709 |  |  |  |  | 1 | 1 | 1 | 1 | 1 | [5 empty] | 6.0958 | 14.3154 | 570.7763 | 26826.484 | 684.9315 | 0.076903 | 0.020189 | 0.035687 | 0.038147 | 0.041629 | 0.076903 | 0.020189 | 0.035687 | 0.038147 | 0.041629 | 100000 | 100000 | 0 | 0 | 0
2216 |  |  |  | 9795.2055 |  |  |  |  | 4055.1698 | 4129.4173 | 4203.6648 | 4277.9123 | 4352.1598 | 38512.8835 | 37472.3977 | 36431.9118 | 35391.426 | 34350.9402 |  | 0.1371 |  |  |  |  | 1 | 1 | 1 | 1 | 1 | [5 empty] | 6.1106 | 14.4888 | 570.7763 | 26826.484 | 684.9315 | 0.068335 | 0.019359 | 0.03028 | 0.032941 | 0.036366 | 0.068335 | 0.019359 | 0.03028 | 0.032941 | 0.036366 | 100000 | 100000 | 0 | 0 | 0
2217 |  |  |  | 9795.2055 |  |  |  |  | 4758.1053 | 4881.0253 | 5003.9453 | 5126.8653 | 5249.7853 | 36008.4014 | 35035.578 | 34062.7547 | 33089.9314 | 32117.108 |  | 0.16394 |  |  |  |  | 1 | 1 | 1 | 1 | 1 | [5 empty] | 6.4132 | 13.104 | 570.7763 | 26826.484 | 684.9315 | 0.080445 | 0.013907 | 0.012071 | 0.0087946 | 0.022785 | 0.080445 | 0.013907 | 0.012071 | 0.0087946 | 0.022785 | 100000 | 100000 | 0 | 0 | 0
2218 |  |  |  | 9795.2055 |  |  |  |  | 5249.3725 | 5490.62 | 5731.8675 | 5973.115 | 6214.3625 | 34026.4154 | 33107.1386 | 32187.8617 | 31268.5848 | 30349.3079 |  | 0.37063 |  |  |  |  | 1 | 1 | 1 | 1 | 1 | [5 empty] | 6.2697 | 11.465 | 570.7763 | 26826.484 | 684.9315 | 0.078524 | 0.0048075 | 0.0080263 | 0.0035457 | 0.0025452 | 0.078524 | 0.0048076 | 0.0080263 | 0.0035458 | 0.0025452 | 100000 | 100000 | 0 | 0 | 0
2219 |  |  |  | 9795.2055 |  |  |  |  | 5896.1913 | 6199.6963 | 6503.2013 | 6806.7063 | 7110.2113 | 32225.1569 | 31354.5438 | 30483.9308 | 29613.3177 | 28742.7047 |  | 0.4288 |  |  |  |  | 1 | 1 | 1 | 1 | 1 | [5 empty] | 6.1863 | 11.4032 | 570.7763 | 26826.484 | 684.9315 | 0.078674 | 0.0048285 | 0.0080567 | 0.0035152 | 0.0016388 | 0.078674 | 0.0048285 | 0.0080568 | 0.0035152 | 0.0016388 | 100000 | 100000 | 0 | 0 | 0
2220 |  |  |  | 9795.2055 |  |  |  |  | 5783.9579 | 6220.5312 | 6657.1046 | 7093.6779 | 7530.2512 | 31808.7457 | 30949.3827 | 30090.0196 | 29230.6566 | 28371.2935 |  | 0.61801 |  |  |  |  | 1 | 1 | 1 | 1 | 1 | [5 empty] | 5.954 | 11.7292 | 570.7763 | 26826.484 | 684.9315 | 0.078663 | 0.0046271 | 0.0080651 | 0.0035182 | 0.0016582 | 0.078663 | 0.0046271 | 0.0080652 | 0.0035182 | 0.0016582 | 100000 | 100000 | 0 | 0 | 0
2221 |  |  |  | 9795.2055 |  |  |  |  | 5535.863 | 6035.4089 | 6534.9547 | 7034.5005 | 7534.0464 | 31286.2495 | 30441.0025 | 29595.7555 | 28750.5085 | 27905.2615 |  | 0.40193 |  |  |  |  | 1 | 1 | 1 | 1 | 1 | [5 empty] | 6.7366 | 10.833 | 570.7763 | 26826.484 | 684.9315 | 0.078332 | 0.0043474 | 0.0080712 | 0.003548 | 0.0016677 | 0.078332 | 0.0043474 | 0.0080712 | 0.003548 | 0.0016677 | 100000 | 100000 | 0 | 0 | 0
2222 |  |  |  | 9795.2055 |  |  |  |  | 5721.9342 | 6233.5525 | 6745.1709 | 7256.7892 | 7768.4075 | 31690.9038 | 30834.7245 | 29978.5451 | 29122.3657 | 28266.1863 |  | 0.26198 |  |  |  |  | 1 | 1 | 1 | 1 | 1 | [5 empty] | 8.7063 | 10.426 | 570.7763 | 26826.484 | 684.9315 | 0.078424 | 0.0043437 | 0.0081142 | 0.0035567 | 0.0016948 | 0.078424 | 0.0043437 | 0.0081142 | 0.0035567 | 0.0016948 | 100000 | 100000 | 0 | 0 | 0
2223 |  |  |  | 9795.2055 |  |  |  |  | 5869.6097 | 6359.2547 | 6848.8997 | 7338.5447 | 7828.1897 | 32692.6967 | 31809.4523 | 30926.2079 | 30042.9636 | 29159.7192 |  | 0.2145 |  |  |  |  | 1 | 1 | 1 | 1 | 1 | [5 empty] | 8.8029 | 3.6755 | 570.7763 | 26826.484 | 684.9315 | 0.082805 | 0.028346 | 0.016695 | 0.007856 | 0.0096768 | 0.082804 | 0.028346 | 0.016695 | 0.007856 | 0.0096768 | 100000 | 100000 | 0 | 0 | 0
2224 |  |  |  | 9795.2055 |  |  |  |  | 6082.2625 | 6555.9583 | 7029.6541 | 7503.35 | 7977.0458 | 34728.3631 | 33790.122 | 32851.8809 | 31913.6398 | 30975.3987 |  | 0.10048 |  |  |  |  | 1 | 1 | 1 | 1 | 1 | [5 empty] | 9.1253 | 9.7743 | 570.7763 | 26826.484 | 684.9315 | 0.088881 | 0.034532 | 0.037022 | 0.036779 | 0.036121 | 0.088881 | 0.034532 | 0.037021 | 0.036779 | 0.036121 | 100000 | 100000 | 0 | 0 | 0
2225 |  |  |  | 9795.2055 |  |  |  |  | 6788.1515 | 7294.6815 | 7801.2115 | 8307.7415 | 8814.2715 | 36838.6718 | 35843.4175 | 34848.1631 | 33852.9087 | 32857.6543 |  | 0.06258 |  |  |  |  | 1 | 1 | 1 | 1 | 1 | [5 empty] | 8.3589 | 10.845 | 570.7763 | 26826.484 | 684.9315 | 0.093404 | 0.061674 | 0.042855 | 0.042443 | 0.043871 | 0.093404 | 0.061674 | 0.042855 | 0.042443 | 0.043871 | 100000 | 100000 | 0 | 0 | 0
2226 |  |  |  | 9795.2055 |  |  |  |  | 7398.5436 | 7910.0236 | 8421.5036 | 8932.9836 | 9444.4636 | 38097.7483 | 37068.478 | 36039.2077 | 35009.9373 | 33980.667 |  | 0.02211 |  |  |  |  | 1 | 1 | 1 | 1 | 1 | [5 empty] | 8.2375 | 13.4085 | 570.7763 | 26826.484 | 684.9315 | 0.094396 | 0.066405 | 0.044275 | 0.043292 | 0.044579 | 0.094396 | 0.066405 | 0.044275 | 0.043292 | 0.044579 | 100000 | 100000 | 0 | 0 | 0
2227 |  |  |  | 9795.2055 |  |  |  |  | 7600.3668 | 8067.6285 | 8534.8902 | 9002.1518 | 9469.4135 | 38887.371 | 37836.7678 | 36786.1646 | 35735.5614 | 34684.9582 |  | 0 |  |  |  |  | 1 | 1 | 1 | 1 | 1 | [5 empty] | 10.9898 | 14.6846 | 570.7763 | 26826.484 | 684.9315 | 0.095683 | 0.071648 | 0.046125 | 0.044395 | 0.045077 | 0.095683 | 0.071648 | 0.046125 | 0.044395 | 0.045077 | 100000 | 100000 | 0 | 0 | 0
2228 |  |  |  | 9795.2055 |  |  |  |  | 6820.6401 | 7239.9709 | 7659.3017 | 8078.6326 | 8497.9634 | 38142.2238 | 37111.7519 | 36081.28 | 35050.8081 | 34020.3362 |  | 0 |  |  |  |  | 1 | 1 | 1 | 1 | 1 | [5 empty] | 8.187 | 11.0748 | 570.7763 | 26826.484 | 684.9315 | 0.095646 | 0.069928 | 0.045271 | 0.044288 | 0.044647 | 0.095646 | 0.069928 | 0.045271 | 0.044288 | 0.044647 | 100000 | 100000 | 0 | 0 | 0
2229 |  |  |  | 9795.2055 |  |  |  |  | 5896.1913 | 6281.3413 | 6666.4913 | 7051.6413 | 7436.7913 | 34326.2606 | 33398.883 | 32471.5053 | 31544.1276 | 30616.75 |  | 0 |  |  |  |  | 1 | 1 | 1 | 1 | 1 | [5 empty] | 8.6805 | 16.1966 | 570.7763 | 26826.484 | 684.9315 | 0.095467 | 0.067486 | 0.044979 | 0.043374 | 0.044478 | 0.095467 | 0.067486 | 0.044979 | 0.043373 | 0.044478 | 100000 | 100000 | 0 | 0 | 0
2230 |  |  |  | 9795.2055 |  |  |  |  | 5890.2843 | 6244.8001 | 6599.316 | 6953.8318 | 7308.3476 | 26067.029 | 25362.7874 | 24658.5458 | 23954.3042 | 23250.0626 |  | 0 |  |  |  |  | 1 | 1 | 1 | 1 | 1 | [5 empty] | 11.2239 | 9.7028 | 570.7763 | 26826.484 | 684.9315 | 0.091726 | 0.063305 | 0.043853 | 0.04315 | 0.04406 | 0.091726 | 0.063305 | 0.043853 | 0.043149 | 0.04406 | 100000 | 100000 | 0 | 0 | 0
2231 |  |  |  | 9795.2055 |  |  |  |  | 4550.3751 | 4888.7776 | 5227.1801 | 5565.5826 | 5903.9851 | 18399.1943 | 17902.1112 | 17405.0282 | 16907.9452 | 16410.8621 |  | 0 |  |  |  |  | 1 | 1 | 1 | 1 | 1 | [5 empty] | 10.2177 | 8.5728 | 570.7763 | 26826.484 | 684.9315 | 0.090228 | 0.059201 | 0.043432 | 0.042883 | 0.043918 | 0.090228 | 0.059201 | 0.043432 | 0.042883 | 0.043918 | 100000 | 100000 | 0 | 0 | 0
2232 |  |  |  | 9795.2055 |  |  |  |  | 3384.9233 | 3742.9042 | 4100.885 | 4458.8658 | 4816.8467 | 15087.344 | 14679.7358 | 14272.1276 | 13864.5193 | 13456.9111 |  | 0 |  |  |  |  | 1 | 1 | 1 | 1 | 1 | [5 empty] | 11.121 | 9.7639 | 570.7763 | 26826.484 | 684.9315 | 0.089743 | 0.058008 | 0.043087 | 0.042679 | 0.043869 | 0.089743 | 0.058008 | 0.043087 | 0.042679 | 0.043869 | 100000 | 100000 | 0 | 0 | 0
2233 |  |  |  | 9795.2055 |  |  |  |  | 2584.5474 | 2908.4849 | 3232.4224 | 3556.3599 | 3880.2974 | 16373.9854 | 15931.6166 | 15489.2477 | 15046.8789 | 14604.51 |  | 0 |  |  |  |  | 1 | 1 | 1 | 1 | 1 | [5 empty] | 5.357 | 9.5193 | 570.7763 | 26826.484 | 684.9315 | 0.090715 | 0.05883 | 0.043252 | 0.042759 | 0.043916 | 0.090715 | 0.05883 | 0.043252 | 0.042759 | 0.043916 | 100000 | 100000 | 0 | 0 | 0
2234 |  |  |  | 9795.2055 |  |  |  |  | 2093.1401 | 2311.9217 | 2530.7034 | 2749.4851 | 2968.2667 | 16518.3876 | 16072.1175 | 15625.8474 | 15179.5773 | 14733.3072 |  | 0 |  |  |  |  | 1 | 1 | 1 | 1 | 1 | [5 empty] | 6.8364 | 8.8715 | 570.7763 | 26826.484 | 684.9315 | 0.090969 | 0.060995 | 0.043718 | 0.042962 | 0.043975 | 0.090969 | 0.060995 | 0.043718 | 0.042962 | 0.043975 | 100000 | 100000 | 0 | 0 | 0
2235 |  |  |  | 9795.2055 |  |  |  |  | 1968.5717 | 2060.6384 | 2152.7051 | 2244.7717 | 2336.8384 | 18723.8411 | 18217.9872 | 17712.1333 | 17206.2795 | 16700.4256 |  | 0 |  |  |  |  | 1 | 1 | 1 | 1 | 1 | [5 empty] | 6.5417 | 6.8377 | 570.7763 | 26826.484 | 684.9315 | 0.09061 | 0.060494 | 0.043759 | 0.043027 | 0.043996 | 0.09061 | 0.060494 | 0.043759 | 0.043027 | 0.043996 | 100000 | 100000 | 0 | 0 | 0
2236 |  |  |  | 9795.2055 |  |  |  |  | 2080.389 | 2137.559 | 2194.729 | 2251.899 | 2309.069 | 24037.1091 | 23387.709 | 22738.3088 | 22088.9087 | 21439.5086 |  | 0 |  |  |  |  | 1 | 1 | 1 | 1 | 1 | [5 empty] | 7.0125 | 7.5723 | 570.7763 | 26826.484 | 684.9315 | 0.082858 | 0.040037 | 0.040978 | 0.041769 | 0.04334 | 0.082858 | 0.040037 | 0.040978 | 0.041769 | 0.04334 | 100000 | 100000 | 0 | 0 | 0
2237 |  |  |  | 9795.2055 |  |  |  |  | 2393.281 | 2434.116 | 2474.951 | 2515.786 | 2556.621 | 35536.8822 | 34576.7977 | 33616.7132 | 32656.6287 | 31696.5442 |  | 0 |  |  |  |  | 1 | 1 | 1 | 1 | 1 | [5 empty] | 8.1468 | 8.2722 | 570.7763 | 26826.484 | 684.9315 | 0.083896 | 0.040426 | 0.041098 | 0.041915 | 0.043589 | 0.083896 | 0.040426 | 0.041098 | 0.041915 | 0.043589 | 100000 | 100000 | 0 | 0 | 0
2238 |  |  |  | 9795.2055 |  |  |  |  | 2919.0182 | 2959.0282 | 2999.0382 | 3039.0482 | 3079.0582 | 41990.3184 | 40855.8842 | 39721.45 | 38587.0158 | 37452.5816 |  | 0 |  |  |  |  | 1 | 1 | 1 | 1 | 1 | [5 empty] | 8.5663 | 8.1038 | 570.7763 | 26826.484 | 684.9315 | 0.088055 | 0.041812 | 0.042286 | 0.042539 | 0.044019 | 0.088055 | 0.041812 | 0.042286 | 0.042539 | 0.044019 | 100000 | 100000 | 0 | 0 | 0
2239 |  |  |  | 9795.2055 |  |  |  |  | 3979.3202 | 4022.6302 | 4065.9402 | 4109.2502 | 4152.5602 | 40300.021 | 39211.2529 | 38122.4847 | 37033.7166 | 35944.9484 |  | 0.01565 |  |  |  |  | 1 | 1 | 1 | 1 | 1 | [5 empty] | 7.4535 | 8.3321 | 570.7763 | 26826.484 | 684.9315 | 0.086639 | 0.040484 | 0.038785 | 0.039538 | 0.041592 | 0.086639 | 0.040484 | 0.038785 | 0.039538 | 0.041592 | 100000 | 100000 | 0 | 0 | 0
2240 |  |  |  | 9795.2055 |  |  |  |  | 5066.1052 | 5107.4902 | 5148.8752 | 5190.2602 | 5231.6452 | 37754.8873 | 36734.8799 | 35714.8725 | 34694.8651 | 33674.8577 |  | 0.06508 |  |  |  |  | 1 | 1 | 1 | 1 | 1 | [5 empty] | 8.2456 | 8.1636 | 570.7763 | 26826.484 | 684.9315 | 0.085271 | 0.035954 | 0.035255 | 0.038076 | 0.040303 | 0.085271 | 0.035954 | 0.035255 | 0.038076 | 0.040303 | 100000 | 100000 | 0 | 0 | 0
2241 |  |  |  | 9795.2055 |  |  |  |  | 6081.2879 | 6139.4204 | 6197.5529 | 6255.6854 | 6313.8179 | 35300.3553 | 34346.6609 | 33392.9665 | 32439.2722 | 31485.5778 |  | 0.14683 |  |  |  |  | 1 | 1 | 1 | 1 | 1 | [5 empty] | 9.0792 | 7.9576 | 570.7763 | 26826.484 | 684.9315 | 0.080892 | 0.033917 | 0.02587 | 0.026031 | 0.034187 | 0.080892 | 0.033917 | 0.02587 | 0.026031 | 0.034187 | 100000 | 100000 | 0 | 0 | 0
2242 |  |  |  | 9795.2055 |  |  |  |  | 6835.5638 | 6912.0388 | 6988.5138 | 7064.9888 | 7141.4638 | 33358.0549 | 32456.8348 | 31555.6147 | 30654.3947 | 29753.1746 |  | 0.1578 |  |  |  |  | 1 | 1 | 1 | 1 | 1 | [5 empty] | 9.279 | 7.4028 | 570.7763 | 26826.484 | 684.9315 | 0.077924 | 0.018364 | 0.018218 | 0.01727 | 0.014246 | 0.077924 | 0.018364 | 0.018218 | 0.01727 | 0.014246 | 100000 | 100000 | 0 | 0 | 0
2243 |  |  |  | 9795.2055 |  |  |  |  | 7727.1591 | 7848.4291 | 7969.6991 | 8090.9691 | 8212.2391 | 31592.6319 | 30739.1075 | 29885.5831 | 29032.0587 | 28178.5343 |  | 0.1266 |  |  |  |  | 1 | 1 | 1 | 1 | 1 | [5 empty] | 10.3554 | 4.7678 | 570.7763 | 26826.484 | 684.9315 | 0.068651 | 0.015558 | 0.017112 | 0.016251 | 0.012731 | 0.068651 | 0.015558 | 0.017112 | 0.016251 | 0.012731 | 100000 | 100000 | 0 | 0 | 0
2244 |  |  |  | 9795.2055 |  |  |  |  | 7358.3584 | 7532.7559 | 7707.1534 | 7881.5509 | 8055.9484 | 31184.1018 | 30341.6145 | 29499.1271 | 28656.6398 | 27814.1525 |  | 0.32677 |  |  |  |  | 1 | 1 | 1 | 1 | 1 | [5 empty] | 11.2646 | 2.9186 | 570.7763 | 26826.484 | 684.9315 | 0.070304 | 0.015671 | 0.016008 | 0.015246 | 0.012239 | 0.070304 | 0.015671 | 0.016008 | 0.015246 | 0.012239 | 100000 | 100000 | 0 | 0 | 0
2245 |  |  |  | 9795.2055 |  |  |  |  | 6513.844 | 6758.6665 | 7003.489 | 7248.3115 | 7493.134 | 30671.8702 | 29843.2216 | 29014.573 | 28185.9244 | 27357.2758 |  | 0.19125 |  |  |  |  | 1 | 1 | 1 | 1 | 1 | [5 empty] | 11.6746 | 1.996 | 570.7763 | 26826.484 | 684.9315 | 0.070047 | 0.015817 | 0.016572 | 0.015891 | 0.012193 | 0.070047 | 0.015817 | 0.016572 | 0.015891 | 0.012193 | 100000 | 100000 | 0 | 0 | 0
2246 |  |  |  | 9795.2055 |  |  |  |  | 5883.1556 | 6212.3731 | 6541.5906 | 6870.8081 | 7200.0256 | 31068.2754 | 30228.9173 | 29389.5592 | 28550.2011 | 27710.843 |  | 0.60158 |  |  |  |  | 1 | 1 | 1 | 1 | 1 | [5 empty] | 12.1917 | 2.9602 | 570.7763 | 26826.484 | 684.9315 | 0.07088 | 0.015872 | 0.016858 | 0.016504 | 0.012831 | 0.07088 | 0.015872 | 0.016858 | 0.016504 | 0.012831 | 100000 | 100000 | 0 | 0 | 0
2247 |  |  |  | 9795.2055 |  |  |  |  | 5540.838 | 5846.488 | 6152.138 | 6457.788 | 6763.438 | 32050.0882 | 31184.2049 | 30318.3216 | 29452.4383 | 28586.555 |  | 0.43371 |  |  |  |  | 1 | 1 | 1 | 1 | 1 | [5 empty] | 12.4072 | 1.3106 | 570.7763 | 26826.484 | 684.9315 | 0.075688 | 0.019771 | 0.018779 | 0.020081 | 0.020832 | 0.075688 | 0.019771 | 0.018779 | 0.020081 | 0.020832 | 100000 | 100000 | 0 | 0 | 0
2248 |  |  |  | 9795.2055 |  |  |  |  | 5582.0338 | 5936.5496 | 6291.0655 | 6645.5813 | 7000.0971 | 34045.2142 | 33125.4294 | 32205.6447 | 31285.8599 | 30366.0752 |  | 0.13099 |  |  |  |  | 1 | 1 | 1 | 1 | 1 | [5 empty] | 11.8291 | 1.4197 | 570.7763 | 26826.484 | 684.9315 | 0.083593 | 0.034151 | 0.032918 | 0.035906 | 0.037963 | 0.083593 | 0.034151 | 0.032918 | 0.035906 | 0.037963 | 100000 | 100000 | 0 | 0 | 0
2249 |  |  |  | 9795.2055 |  |  |  |  | 6279.4202 | 6693.8844 | 7108.3485 | 7522.8127 | 7937.2769 | 36113.5161 | 35137.853 | 34162.1898 | 33186.5266 | 32210.8634 |  | 0.08619 |  |  |  |  | 1 | 1 | 1 | 1 | 1 | [5 empty] | 12.585 | 2.2247 | 570.7763 | 26826.484 | 684.9315 | 0.08846 | 0.043551 | 0.039517 | 0.040343 | 0.042541 | 0.08846 | 0.043551 | 0.039517 | 0.040343 | 0.042541 | 100000 | 100000 | 0 | 0 | 0
2250 |  |  |  | 9795.2055 |  |  |  |  | 6849.2957 | 7340.9766 | 7832.6574 | 8324.3382 | 8816.0191 | 37348.3068 | 36339.2838 | 35330.2609 | 34321.2379 | 33312.2149 |  | 0.03388 |  |  |  |  | 1 | 1 | 1 | 1 | 1 | [5 empty] | 11.7143 | 0.75611 | 570.7763 | 26826.484 | 684.9315 | 0.097114 | 0.052054 | 0.043118 | 0.043425 | 0.044354 | 0.097114 | 0.052054 | 0.043118 | 0.043425 | 0.044354 | 100000 | 100000 | 0 | 0 | 0
2251 |  |  |  | 9795.2055 |  |  |  |  | 7089.6047 | 7626.3838 | 8163.163 | 8699.9422 | 9236.7213 | 38122.7167 | 37092.7718 | 36062.8269 | 35032.8821 | 34002.9372 |  | 0 |  |  |  |  | 1 | 1 | 1 | 1 | 1 | [5 empty] | 12.343 | 1.2483 | 570.7763 | 26826.484 | 684.9315 | 0.097865 | 0.055579 | 0.044482 | 0.044416 | 0.045033 | 0.097865 | 0.055579 | 0.044482 | 0.044416 | 0.045033 | 100000 | 100000 | 0 | 0 | 0
2252 |  |  |  | 9795.2055 |  |  |  |  | 6572.6952 | 7069.1602 | 7565.6252 | 8062.0902 | 8558.5552 | 37392.9069 | 36382.679 | 35372.4511 | 34362.2232 | 33351.9953 |  | 0 |  |  |  |  | 1 | 1 | 1 | 1 | 1 | [5 empty] | 12.4361 | 1.3589 | 570.7763 | 26826.484 | 684.9315 | 0.097989 | 0.058099 | 0.044258 | 0.044327 | 0.045082 | 0.097989 | 0.058099 | 0.044258 | 0.044327 | 0.045082 | 100000 | 100000 | 0 | 0 | 0
2253 |  |  |  | 9795.2055 |  |  |  |  | 5776.2427 | 6177.7827 | 6579.3227 | 6980.8627 | 7382.4027 | 33652.7083 | 32743.5277 | 31834.3471 | 30925.1665 | 30015.9859 |  | 0 |  |  |  |  | 1 | 1 | 1 | 1 | 1 | [5 empty] | 11.3593 | 2.4437 | 570.7763 | 26826.484 | 684.9315 | 0.097915 | 0.054808 | 0.044402 | 0.044177 | 0.044732 | 0.097915 | 0.054808 | 0.044402 | 0.044177 | 0.044732 | 100000 | 100000 | 0 | 0 | 0
2254 |  |  |  | 9795.2055 |  |  |  |  | 5520.2401 | 5862.3267 | 6204.4134 | 6546.5001 | 6888.5867 | 25558.3278 | 24867.8295 | 24177.3313 | 23486.8331 | 22796.3348 |  | 0 |  |  |  |  | 1 | 1 | 1 | 1 | 1 | [5 empty] | 9.6801 | 2.5515 | 570.7763 | 26826.484 | 684.9315 | 0.097574 | 0.054112 | 0.043605 | 0.043876 | 0.04477 | 0.097574 | 0.054112 | 0.043605 | 0.043875 | 0.04477 | 100000 | 100000 | 0 | 0 | 0
2255 |  |  |  | 9795.2055 |  |  |  |  | 3997.9564 | 4259.3064 | 4520.6564 | 4782.0064 | 5043.3564 | 18040.5811 | 17553.1866 | 17065.7921 | 16578.3975 | 16091.003 |  | 0 |  |  |  |  | 1 | 1 | 1 | 1 | 1 | [5 empty] | 10.4559 | 4.3624 | 570.7763 | 26826.484 | 684.9315 | 0.096979 | 0.053312 | 0.04328 | 0.043366 | 0.044672 | 0.096979 | 0.053312 | 0.04328 | 0.043366 | 0.044672 | 100000 | 100000 | 0 | 0 | 0
2256 |  |  |  | 9795.2055 |  |  |  |  | 3372.3204 | 3730.3012 | 4088.282 | 4446.2629 | 4804.2437 | 15655.521 | 15232.5626 | 14809.6042 | 14386.6458 | 13963.6874 |  | 0 |  |  |  |  | 1 | 1 | 1 | 1 | 1 | [5 empty] | 7.5671 | 5.3416 | 570.7763 | 26826.484 | 684.9315 | 0.096544 | 0.052687 | 0.042899 | 0.043155 | 0.044369 | 0.096544 | 0.052687 | 0.042899 | 0.043155 | 0.044369 | 100000 | 100000 | 0 | 0 | 0
2257 |  |  |  | 9795.2055 |  |  |  |  | 2574.9244 | 2898.8619 | 3222.7994 | 3546.7369 | 3870.6744 | 16990.1874 | 16531.1709 | 16072.1544 | 15613.1379 | 15154.1214 |  | 0 |  |  |  |  | 1 | 1 | 1 | 1 | 1 | [5 empty] | 6.9156 | 5.747 | 570.7763 | 26826.484 | 684.9315 | 0.094889 | 0.051948 | 0.042762 | 0.042928 | 0.044051 | 0.094889 | 0.051948 | 0.042762 | 0.042928 | 0.044051 | 100000 | 100000 | 0 | 0 | 0
2258 |  |  |  | 9795.2055 |  |  |  |  | 2085.3468 | 2304.1284 | 2522.9101 | 2741.6918 | 2960.4734 | 17141.4164 | 16678.3142 | 16215.212 | 15752.1098 | 15289.0076 |  | 0 |  |  |  |  | 1 | 1 | 1 | 1 | 1 | [5 empty] | 7.3622 | 6.1222 | 570.7763 | 26826.484 | 684.9315 | 0.094078 | 0.050656 | 0.042688 | 0.042914 | 0.043997 | 0.094078 | 0.050656 | 0.042688 | 0.042914 | 0.043997 | 100000 | 100000 | 0 | 0 | 0
2259 |  |  |  | 9795.2055 |  |  |  |  | 1961.2422 | 2053.3089 | 2145.3756 | 2237.4422 | 2329.5089 | 19430.3933 | 18905.4508 | 18380.5083 | 17855.5658 | 17330.6233 |  | 0 |  |  |  |  | 1 | 1 | 1 | 1 | 1 | [5 empty] | 8.662 | 8.1012 | 570.7763 | 26826.484 | 684.9315 | 0.093795 | 0.050508 | 0.042645 | 0.042873 | 0.043969 | 0.093795 | 0.050508 | 0.042645 | 0.042873 | 0.043969 | 100000 | 100000 | 0 | 0 | 0
2260 |  |  |  | 9795.2055 |  |  |  |  | 2072.6431 | 2129.8131 | 2186.9831 | 2244.1531 | 2301.3231 | 24942.4513 | 24268.592 | 23594.7326 | 22920.8732 | 22247.0139 |  | 0 |  |  |  |  | 1 | 1 | 1 | 1 | 1 | [5 empty] | 8.6196 | 9.0579 | 570.7763 | 26826.484 | 684.9315 | 0.089121 | 0.047931 | 0.04141 | 0.042095 | 0.043699 | 0.089121 | 0.047931 | 0.041411 | 0.042095 | 0.043699 | 100000 | 100000 | 0 | 0 | 0
2261 |  |  |  | 9795.2055 |  |  |  |  | 2384.3702 | 2425.2052 | 2466.0402 | 2506.8752 | 2547.7102 | 36876.225 | 35879.956 | 34883.6871 | 33887.4181 | 32891.1492 |  | 0 |  |  |  |  | 1 | 1 | 1 | 1 | 1 | [5 empty] | 9.0783 | 9.4083 | 570.7763 | 26826.484 | 684.9315 | 0.092325 | 0.049563 | 0.042497 | 0.0429 | 0.043927 | 0.092325 | 0.049563 | 0.042497 | 0.0429 | 0.043927 | 100000 | 100000 | 0 | 0 | 0
2262 |  |  |  | 9795.2055 |  |  |  |  | 2908.1499 | 2948.1599 | 2988.1699 | 3028.1799 | 3068.1899 | 43585.7288 | 42408.1921 | 41230.6554 | 40053.1187 | 38875.582 |  | 0 |  |  |  |  | 1 | 1 | 1 | 1 | 1 | [5 empty] | 8.8975 | 10.366 | 570.7763 | 26826.484 | 684.9315 | 0.095816 | 0.052954 | 0.043644 | 0.043259 | 0.044584 | 0.095817 | 0.052954 | 0.043644 | 0.043259 | 0.044584 | 100000 | 100000 | 0 | 0 | 0
2263 |  |  |  | 9795.2055 |  |  |  |  | 3964.5041 | 4007.8141 | 4051.1241 | 4094.4341 | 4137.7441 | 41829.3155 | 40699.2311 | 39569.1466 | 38439.0622 | 37308.9778 |  | 0.07769 |  |  |  |  | 1 | 1 | 1 | 1 | 1 | [5 empty] | 6.9066 | 11.4338 | 570.7763 | 26826.484 | 684.9315 | 0.096245 | 0.054283 | 0.044081 | 0.043364 | 0.044676 | 0.096245 | 0.054283 | 0.044081 | 0.043364 | 0.044676 | 100000 | 100000 | 0 | 0 | 0
2264 |  |  |  | 9795.2055 |  |  |  |  | 5047.2427 | 5088.6277 | 5130.0127 | 5171.3977 | 5212.7827 | 39184.1032 | 38125.4833 | 37066.8634 | 36008.2436 | 34949.6237 |  | 0.2923 |  |  |  |  | 1 | 1 | 1 | 1 | 1 | [5 empty] | 4.9989 | 9.6745 | 570.7763 | 26826.484 | 684.9315 | 0.092908 | 0.044664 | 0.039587 | 0.041552 | 0.043109 | 0.092908 | 0.044664 | 0.039587 | 0.041553 | 0.043109 | 100000 | 100000 | 0 | 0 | 0
2265 |  |  |  | 9795.2055 |  |  |  |  | 6058.6457 | 6116.7782 | 6174.9107 | 6233.0432 | 6291.1757 | 36635.364 | 35645.6023 | 34655.8406 | 33666.0789 | 32676.3172 |  | 0.44911 |  |  |  |  | 1 | 1 | 1 | 1 | 1 | [5 empty] | 4.5354 | 10.1733 | 570.7763 | 26826.484 | 684.9315 | 0.083856 | 0.038189 | 0.035215 | 0.036308 | 0.037879 | 0.083856 | 0.038189 | 0.035215 | 0.036308 | 0.037878 | 100000 | 100000 | 0 | 0 | 0
2266 |  |  |  | 9795.2055 |  |  |  |  | 6810.1132 | 6886.5882 | 6963.0632 | 7039.5382 | 7116.0132 | 34618.2097 | 33682.9446 | 32747.6795 | 31812.4144 | 30877.1492 |  | 0.41501 |  |  |  |  | 1 | 1 | 1 | 1 | 1 | [5 empty] | 4.207 | 9.0884 | 570.7763 | 26826.484 | 684.9315 | 0.078129 | 0.01561 | 0.012623 | 0.012975 | 0.02601 | 0.078129 | 0.01561 | 0.012623 | 0.012974 | 0.02601 | 100000 | 100000 | 0 | 0 | 0
2267 |  |  |  | 9795.2055 |  |  |  |  | 7698.3888 | 7819.6588 | 7940.9288 | 8062.1988 | 8183.4688 | 32785.2033 | 31899.4598 | 31013.7162 | 30127.9726 | 29242.229 |  | 0.11557 |  |  |  |  | 1 | 1 | 1 | 1 | 1 | [5 empty] | 3.9055 | 9.4807 | 570.7763 | 26826.484 | 684.9315 | 0.078136 | 0.014615 | 0.012004 | 0.012124 | 0.017147 | 0.078136 | 0.014615 | 0.012004 | 0.012124 | 0.017147 | 100000 | 100000 | 0 | 0 | 0
2268 |  |  |  | 9795.2055 |  |  |  |  | 7330.9613 | 7505.3588 | 7679.7563 | 7854.1538 | 8028.5513 | 32361.8255 | 31487.5201 | 30613.2147 | 29738.9094 | 28864.604 |  | 0.31748 |  |  |  |  | 1 | 1 | 1 | 1 | 1 | [5 empty] | 4.0729 | 7.9723 | 570.7763 | 26826.484 | 684.9315 | 0.078162 | 0.01458 | 0.011985 | 0.012124 | 0.017134 | 0.078163 | 0.01458 | 0.011985 | 0.012124 | 0.017134 | 100000 | 100000 | 0 | 0 | 0
2269 |  |  |  | 9795.2055 |  |  |  |  | 6489.5913 | 6734.4138 | 6979.2363 | 7224.0588 | 7468.8813 | 31830.2405 | 30970.2967 | 30110.3529 | 29250.4092 | 28390.4654 |  | 0.50047 |  |  |  |  | 1 | 1 | 1 | 1 | 1 | [5 empty] | 3.6459 | 9.0018 | 570.7763 | 26826.484 | 684.9315 | 0.078145 | 0.014544 | 0.011944 | 0.012122 | 0.017124 | 0.078145 | 0.014544 | 0.011944 | 0.012122 | 0.017124 | 100000 | 100000 | 0 | 0 | 0
2270 |  |  |  | 9795.2055 |  |  |  |  | 5861.2511 | 6190.4686 | 6519.6861 | 6848.9036 | 7178.1211 | 32242.2105 | 31371.1367 | 30500.0629 | 29628.9891 | 28757.9153 |  | 0.33077 |  |  |  |  | 1 | 1 | 1 | 1 | 1 | [5 empty] | 3.9068 | 8.776 | 570.7763 | 26826.484 | 684.9315 | 0.078145 | 0.014533 | 0.011956 | 0.012129 | 0.017125 | 0.078145 | 0.014533 | 0.011956 | 0.012129 | 0.017126 | 100000 | 100000 | 0 | 0 | 0
2271 |  |  |  | 9795.2055 |  |  |  |  | 5520.208 | 5825.858 | 6131.508 | 6437.158 | 6742.808 | 33261.7062 | 32363.0891 | 31464.4721 | 30565.855 | 29667.2379 |  | 0.30076 |  |  |  |  | 1 | 1 | 1 | 1 | 1 | [5 empty] | 4.1276 | 8.4274 | 570.7763 | 26826.484 | 684.9315 | 0.078954 | 0.014575 | 0.012306 | 0.012386 | 0.01764 | 0.078954 | 0.014575 | 0.012305 | 0.012386 | 0.01764 | 100000 | 100000 | 0 | 0 | 0
2272 |  |  |  | 9795.2055 |  |  |  |  | 5561.2504 | 5915.7663 | 6270.2821 | 6624.7979 | 6979.3138 | 35333.2902 | 34378.706 | 33424.1219 | 32469.5377 | 31514.9536 |  | 0.36515 |  |  |  |  | 1 | 1 | 1 | 1 | 1 | [5 empty] | 3.9657 | 9.5871 | 570.7763 | 26826.484 | 684.9315 | 0.083026 | 0.032545 | 0.024727 | 0.02991 | 0.036071 | 0.083026 | 0.032545 | 0.024727 | 0.02991 | 0.036071 | 100000 | 100000 | 0 | 0 | 0
2273 |  |  |  | 9795.2055 |  |  |  |  | 6256.0403 | 6670.5044 | 7084.9686 | 7499.4328 | 7913.8969 | 37480.8149 | 36468.212 | 35455.6091 | 34443.0062 | 33430.4034 |  | 0.23846 |  |  |  |  | 1 | 1 | 1 | 1 | 1 | [5 empty] | 3.7682 | 9.1184 | 570.7763 | 26826.484 | 684.9315 | 0.088339 | 0.044143 | 0.040213 | 0.039837 | 0.042208 | 0.088339 | 0.044143 | 0.040213 | 0.039837 | 0.042208 | 100000 | 100000 | 0 | 0 | 0
2274 |  |  |  | 9795.2055 |  |  |  |  | 6823.794 | 7315.4748 | 7807.1557 | 8298.8365 | 8790.5173 | 38761.3778 | 37714.1785 | 36666.9792 | 35619.7799 | 34572.5806 |  | 0.04535 |  |  |  |  | 1 | 1 | 1 | 1 | 1 | [5 empty] | 3.2772 | 8.6729 | 570.7763 | 26826.484 | 684.9315 | 0.10006 | 0.083973 | 0.05944 | 0.043542 | 0.04461 | 0.10006 | 0.083973 | 0.05944 | 0.043542 | 0.04461 | 100000 | 100000 | 0 | 0 | 0
2275 |  |  |  | 9795.2055 |  |  |  |  | 7063.2082 | 7599.9874 | 8136.7666 | 8673.5457 | 9210.3249 | 39564.4592 | 38495.5634 | 37426.6676 | 36357.7718 | 35288.876 |  | 0 |  |  |  |  | 1 | 1 | 1 | 1 | 1 | [5 empty] | 2.8144 | 7.4608 | 570.7763 | 26826.484 | 684.9315 | 0.10211 | 0.085053 | 0.061761 | 0.044676 | 0.044836 | 0.10211 | 0.085053 | 0.061761 | 0.044676 | 0.044836 | 100000 | 100000 | 0 | 0 | 0
2276 |  |  |  | 9795.2055 |  |  |  |  | 6548.2233 | 7044.6883 | 7541.1533 | 8037.6183 | 8534.0833 | 38805.7044 | 37757.3076 | 36708.9107 | 35660.5139 | 34612.117 |  | 0 |  |  |  |  | 1 | 1 | 1 | 1 | 1 | [5 empty] | 2.2339 | 6.1699 | 570.7763 | 26826.484 | 684.9315 | 0.10305 | 0.085483 | 0.061444 | 0.044309 | 0.044846 | 0.10305 | 0.085483 | 0.061444 | 0.044309 | 0.044846 | 100000 | 100000 | 0 | 0 | 0
2277 |  |  |  | 9795.2055 |  |  |  |  | 5754.7362 | 6156.2762 | 6557.8162 | 6959.3562 | 7360.8962 | 34922.625 | 33979.1356 | 33035.6462 | 32092.1568 | 31148.6675 |  | 0 |  |  |  |  | 1 | 1 | 1 | 1 | 1 | [5 empty] | 1.2641 | 5.4041 | 570.7763 | 26826.484 | 684.9315 | 0.10262 | 0.085274 | 0.060433 | 0.044231 | 0.044869 | 0.10262 | 0.085274 | 0.060433 | 0.044231 | 0.044869 | 100000 | 100000 | 0 | 0 | 0
2278 |  |  |  | 9795.2055 |  |  |  |  | 5499.6868 | 5841.7734 | 6183.8601 | 6525.9468 | 6868.0334 | 26517.3263 | 25800.9193 | 25084.5122 | 24368.1051 | 23651.698 |  | 0 |  |  |  |  | 1 | 1 | 1 | 1 | 1 | [5 empty] | 0.17536 | 6.1991 | 570.7763 | 26826.484 | 684.9315 | 0.10147 | 0.083732 | 0.059984 | 0.043569 | 0.044669 | 0.10147 | 0.083732 | 0.059984 | 0.043569 | 0.044669 | 100000 | 100000 | 0 | 0 | 0
2279 |  |  |  | 9795.2055 |  |  |  |  | 3983.0709 | 4244.4209 | 4505.7709 | 4767.1209 | 5028.4709 | 18716.6176 | 18210.9589 | 17705.3002 | 17199.6415 | 16693.9828 |  | 0 |  |  |  |  | 1 | 1 | 1 | 1 | 1 | [5 empty] | 1.1025 | 7.7591 | 570.7763 | 26826.484 | 684.9315 | 0.10038 | 0.082646 | 0.058453 | 0.043408 | 0.044473 | 0.10038 | 0.082646 | 0.058453 | 0.043408 | 0.044473 | 100000 | 100000 | 0 | 0 | 0
2280 |  |  |  | 9795.2055 |  |  |  |  | 2699.6501 | 2898.3301 | 3097.0101 | 3295.6901 | 3494.3701 | 14713.0583 | 14315.562 | 13918.0657 | 13520.5694 | 13123.0731 |  | 0 |  |  |  |  | 1 | 1 | 1 | 1 | 1 | [5 empty] | 2.9589 | 9.6072 | 570.7763 | 26826.484 | 684.9315 | 0.099145 | 0.080588 | 0.057126 | 0.043038 | 0.044316 | 0.099145 | 0.080588 | 0.057126 | 0.043038 | 0.044316 | 100000 | 100000 | 0 | 0 | 0
2281 |  |  |  | 9795.2055 |  |  |  |  | 2019.1396 | 2117.8046 | 2216.4696 | 2315.1346 | 2413.7996 | 15968.0439 | 15536.6422 | 15105.2405 | 14673.8388 | 14242.4371 |  | 0 |  |  |  |  | 1 | 1 | 1 | 1 | 1 | [5 empty] | 5.1611 | 10.6536 | 570.7763 | 26826.484 | 684.9315 | 0.098355 | 0.079711 | 0.056809 | 0.043017 | 0.044307 | 0.098355 | 0.079711 | 0.056809 | 0.043017 | 0.044307 | 100000 | 100000 | 0 | 0 | 0
2282 |  |  |  | 9795.2055 |  |  |  |  | 1729.9957 | 1778.0082 | 1826.0207 | 1874.0332 | 1922.0457 | 16108.0121 | 15672.829 | 15237.6458 | 14802.4626 | 14367.2795 |  | 0 |  |  |  |  | 1 | 1 | 1 | 1 | 1 | [5 empty] | 5.8462 | 11.4023 | 570.7763 | 26826.484 | 684.9315 | 0.098426 | 0.080826 | 0.056664 | 0.043001 | 0.044343 | 0.098426 | 0.080826 | 0.056664 | 0.043001 | 0.044343 | 100000 | 100000 | 0 | 0 | 0
2283 |  |  |  | 9795.2055 |  |  |  |  | 1694.948 | 1735.9205 | 1776.893 | 1817.8655 | 1858.838 | 18258.466 | 17765.1849 | 17271.9039 | 16778.6229 | 16285.3418 |  | 0 |  |  |  |  | 1 | 1 | 1 | 1 | 1 | [5 empty] | 6.3651 | 10.7628 | 570.7763 | 26826.484 | 684.9315 | 0.097763 | 0.079292 | 0.056314 | 0.042976 | 0.044291 | 0.097763 | 0.079292 | 0.056314 | 0.042976 | 0.044291 | 100000 | 100000 | 0 | 0 | 0
2284 |  |  |  | 9795.2055 |  |  |  |  | 1861.4248 | 1904.0473 | 1946.6698 | 1989.2923 | 2031.9148 | 23440.7221 | 22807.4343 | 22174.1465 | 21540.8587 | 20907.5709 |  | 0 |  |  |  |  | 1 | 1 | 1 | 1 | 1 | [5 empty] | 5.9593 | 11.2281 | 570.7763 | 26826.484 | 684.9315 | 0.095191 | 0.074083 | 0.050444 | 0.041376 | 0.043079 | 0.095191 | 0.074083 | 0.050444 | 0.041375 | 0.043079 | 100000 | 100000 | 0 | 0 | 0
2285 |  |  |  | 9795.2055 |  |  |  |  | 2561.4062 | 2600.3162 | 2639.2262 | 2678.1362 | 2717.0462 | 34654.6403 | 33718.3909 | 32782.1416 | 31845.8922 | 30909.6429 |  | 0 |  |  |  |  | 1 | 1 | 1 | 1 | 1 | [5 empty] | 6.5467 | 11.3505 | 570.7763 | 26826.484 | 684.9315 | 0.095781 | 0.07771 | 0.051468 | 0.042794 | 0.044277 | 0.095781 | 0.07771 | 0.051468 | 0.042794 | 0.044277 | 100000 | 100000 | 0 | 0 | 0
2286 |  |  |  | 9795.2055 |  |  |  |  | 4010.0464 | 4050.0564 | 4090.0664 | 4130.0764 | 4170.0864 | 40939.9854 | 39833.9276 | 38727.8698 | 37621.8121 | 36515.7543 |  | 0 |  |  |  |  | 1 | 1 | 1 | 1 | 1 | [5 empty] | 7.7631 | 11.1692 | 570.7763 | 26826.484 | 684.9315 | 0.097764 | 0.078624 | 0.055309 | 0.043001 | 0.0445 | 0.097764 | 0.078623 | 0.055309 | 0.043001 | 0.0445 | 100000 | 100000 | 0 | 0 | 0
2287 |  |  |  | 9795.2055 |  |  |  |  | 4940.7588 | 4982.5563 | 5024.3538 | 5066.1513 | 5107.9488 | 39293.1299 | 38231.5645 | 37169.9991 | 36108.4337 | 35046.8683 |  | 0.09168 |  |  |  |  | 1 | 1 | 1 | 1 | 1 | [5 empty] | 8.3771 | 9.9874 | 570.7763 | 26826.484 | 684.9315 | 0.09749 | 0.081539 | 0.045309 | 0.042103 | 0.044458 | 0.09749 | 0.081539 | 0.045309 | 0.042103 | 0.044458 | 100000 | 100000 | 0 | 0 | 0
2288 |  |  |  | 9795.2055 |  |  |  |  | 4346.8942 | 4396.0617 | 4445.2292 | 4494.3967 | 4543.5642 | 36813.7302 | 35819.1497 | 34824.5691 | 33829.9886 | 32835.408 |  | 0.32067 |  |  |  |  | 1 | 1 | 1 | 1 | 1 | [5 empty] | 7.0796 | 8.7409 | 570.7763 | 26826.484 | 684.9315 | 0.088751 | 0.037426 | 0.025135 | 0.026021 | 0.037711 | 0.088751 | 0.037426 | 0.025135 | 0.026021 | 0.037711 | 100000 | 100000 | 0 | 0 | 0
2289 |  |  |  | 9795.2055 |  |  |  |  | 4114.2161 | 4189.2061 | 4264.1961 | 4339.1861 | 4414.1761 | 34421.1765 | 33491.2345 | 32561.2926 | 31631.3506 | 30701.4086 |  | 0.53372 |  |  |  |  | 1 | 1 | 1 | 1 | 1 | [5 empty] | 6.2479 | 8.9425 | 570.7763 | 26826.484 | 684.9315 | 0.086667 | 0.01887 | 0.0063002 | 0.0047172 | 0.0092016 | 0.086667 | 0.01887 | 0.0063002 | 0.0047172 | 0.0092016 | 100000 | 100000 | 0 | 0 | 0
2290 |  |  |  | 9795.2055 |  |  |  |  | 4285.5606 | 4391.0181 | 4496.4756 | 4601.9331 | 4707.3906 | 32528.1082 | 31649.3105 | 30770.5127 | 29891.7149 | 29012.9172 |  | 0.69077 |  |  |  |  | 1 | 1 | 1 | 1 | 1 | [5 empty] | 5.9789 | 8.73 | 570.7763 | 26826.484 | 684.9315 | 0.087036 | 0.019268 | 0.0058464 | 0.0032917 | 0.0029166 | 0.087036 | 0.019268 | 0.0058464 | 0.0032917 | 0.0029166 | 100000 | 100000 | 0 | 0 | 0
2291 |  |  |  | 9795.2055 |  |  |  |  | 4843.4039 | 5012.2464 | 5181.0889 | 5349.9314 | 5518.7739 | 30807.1557 | 29974.8522 | 29142.5486 | 28310.2451 | 27477.9416 |  | 0.79764 |  |  |  |  | 1 | 1 | 1 | 1 | 1 | [5 empty] | 5.4429 | 7.3195 | 570.7763 | 26826.484 | 684.9315 | 0.0873 | 0.019492 | 0.005991 | 0.0033125 | 0.0029331 | 0.0873 | 0.019492 | 0.005991 | 0.0033125 | 0.0029331 | 100000 | 100000 | 0 | 0 | 0
2292 |  |  |  | 9795.2055 |  |  |  |  | 4877.4781 | 5090.5956 | 5303.7131 | 5516.8306 | 5729.9481 | 30408.431 | 29586.8996 | 28765.3682 | 27943.8369 | 27122.3055 |  | 0.82385 |  |  |  |  | 1 | 1 | 1 | 1 | 1 | [5 empty] | 4.6628 | 5.8677 | 570.7763 | 26826.484 | 684.9315 | 0.087191 | 0.019606 | 0.0060786 | 0.0033393 | 0.0029523 | 0.087191 | 0.019606 | 0.0060786 | 0.0033393 | 0.0029523 | 100000 | 100000 | 0 | 0 | 0
2293 |  |  |  | 9795.2055 |  |  |  |  | 4781.0968 | 5039.8068 | 5298.5168 | 5557.2268 | 5815.9368 | 29908.9455 | 29100.9085 | 28292.8715 | 27484.8345 | 26676.7976 |  | 0.81649 |  |  |  |  | 1 | 1 | 1 | 1 | 1 | [5 empty] | 4.3485 | 6.2602 | 570.7763 | 26826.484 | 684.9315 | 0.08719 | 0.02028 | 0.0063547 | 0.0033648 | 0.0029668 | 0.08719 | 0.02028 | 0.0063547 | 0.0033648 | 0.0029668 | 100000 | 100000 | 0 | 0 | 0
2294 |  |  |  | 9795.2055 |  |  |  |  | 4590.2813 | 4914.1638 | 5238.0463 | 5561.9288 | 5885.8113 | 30295.1265 | 29476.6562 | 28658.1859 | 27839.7157 | 27021.2454 |  | 0.75336 |  |  |  |  | 1 | 1 | 1 | 1 | 1 | [5 empty] | 3.9611 | 5.4566 | 570.7763 | 26826.484 | 684.9315 | 0.087552 | 0.023308 | 0.0064047 | 0.0035939 | 0.0029473 | 0.087552 | 0.023308 | 0.0064048 | 0.0035939 | 0.0029473 | 100000 | 100000 | 0 | 0 | 0
2295 |  |  |  | 9795.2055 |  |  |  |  | 4195.0206 | 4616.8539 | 5038.6873 | 5460.5206 | 5882.3539 | 31252.148 | 30407.8223 | 29563.4966 | 28719.1709 | 27874.8452 |  | 0.63301 |  |  |  |  | 1 | 1 | 1 | 1 | 1 | [5 empty] | 4.044 | 4.0151 | 570.7763 | 26826.484 | 684.9315 | 0.087586 | 0.023364 | 0.0063317 | 0.003575 | 0.0030575 | 0.087586 | 0.023364 | 0.0063317 | 0.003575 | 0.0030575 | 100000 | 100000 | 0 | 0 | 0
2296 |  |  |  | 9795.2055 |  |  |  |  | 4196.9677 | 4828.0677 | 5459.1677 | 6090.2677 | 6721.3677 | 33196.9675 | 32300.0995 | 31403.2314 | 30506.3634 | 29609.4954 |  | 0.45703 |  |  |  |  | 1 | 1 | 1 | 1 | 1 | [5 empty] | 4.8603 | 5.3219 | 570.7763 | 26826.484 | 684.9315 | 0.089576 | 0.032928 | 0.017136 | 0.012565 | 0.023997 | 0.089576 | 0.032928 | 0.017136 | 0.012565 | 0.023997 | 100000 | 100000 | 0 | 0 | 0
2297 |  |  |  | 9795.2055 |  |  |  |  | 4963.1504 | 5723.3579 | 6483.5654 | 7243.7729 | 8003.9804 | 35213.1422 | 34261.804 | 33310.4659 | 32359.1277 | 31407.7895 |  | 0.25487 |  |  |  |  | 1 | 1 | 1 | 1 | 1 | [5 empty] | 5.2887 | 9.3803 | 570.7763 | 26826.484 | 684.9315 | 0.099041 | 0.045651 | 0.042181 | 0.040357 | 0.043178 | 0.099041 | 0.045651 | 0.042181 | 0.040357 | 0.043178 | 100000 | 100000 | 0 | 0 | 0
2298 |  |  |  | 9795.2055 |  |  |  |  | 6068.1279 | 6893.0954 | 7718.0629 | 8543.0304 | 9367.9979 | 36417.7474 | 35433.8649 | 34449.9825 | 33466.1 | 32482.2176 |  | 0.04528 |  |  |  |  | 1 | 1 | 1 | 1 | 1 | [5 empty] | 6.8644 | 10.4475 | 570.7763 | 26826.484 | 684.9315 | 0.10368 | 0.09457 | 0.075885 | 0.051853 | 0.046023 | 0.10368 | 0.09457 | 0.075885 | 0.051853 | 0.046023 | 100000 | 100000 | 0 | 0 | 0
2299 |  |  |  | 9795.2055 |  |  |  |  | 7041.6765 | 7796.4673 | 8551.2581 | 9306.049 | 10060.8398 | 37173.2475 | 36168.954 | 35164.6605 | 34160.3671 | 33156.0736 |  | 0 |  |  |  |  | 1 | 1 | 1 | 1 | 1 | [5 empty] | 7.8211 | 10.3702 | 570.7763 | 26826.484 | 684.9315 | 0.10395 | 0.092536 | 0.083394 | 0.075575 | 0.047839 | 0.10395 | 0.092536 | 0.083394 | 0.075575 | 0.047839 | 100000 | 100000 | 0 | 0 | 0
2300 |  |  |  | 9795.2055 |  |  |  |  | 6763.2416 | 7419.4758 | 8075.7099 | 8731.9441 | 9388.1783 | 36462.4387 | 35477.3489 | 34492.259 | 33507.1691 | 32522.0793 |  | 0 |  |  |  |  | 1 | 1 | 1 | 1 | 1 | [5 empty] | 7.9407 | 10.8157 | 570.7763 | 26826.484 | 684.9315 | 0.10325 | 0.086208 | 0.074021 | 0.054662 | 0.046375 | 0.10325 | 0.086208 | 0.074021 | 0.054662 | 0.046375 | 100000 | 100000 | 0 | 0 | 0
2301 |  |  |  | 9795.2055 |  |  |  |  | 5961.0376 | 6481.1801 | 7001.3226 | 7521.4651 | 8041.6076 | 32816.2704 | 31929.6875 | 31043.1046 | 30156.5217 | 29269.9387 |  | 0 |  |  |  |  | 1 | 1 | 1 | 1 | 1 | [5 empty] | 8.0099 | 12.3636 | 570.7763 | 26826.484 | 684.9315 | 0.10191 | 0.081271 | 0.067672 | 0.051636 | 0.04586 | 0.10191 | 0.081271 | 0.067672 | 0.051636 | 0.04586 | 100000 | 100000 | 0 | 0 | 0
2302 |  |  |  | 9795.2055 |  |  |  |  | 5518.073 | 5971.8055 | 6425.538 | 6879.2705 | 7333.003 | 24926.4295 | 24253.003 | 23579.5765 | 22906.15 | 22232.7234 |  | 0 |  |  |  |  | 1 | 1 | 1 | 1 | 1 | [5 empty] | 6.7844 | 14.2491 | 570.7763 | 26826.484 | 684.9315 | 0.098881 | 0.068735 | 0.060062 | 0.04848 | 0.044903 | 0.098881 | 0.068735 | 0.060062 | 0.04848 | 0.044903 | 100000 | 100000 | 0 | 0 | 0
2303 |  |  |  | 9795.2055 |  |  |  |  | 3858.1728 | 4242.0303 | 4625.8878 | 5009.7453 | 5393.6028 | 17595.0905 | 17119.7316 | 16644.3727 | 16169.0138 | 15693.6548 |  | 0 |  |  |  |  | 1 | 1 | 1 | 1 | 1 | [5 empty] | 5.3521 | 15.4661 | 570.7763 | 26826.484 | 684.9315 | 0.094858 | 0.066955 | 0.056712 | 0.046879 | 0.044643 | 0.094858 | 0.066955 | 0.056712 | 0.046879 | 0.044643 | 100000 | 100000 | 0 | 0 | 0
2304 |  |  |  | 9795.2055 |  |  |  |  | 2689.5234 | 2897.8284 | 3106.1334 | 3314.4384 | 3522.7434 | 11980.8299 | 11657.149 | 11333.4682 | 11009.7873 | 10686.1064 |  | 0 |  |  |  |  | 1 | 1 | 1 | 1 | 1 | [5 empty] | 3.7872 | 15.4923 | 570.7763 | 26826.484 | 684.9315 | 0.094142 | 0.064744 | 0.055468 | 0.045966 | 0.044343 | 0.094142 | 0.064744 | 0.055468 | 0.045966 | 0.044343 | 100000 | 100000 | 0 | 0 | 0
2305 |  |  |  | 9795.2055 |  |  |  |  | 2011.5657 | 2110.8907 | 2210.2157 | 2309.5407 | 2408.8657 | 13004.2854 | 12652.9542 | 12301.6231 | 11950.292 | 11598.9609 |  | 0 |  |  |  |  | 1 | 1 | 1 | 1 | 1 | [5 empty] | 2.1373 | 14.9062 | 570.7763 | 26826.484 | 684.9315 | 0.093931 | 0.064468 | 0.055171 | 0.045883 | 0.044344 | 0.093931 | 0.064468 | 0.055171 | 0.045883 | 0.044343 | 100000 | 100000 | 0 | 0 | 0
2306 |  |  |  | 9795.2055 |  |  |  |  | 1723.5064 | 1772.5089 | 1821.5114 | 1870.5139 | 1919.5164 | 13113.3334 | 12759.0562 | 12404.779 | 12050.5018 | 11696.2245 |  | 0 |  |  |  |  | 1 | 1 | 1 | 1 | 1 | [5 empty] | 1.4036 | 14.5167 | 570.7763 | 26826.484 | 684.9315 | 0.093909 | 0.064198 | 0.055078 | 0.045858 | 0.044318 | 0.093909 | 0.064198 | 0.055078 | 0.045858 | 0.044318 | 100000 | 100000 | 0 | 0 | 0
2307 |  |  |  | 9795.2055 |  |  |  |  | 1688.5901 | 1729.2876 | 1769.9851 | 1810.6826 | 1851.3801 | 14862.786 | 14461.2446 | 14059.7031 | 13658.1617 | 13256.6203 |  | 0 |  |  |  |  | 1 | 1 | 1 | 1 | 1 | [5 empty] | 1.0234 | 14.0989 | 570.7763 | 26826.484 | 684.9315 | 0.093308 | 0.06328 | 0.054401 | 0.045717 | 0.04428 | 0.093308 | 0.06328 | 0.054401 | 0.045717 | 0.04428 | 100000 | 100000 | 0 | 0 | 0
2308 |  |  |  | 9795.2055 |  |  |  |  | 1854.4424 | 1896.3774 | 1938.3124 | 1980.2474 | 2022.1824 | 19087.3169 | 18571.6432 | 18055.9694 | 17540.2957 | 17024.622 |  | 0 |  |  |  |  | 1 | 1 | 1 | 1 | 1 | [5 empty] | 0.90108 | 13.5944 | 570.7763 | 26826.484 | 684.9315 | 0.090007 | 0.05325 | 0.053047 | 0.043599 | 0.04257 | 0.090007 | 0.05325 | 0.053047 | 0.043599 | 0.04257 | 100000 | 100000 | 0 | 0 | 0
2309 |  |  |  | 9795.2055 |  |  |  |  | 2551.7981 | 2591.9456 | 2632.0931 | 2672.2406 | 2712.3881 | 28215.5054 | 27453.2194 | 26690.9333 | 25928.6473 | 25166.3612 |  | 0 |  |  |  |  | 1 | 1 | 1 | 1 | 1 | [5 empty] | 0.53798 | 13.2143 | 570.7763 | 26826.484 | 684.9315 | 0.090814 | 0.054683 | 0.054232 | 0.045567 | 0.043612 | 0.090814 | 0.054683 | 0.054232 | 0.045567 | 0.043612 | 100000 | 100000 | 0 | 0 | 0
2310 |  |  |  | 9795.2055 |  |  |  |  | 3995.0043 | 4037.6268 | 4080.2493 | 4122.8718 | 4165.4943 | 33287.3973 | 32388.0861 | 31488.775 | 30589.4639 | 29690.1527 |  | 0 |  |  |  |  | 1 | 1 | 1 | 1 | 1 | [5 empty] | 0.94785 | 12.8949 | 570.7763 | 26826.484 | 684.9315 | 0.091756 | 0.058595 | 0.055709 | 0.047299 | 0.044501 | 0.091756 | 0.058595 | 0.055709 | 0.047299 | 0.044501 | 100000 | 100000 | 0 | 0 | 0
2311 |  |  |  | 9795.2055 |  |  |  |  | 4922.2255 | 4962.923 | 5003.6205 | 5044.318 | 5085.0155 | 31955.096 | 31091.7791 | 30228.4622 | 29365.1452 | 28501.8283 |  | 0.09267 |  |  |  |  | 1 | 1 | 1 | 1 | 1 | [5 empty] | 1.7332 | 12.8482 | 570.7763 | 26826.484 | 684.9315 | 0.092673 | 0.058292 | 0.054313 | 0.04308 | 0.044083 | 0.092673 | 0.058292 | 0.054313 | 0.04308 | 0.044083 | 100000 | 100000 | 0 | 0 | 0
2312 |  |  |  | 9795.2055 |  |  |  |  | 4330.5886 | 4377.4461 | 4424.3036 | 4471.1611 | 4518.0186 | 29951.1361 | 29141.9592 | 28332.7824 | 27523.6056 | 26714.4288 |  | 0.31385 |  |  |  |  | 1 | 1 | 1 | 1 | 1 | [5 empty] | 1.8813 | 11.4821 | 570.7763 | 26826.484 | 684.9315 | 0.08483 | 0.017342 | 0.013536 | 0.014136 | 0.028739 | 0.08483 | 0.017342 | 0.013536 | 0.014136 | 0.028739 | 100000 | 100000 | 0 | 0 | 0
2313 |  |  |  | 9795.2055 |  |  |  |  | 4098.7833 | 4173.2783 | 4247.7733 | 4322.2683 | 4396.7633 | 28009.168 | 27252.4565 | 26495.745 | 25739.0335 | 24982.322 |  | 0.51354 |  |  |  |  | 1 | 1 | 1 | 1 | 1 | [5 empty] | 1.5698 | 10.5868 | 570.7763 | 26826.484 | 684.9315 | 0.081589 | 0.015017 | 0.012724 | 0.012722 | 0.028026 | 0.081589 | 0.015017 | 0.012724 | 0.012722 | 0.028026 | 100000 | 100000 | 0 | 0 | 0
2314 |  |  |  | 9795.2055 |  |  |  |  | 4269.4851 | 4376.0151 | 4482.5451 | 4589.0751 | 4695.6051 | 26473.7064 | 25758.4778 | 25043.2492 | 24328.0205 | 23612.7919 |  | 0.65228 |  |  |  |  | 1 | 1 | 1 | 1 | 1 | [5 empty] | 1.3246 | 10.5506 | 570.7763 | 26826.484 | 684.9315 | 0.082972 | 0.015087 | 0.013189 | 0.013381 | 0.028682 | 0.082972 | 0.015087 | 0.013189 | 0.013381 | 0.028682 | 100000 | 100000 | 0 | 0 | 0
2315 |  |  |  | 9795.2055 |  |  |  |  | 4825.2359 | 4994.0792 | 5162.9225 | 5331.7659 | 5500.6092 | 25076.2362 | 24398.7624 | 23721.2887 | 23043.8149 | 22366.3411 |  | 0.73766 |  |  |  |  | 1 | 1 | 1 | 1 | 1 | [5 empty] | 0.78724 | 10.8801 | 570.7763 | 26826.484 | 684.9315 | 0.083422 | 0.0151 | 0.013215 | 0.013352 | 0.02871 | 0.083422 | 0.0151 | 0.013215 | 0.013352 | 0.02871 | 100000 | 100000 | 0 | 0 | 0
2316 |  |  |  | 9795.2055 |  |  |  |  | 4859.1823 | 5053.7373 | 5248.2923 | 5442.8473 | 5637.4023 | 24749.6489 | 24080.9984 | 23412.3479 | 22743.6974 | 22075.0469 |  | 0.76496 |  |  |  |  | 1 | 1 | 1 | 1 | 1 | [5 empty] | 0.78083 | 11.3708 | 570.7763 | 26826.484 | 684.9315 | 0.08343 | 0.015105 | 0.01322 | 0.013374 | 0.028716 | 0.08343 | 0.015105 | 0.01322 | 0.013374 | 0.028716 | 100000 | 100000 | 0 | 0 | 0
2317 |  |  |  | 9795.2055 |  |  |  |  | 4763.1625 | 5025.3925 | 5287.6225 | 5549.8525 | 5812.0825 | 24343.1425 | 23685.4744 | 23027.8063 | 22370.1382 | 21712.4701 |  | 0.75438 |  |  |  |  | 1 | 1 | 1 | 1 | 1 | [5 empty] | 1.0786 | 11.1209 | 570.7763 | 26826.484 | 684.9315 | 0.083657 | 0.015105 | 0.013225 | 0.01338 | 0.028712 | 0.083657 | 0.015105 | 0.013225 | 0.01338 | 0.028712 | 100000 | 100000 | 0 | 0 | 0
2318 |  |  |  | 9795.2055 |  |  |  |  | 4573.0627 | 4893.7277 | 5214.3927 | 5535.0577 | 5855.7227 | 24655.351 | 23989.2481 | 23323.1452 | 22657.0423 | 21990.9394 |  | 0.70884 |  |  |  |  | 1 | 1 | 1 | 1 | 1 | [5 empty] | 1.0366 | 10.5818 | 570.7763 | 26826.484 | 684.9315 | 0.08452 | 0.01511 | 0.013219 | 0.013387 | 0.028741 | 0.08452 | 0.01511 | 0.013219 | 0.013387 | 0.028741 | 100000 | 100000 | 0 | 0 | 0
2319 |  |  |  | 9795.2055 |  |  |  |  | 4179.2847 | 4602.5472 | 5025.8097 | 5449.0722 | 5872.3347 | 25432.1382 | 24745.0491 | 24057.9601 | 23370.8711 | 22683.7821 |  | 0.60906 |  |  |  |  | 1 | 1 | 1 | 1 | 1 | [5 empty] | 0.81396 | 10.085 | 570.7763 | 26826.484 | 684.9315 | 0.087903 | 0.016028 | 0.013448 | 0.013398 | 0.029237 | 0.087903 | 0.016028 | 0.013448 | 0.013398 | 0.029237 | 100000 | 100000 | 0 | 0 | 0
2320 |  |  |  | 9795.2055 |  |  |  |  | 4181.2245 | 4814.387 | 5447.5495 | 6080.712 | 6713.8745 | 27011.1076 | 26281.3603 | 25551.6129 | 24821.8656 | 24092.1182 |  | 0.44457 |  |  |  |  | 1 | 1 | 1 | 1 | 1 | [5 empty] | 0.80883 | 9.3415 | 570.7763 | 26826.484 | 684.9315 | 0.091132 | 0.034679 | 0.032428 | 0.035249 | 0.037478 | 0.091132 | 0.034679 | 0.032428 | 0.035249 | 0.037478 | 100000 | 100000 | 0 | 0 | 0
2321 |  |  |  | 9795.2055 |  |  |  |  | 4944.5332 | 5720.4157 | 6496.2982 | 7272.1807 | 8048.0632 | 28648.1495 | 27874.1749 | 27100.2003 | 26326.2257 | 25552.251 |  | 0.24857 |  |  |  |  | 1 | 1 | 1 | 1 | 1 | [5 empty] | 0.73674 | 9.1867 | 570.7763 | 26826.484 | 684.9315 | 0.10225 | 0.09154 | 0.055648 | 0.043571 | 0.044906 | 0.10225 | 0.09154 | 0.055648 | 0.043571 | 0.044906 | 100000 | 100000 | 0 | 0 | 0
2322 |  |  |  | 9795.2055 |  |  |  |  | 6045.3659 | 6837.335 | 7629.3042 | 8421.2734 | 9213.2425 | 29631.6454 | 28831.1001 | 28030.5548 | 27230.0095 | 26429.4642 |  | 0.03833 |  |  |  |  | 1 | 1 | 1 | 1 | 1 | [5 empty] | 0.65426 | 9.1403 | 570.7763 | 26826.484 | 684.9315 | 0.10451 | 0.097516 | 0.089566 | 0.083404 | 0.050686 | 0.10451 | 0.097516 | 0.089566 | 0.083404 | 0.050686 | 100000 | 100000 | 0 | 0 | 0
2323 |  |  |  | 9795.2055 |  |  |  |  | 7015.2625 | 7780.3917 | 8545.5209 | 9310.65 | 10075.7792 | 30248.5944 | 29431.3813 | 28614.1681 | 27796.955 | 26979.7419 |  | 0 |  |  |  |  | 1 | 1 | 1 | 1 | 1 | [5 empty] | 1.5192 | 8.5513 | 570.7763 | 26826.484 | 684.9315 | 0.10546 | 0.10249 | 0.093973 | 0.10194 | 0.05745 | 0.10546 | 0.10249 | 0.093973 | 0.10194 | 0.05745 | 100000 | 100000 | 0 | 0 | 0
2324 |  |  |  | 9795.2055 |  |  |  |  | 6737.8721 | 7379.4771 | 8021.0821 | 8662.6871 | 9304.2921 | 29674.9676 | 28873.2519 | 28071.5361 | 27269.8204 | 26468.1047 |  | 0 |  |  |  |  | 1 | 1 | 1 | 1 | 1 | [5 empty] | 1.683 | 9.1112 | 570.7763 | 26826.484 | 684.9315 | 0.1055 | 0.10213 | 0.092921 | 0.10133 | 0.055692 | 0.1055 | 0.10213 | 0.092921 | 0.10133 | 0.055692 | 100000 | 100000 | 0 | 0 | 0
2325 |  |  |  | 9795.2055 |  |  |  |  | 5938.6772 | 6485.6306 | 7032.5839 | 7579.5372 | 8126.4906 | 26713.0924 | 25991.3964 | 25269.7004 | 24548.0044 | 23826.3084 |  | 0 |  |  |  |  | 1 | 1 | 1 | 1 | 1 | [5 empty] | 6.0623 | 10.0108 | 570.7763 | 26826.484 | 684.9315 | 0.1055 | 0.10188 | 0.091964 | 0.10055 | 0.050448 | 0.1055 | 0.10188 | 0.091964 | 0.10055 | 0.050448 | 100000 | 100000 | 0 | 0 | 0
2326 |  |  |  | 9795.2055 |  |  |  |  | 5497.3743 | 5949.5943 | 6401.8143 | 6854.0343 | 7306.2543 | 20310.0131 | 19761.3064 | 19212.5996 | 18663.8928 | 18115.186 |  | 0 |  |  |  |  | 1 | 1 | 1 | 1 | 1 | [5 empty] | 6.5674 | 10.6229 | 570.7763 | 26826.484 | 684.9315 | 0.1055 | 0.099488 | 0.09025 | 0.063891 | 0.049183 | 0.1055 | 0.099488 | 0.09025 | 0.063891 | 0.049183 | 100000 | 100000 | 0 | 0 | 0
2327 |  |  |  | 9795.2055 |  |  |  |  | 3843.7005 | 4221.0946 | 4598.4888 | 4975.883 | 5353.2771 | 14339.578 | 13952.1718 | 13564.7657 | 13177.3595 | 12789.9534 |  | 0 |  |  |  |  | 1 | 1 | 1 | 1 | 1 | [5 empty] | 7.4368 | 12.9857 | 570.7763 | 26826.484 | 684.9315 | 0.10492 | 0.097625 | 0.089075 | 0.058882 | 0.048442 | 0.10492 | 0.097625 | 0.089075 | 0.058882 | 0.048442 | 100000 | 100000 | 0 | 0 | 0
2328 |  |  |  | 9795.2055 |  |  |  |  | 2679.4009 | 2891.1434 | 3102.8859 | 3314.6284 | 3526.3709 | 10972.7497 | 10676.3037 | 10379.8577 | 10083.4117 | 9786.9657 |  | 0 |  |  |  |  | 1 | 1 | 1 | 1 | 1 | [5 empty] | 7.2923 | 11.911 | 570.7763 | 26826.484 | 684.9315 | 0.1041 | 0.096986 | 0.088794 | 0.057267 | 0.047941 | 0.1041 | 0.096986 | 0.088794 | 0.057267 | 0.047941 | 100000 | 100000 | 0 | 0 | 0
2329 |  |  |  | 9795.2055 |  |  |  |  | 2003.9948 | 2102.3298 | 2200.6648 | 2298.9998 | 2397.3348 | 11910.5941 | 11588.8108 | 11267.0275 | 10945.2441 | 10623.4608 |  | 0 |  |  |  |  | 1 | 1 | 1 | 1 | 1 | [5 empty] | 5.0797 | 7.2249 | 570.7763 | 26826.484 | 684.9315 | 0.10364 | 0.097048 | 0.0889 | 0.057057 | 0.047949 | 0.10364 | 0.097048 | 0.0889 | 0.057057 | 0.047949 | 100000 | 100000 | 0 | 0 | 0
2330 |  |  |  | 9795.2055 |  |  |  |  | 1717.0196 | 1767.0121 | 1817.0046 | 1866.9971 | 1916.9896 | 12008.8358 | 11684.3983 | 11359.9608 | 11035.5233 | 10711.0858 |  | 0 |  |  |  |  | 1 | 1 | 1 | 1 | 1 | [5 empty] | 4.2012 | 5.3939 | 570.7763 | 26826.484 | 684.9315 | 0.10364 | 0.097085 | 0.08892 | 0.057019 | 0.047979 | 0.10364 | 0.097085 | 0.08892 | 0.057019 | 0.047979 | 100000 | 100000 | 0 | 0 | 0
2331 |  |  |  | 9795.2055 |  |  |  |  | 1682.2347 | 1723.6197 | 1765.0047 | 1806.3897 | 1847.7747 | 13610.5381 | 13242.8281 | 12875.1181 | 12507.4081 | 12139.6981 |  | 0 |  |  |  |  | 1 | 1 | 1 | 1 | 1 | [5 empty] | 4.0344 | 1.5102 | 570.7763 | 26826.484 | 684.9315 | 0.10363 | 0.09706 | 0.088817 | 0.056497 | 0.047949 | 0.10363 | 0.09706 | 0.088817 | 0.056497 | 0.047949 | 100000 | 100000 | 0 | 0 | 0
2332 |  |  |  | 9795.2055 |  |  |  |  | 1847.4629 | 1889.6729 | 1931.8829 | 1974.0929 | 2016.3029 | 17481.1429 | 17008.8625 | 16536.582 | 16064.3016 | 15592.0212 |  | 0 |  |  |  |  | 1 | 1 | 1 | 1 | 1 | [5 empty] | 3.4191 | 2.1995 | 570.7763 | 26826.484 | 684.9315 | 0.099414 | 0.09176 | 0.049996 | 0.045604 | 0.046141 | 0.099414 | 0.09176 | 0.049996 | 0.045604 | 0.046141 | 100000 | 100000 | 0 | 0 | 0
2333 |  |  |  | 9795.2055 |  |  |  |  | 2542.1939 | 2582.0664 | 2621.9389 | 2661.8114 | 2701.6839 | 25840.1851 | 25142.072 | 24443.959 | 23745.8459 | 23047.7329 |  | 0 |  |  |  |  | 1 | 1 | 1 | 1 | 1 | [5 empty] | 3.3449 | 2.8456 | 570.7763 | 26826.484 | 684.9315 | 0.099701 | 0.089224 | 0.050172 | 0.045919 | 0.046615 | 0.099701 | 0.089224 | 0.050172 | 0.045919 | 0.046615 | 100000 | 100000 | 0 | 0 | 0
2334 |  |  |  | 9795.2055 |  |  |  |  | 3979.9684 | 4020.3909 | 4060.8134 | 4101.2359 | 4141.6584 | 30470.0119 | 29646.8168 | 28823.6217 | 28000.4267 | 27177.2316 |  | 0 |  |  |  |  | 1 | 1 | 1 | 1 | 1 | [5 empty] | 2.8755 | 5.0298 | 570.7763 | 26826.484 | 684.9315 | 0.1002 | 0.085222 | 0.049837 | 0.045326 | 0.04625 | 0.1002 | 0.085222 | 0.049837 | 0.045326 | 0.04625 | 100000 | 100000 | 0 | 0 | 0
2335 |  |  |  | 9795.2055 |  |  |  |  | 4903.6998 | 4944.5348 | 4985.3698 | 5026.2048 | 5067.0398 | 29252.7019 | 28462.3944 | 27672.0868 | 26881.7793 | 26091.4717 |  | 0.04206 |  |  |  |  | 1 | 1 | 1 | 1 | 1 | [5 empty] | 2.0219 | 7.0909 | 570.7763 | 26826.484 | 684.9315 | 0.09987 | 0.082759 | 0.046272 | 0.043334 | 0.044921 | 0.09987 | 0.082759 | 0.046272 | 0.043334 | 0.044921 | 100000 | 100000 | 0 | 0 | 0
2336 |  |  |  | 9795.2055 |  |  |  |  | 4314.2896 | 4363.9521 | 4413.6146 | 4463.2771 | 4512.9396 | 27422.3262 | 26681.4691 | 25940.6121 | 25199.755 | 24458.8979 |  | 0.11174 |  |  |  |  | 1 | 1 | 1 | 1 | 1 | [5 empty] | 0.6117 | 7.0508 | 570.7763 | 26826.484 | 684.9315 | 0.098072 | 0.059214 | 0.044219 | 0.041173 | 0.042427 | 0.098072 | 0.059214 | 0.044219 | 0.041173 | 0.042427 | 100000 | 100000 | 0 | 0 | 0
2337 |  |  |  | 9795.2055 |  |  |  |  | 4083.3567 | 4156.8617 | 4230.3667 | 4303.8717 | 4377.3767 | 25645.8381 | 24952.9756 | 24260.1132 | 23567.2507 | 22874.3882 |  | 0.25011 |  |  |  |  | 1 | 1 | 1 | 1 | 1 | [5 empty] | 0.20168 | 8.5312 | 570.7763 | 26826.484 | 684.9315 | 0.096408 | 0.053057 | 0.040459 | 0.038437 | 0.041383 | 0.096408 | 0.053057 | 0.040459 | 0.038437 | 0.041383 | 100000 | 100000 | 0 | 0 | 0
2338 |  |  |  | 9795.2055 |  |  |  |  | 4253.4161 | 4362.4486 | 4471.4811 | 4580.5136 | 4689.5461 | 24241.5783 | 23586.6541 | 22931.7299 | 22276.8057 | 21621.8816 |  | 0.21686 |  |  |  |  | 1 | 1 | 1 | 1 | 1 | [5 empty] | 0.3077 | 8.3994 | 570.7763 | 26826.484 | 684.9315 | 0.096354 | 0.048174 | 0.039177 | 0.037761 | 0.041072 | 0.096354 | 0.048174 | 0.039177 | 0.037761 | 0.041072 | 100000 | 100000 | 0 | 0 | 0
2339 |  |  |  | 9795.2055 |  |  |  |  | 4807.0752 | 4967.6693 | 5128.2635 | 5288.8577 | 5449.4518 | 22962.9835 | 22342.6026 | 21722.2216 | 21101.8407 | 20481.4597 |  | 0.3576 |  |  |  |  | 1 | 1 | 1 | 1 | 1 | [5 empty] | 0.82835 | 7.9924 | 570.7763 | 26826.484 | 684.9315 | 0.096679 | 0.048296 | 0.039163 | 0.037524 | 0.041038 | 0.096679 | 0.048296 | 0.039163 | 0.037524 | 0.041038 | 100000 | 100000 | 0 | 0 | 0
2340 |  |  |  | 9795.2055 |  |  |  |  | 4840.8938 | 5049.1988 | 5257.5038 | 5465.8088 | 5674.1138 | 22663.2448 | 22050.9617 | 21438.6787 | 20826.3957 | 20214.1126 |  | 0.35651 |  |  |  |  | 1 | 1 | 1 | 1 | 1 | [5 empty] | 1.3162 | 9.3223 | 570.7763 | 26826.484 | 684.9315 | 0.09661 | 0.048374 | 0.039147 | 0.037554 | 0.041031 | 0.09661 | 0.048374 | 0.039147 | 0.037554 | 0.041031 | 100000 | 100000 | 0 | 0 | 0
2341 |  |  |  | 9795.2055 |  |  |  |  | 4745.2354 | 5006.5854 | 5267.9354 | 5529.2854 | 5790.6354 | 22291.0164 | 21688.7897 | 21086.563 | 20484.3363 | 19882.1096 |  | 0.25595 |  |  |  |  | 1 | 1 | 1 | 1 | 1 | [5 empty] | 1.6586 | 10.0276 | 570.7763 | 26826.484 | 684.9315 | 0.096656 | 0.048906 | 0.039246 | 0.037771 | 0.041102 | 0.096656 | 0.048906 | 0.039246 | 0.037771 | 0.041102 | 100000 | 100000 | 0 | 0 | 0
2342 |  |  |  | 9795.2055 |  |  |  |  | 4555.8511 | 4884.0236 | 5212.1961 | 5540.3686 | 5868.5411 | 22576.2079 | 21966.2763 | 21356.3447 | 20746.4131 | 20136.4815 |  | 0.13739 |  |  |  |  | 1 | 1 | 1 | 1 | 1 | [5 empty] | 1.8428 | 10.3018 | 570.7763 | 26826.484 | 684.9315 | 0.096299 | 0.048993 | 0.039343 | 0.037752 | 0.041082 | 0.096299 | 0.048993 | 0.039343 | 0.037752 | 0.041082 | 100000 | 100000 | 0 | 0 | 0
2343 |  |  |  | 9795.2055 |  |  |  |  | 4163.5552 | 4612.5577 | 5061.5602 | 5510.5627 | 5959.5652 | 23286.8031 | 22657.6737 | 22028.5443 | 21399.4148 | 20770.2854 |  | 0.22913 |  |  |  |  | 1 | 1 | 1 | 1 | 1 | [5 empty] | 1.8104 | 10.1916 | 570.7763 | 26826.484 | 684.9315 | 0.09632 | 0.048957 | 0.039721 | 0.03782 | 0.041147 | 0.09632 | 0.048957 | 0.039721 | 0.03782 | 0.041147 | 100000 | 100000 | 0 | 0 | 0
2344 |  |  |  | 9795.2055 |  |  |  |  | 4165.4876 | 4802.7751 | 5440.0626 | 6077.3501 | 6714.6376 | 24731.3623 | 24063.2059 | 23395.0494 | 22726.8929 | 22058.7365 |  | 0.19682 |  |  |  |  | 1 | 1 | 1 | 1 | 1 | [5 empty] | 2.8766 | 9.7289 | 570.7763 | 26826.484 | 684.9315 | 0.096709 | 0.060188 | 0.042342 | 0.041181 | 0.042487 | 0.096709 | 0.060188 | 0.042342 | 0.041181 | 0.042487 | 100000 | 100000 | 0 | 0 | 0
2345 |  |  |  | 9795.2055 |  |  |  |  | 4925.9235 | 5688.7435 | 6451.5635 | 7214.3835 | 7977.2035 | 26229.097 | 25520.4769 | 24811.8568 | 24103.2367 | 23394.6166 |  | 0.11971 |  |  |  |  | 1 | 1 | 1 | 1 | 1 | [5 empty] | 4.5205 | 9.2752 | 570.7763 | 26826.484 | 684.9315 | 0.10349 | 0.085036 | 0.053049 | 0.04409 | 0.044813 | 0.10349 | 0.085036 | 0.053049 | 0.04409 | 0.044813 | 100000 | 100000 | 0 | 0 | 0
2346 |  |  |  | 9795.2055 |  |  |  |  | 6022.613 | 6864.0796 | 7705.5463 | 8547.013 | 9388.4796 | 27130.6967 | 26397.7185 | 25664.7402 | 24931.762 | 24198.7837 |  | 0.03256 |  |  |  |  | 1 | 1 | 1 | 1 | 1 | [5 empty] | 6.468 | 9.0632 | 570.7763 | 26826.484 | 684.9315 | 0.10473 | 0.090593 | 0.084311 | 0.061598 | 0.048515 | 0.10473 | 0.090593 | 0.084311 | 0.061598 | 0.048515 | 100000 | 100000 | 0 | 0 | 0
2347 |  |  |  | 9795.2055 |  |  |  |  | 6988.8592 | 7764.3292 | 8539.7992 | 9315.2692 | 10090.7392 | 27696.3129 | 26948.0536 | 26199.7944 | 25451.5351 | 24703.2759 |  | 0 |  |  |  |  | 1 | 1 | 1 | 1 | 1 | [5 empty] | 5.8131 | 8.5756 | 570.7763 | 26826.484 | 684.9315 | 0.10473 | 0.097901 | 0.085948 | 0.066395 | 0.049963 | 0.10474 | 0.097901 | 0.085948 | 0.066395 | 0.049963 | 100000 | 100000 | 0 | 0 | 0
2348 |  |  |  | 9795.2055 |  |  |  |  | 6712.5128 | 7322.7695 | 7933.0261 | 8543.2828 | 9153.5395 | 27172.6674 | 26438.5553 | 25704.4431 | 24970.331 | 24236.2188 |  | 0 |  |  |  |  | 1 | 1 | 1 | 1 | 1 | [5 empty] | 4.6617 | 7.9061 | 570.7763 | 26826.484 | 684.9315 | 0.10475 | 0.096596 | 0.089995 | 0.073021 | 0.050094 | 0.10475 | 0.096596 | 0.089995 | 0.073021 | 0.050095 | 100000 | 100000 | 0 | 0 | 0
2349 |  |  |  | 9795.2055 |  |  |  |  | 5916.3259 | 6443.6175 | 6970.9092 | 7498.2009 | 8025.4925 | 24462.3895 | 23801.4997 | 23140.61 | 22479.7202 | 21818.8305 |  | 0 |  |  |  |  | 1 | 1 | 1 | 1 | 1 | [5 empty] | 5.1297 | 7.8879 | 570.7763 | 26826.484 | 684.9315 | 0.10476 | 0.092959 | 0.081021 | 0.060712 | 0.048434 | 0.10476 | 0.092959 | 0.081021 | 0.060712 | 0.048434 | 100000 | 100000 | 0 | 0 | 0
2350 |  |  |  | 9795.2055 |  |  |  |  | 5476.6838 | 5936.4663 | 6396.2488 | 6856.0313 | 7315.8138 | 18605.2251 | 18102.5758 | 17599.9265 | 17097.2772 | 16594.6279 |  | 0 |  |  |  |  | 1 | 1 | 1 | 1 | 1 | [5 empty] | 6.0814 | 8.2524 | 570.7763 | 26826.484 | 684.9315 | 0.10406 | 0.084085 | 0.078282 | 0.058686 | 0.047559 | 0.10405 | 0.084085 | 0.078282 | 0.058686 | 0.047559 | 100000 | 100000 | 0 | 0 | 0
2351 |  |  |  | 9795.2055 |  |  |  |  | 3829.2339 | 4206.6289 | 4584.0239 | 4961.4189 | 5338.8139 | 13136.9726 | 12782.0567 | 12427.1408 | 12072.225 | 11717.3091 |  | 0 |  |  |  |  | 1 | 1 | 1 | 1 | 1 | [5 empty] | 10.1375 | 9.0852 | 570.7763 | 26826.484 | 684.9315 | 0.10348 | 0.081185 | 0.075576 | 0.057459 | 0.047242 | 0.10348 | 0.081185 | 0.075576 | 0.057459 | 0.047242 | 100000 | 100000 | 0 | 0 | 0
2352 |  |  |  | 9795.2055 |  |  |  |  | 2669.285 | 2869.34 | 3069.395 | 3269.45 | 3469.505 | 10585.6408 | 10299.6532 | 10013.6655 | 9727.6779 | 9441.6902 |  | 0 |  |  |  |  | 1 | 1 | 1 | 1 | 1 | [5 empty] | 10.8789 | 8.7968 | 570.7763 | 26826.484 | 684.9315 | 0.10326 | 0.083947 | 0.078628 | 0.058583 | 0.047392 | 0.10326 | 0.083947 | 0.078628 | 0.058582 | 0.047392 | 100000 | 100000 | 0 | 0 | 0
2353 |  |  |  | 9795.2055 |  |  |  |  | 1996.4288 | 2095.0947 | 2193.7605 | 2292.4263 | 2391.0922 | 11490.5856 | 11180.1495 | 10869.7133 | 10559.2772 | 10248.841 |  | 0 |  |  |  |  | 1 | 1 | 1 | 1 | 1 | [5 empty] | 10.1052 | 8.5897 | 570.7763 | 26826.484 | 684.9315 | 0.1033 | 0.083985 | 0.079055 | 0.058851 | 0.047428 | 0.1033 | 0.083985 | 0.079055 | 0.058851 | 0.047428 | 100000 | 100000 | 0 | 0 | 0
2354 |  |  |  | 9795.2055 |  |  |  |  | 1710.5371 | 1760.1996 | 1809.8621 | 1859.5246 | 1909.1871 | 11584.757 | 11271.7767 | 10958.7963 | 10645.816 | 10332.8356 |  | 0 |  |  |  |  | 1 | 1 | 1 | 1 | 1 | [5 empty] | 9.1616 | 8.2041 | 570.7763 | 26826.484 | 684.9315 | 0.10361 | 0.0914 | 0.080584 | 0.0597 | 0.047451 | 0.10361 | 0.0914 | 0.080584 | 0.0597 | 0.047451 | 100000 | 100000 | 0 | 0 | 0
2355 |  |  |  | 9795.2055 |  |  |  |  | 1675.8836 | 1717.1311 | 1758.3786 | 1799.6261 | 1840.8736 | 13129.749 | 12775.0283 | 12420.3076 | 12065.5869 | 11710.8661 |  | 0 |  |  |  |  | 1 | 1 | 1 | 1 | 1 | [5 empty] | 8.5711 | 7.9696 | 570.7763 | 26826.484 | 684.9315 | 0.10357 | 0.085096 | 0.078856 | 0.059018 | 0.047373 | 0.10357 | 0.085096 | 0.078856 | 0.059018 | 0.047373 | 100000 | 100000 | 0 | 0 | 0
2356 |  |  |  | 9795.2055 |  |  |  |  | 1840.4879 | 1880.7729 | 1921.0579 | 1961.3429 | 2001.6279 | 16864.3696 | 16408.7522 | 15953.1349 | 15497.5175 | 15041.9002 |  | 0 |  |  |  |  | 1 | 1 | 1 | 1 | 1 | [5 empty] | 8.4923 | 8.1547 | 570.7763 | 26826.484 | 684.9315 | 0.10143 | 0.082064 | 0.075208 | 0.05542 | 0.045684 | 0.10143 | 0.082063 | 0.075208 | 0.05542 | 0.045684 | 100000 | 100000 | 0 | 0 | 0
2357 |  |  |  | 9795.2055 |  |  |  |  | 2532.5961 | 2573.4311 | 2614.2661 | 2655.1011 | 2695.9361 | 24928.108 | 24254.6362 | 23581.1643 | 22907.6925 | 22234.2206 |  | 0 |  |  |  |  | 1 | 1 | 1 | 1 | 1 | [5 empty] | 8.3514 | 9.2361 | 570.7763 | 26826.484 | 684.9315 | 0.10248 | 0.092217 | 0.078707 | 0.057213 | 0.047269 | 0.10248 | 0.092217 | 0.078707 | 0.057213 | 0.047269 | 100000 | 100000 | 0 | 0 | 0
2358 |  |  |  | 9795.2055 |  |  |  |  | 3964.9423 | 4008.5273 | 4052.1123 | 4095.6973 | 4139.2823 | 29388.925 | 28594.9372 | 27800.9494 | 27006.9616 | 26212.9738 |  | 0 |  |  |  |  | 1 | 1 | 1 | 1 | 1 | [5 empty] | 8.3657 | 9.7206 | 570.7763 | 26826.484 | 684.9315 | 0.10355 | 0.093468 | 0.0805 | 0.057723 | 0.046935 | 0.10355 | 0.093468 | 0.0805 | 0.057723 | 0.046936 | 100000 | 100000 | 0 | 0 | 0
2359 |  |  |  | 9795.2055 |  |  |  |  | 4885.1863 | 4927.5338 | 4969.8813 | 5012.2288 | 5054.5763 | 28215.6316 | 27453.3421 | 26691.0527 | 25928.7632 | 25166.4738 |  | 0.06629 |  |  |  |  | 1 | 1 | 1 | 1 | 1 | [5 empty] | 7.8552 | 10.1667 | 570.7763 | 26826.484 | 684.9315 | 0.1033 | 0.089943 | 0.072551 | 0.047337 | 0.045739 | 0.1033 | 0.089943 | 0.072551 | 0.047337 | 0.045739 | 100000 | 100000 | 0 | 0 | 0
2360 |  |  |  | 9795.2055 |  |  |  |  | 4298.0013 | 4348.3238 | 4398.6463 | 4448.9688 | 4499.2913 | 26451.6713 | 25737.0379 | 25022.4046 | 24307.7713 | 23593.138 |  | 0.13979 |  |  |  |  | 1 | 1 | 1 | 1 | 1 | [5 empty] | 6.3909 | 9.7078 | 570.7763 | 26826.484 | 684.9315 | 0.098678 | 0.081897 | 0.046167 | 0.042813 | 0.043249 | 0.098678 | 0.081897 | 0.046167 | 0.042813 | 0.043249 | 100000 | 100000 | 0 | 0 | 0
2361 |  |  |  | 9795.2055 |  |  |  |  | 4067.9403 | 4143.6728 | 4219.4053 | 4295.1378 | 4370.8703 | 24738.6271 | 24070.2743 | 23401.9216 | 22733.5689 | 22065.2161 |  | 0.29933 |  |  |  |  | 1 | 1 | 1 | 1 | 1 | [5 empty] | 4.832 | 8.7316 | 570.7763 | 26826.484 | 684.9315 | 0.093658 | 0.050859 | 0.038686 | 0.036853 | 0.040721 | 0.093658 | 0.050859 | 0.038686 | 0.036853 | 0.040721 | 100000 | 100000 | 0 | 0 | 0
2362 |  |  |  | 9795.2055 |  |  |  |  | 4237.3576 | 4347.4626 | 4457.5676 | 4567.6726 | 4677.7776 | 23384.6518 | 22752.8789 | 22121.1059 | 21489.3329 | 20857.5599 |  | 0.32623 |  |  |  |  | 1 | 1 | 1 | 1 | 1 | [5 empty] | 3.935 | 7.7408 | 570.7763 | 26826.484 | 684.9315 | 0.091481 | 0.032896 | 0.029763 | 0.02654 | 0.034027 | 0.091481 | 0.032896 | 0.029763 | 0.02654 | 0.034027 | 100000 | 100000 | 0 | 0 | 0
2363 |  |  |  | 9795.2055 |  |  |  |  | 4788.9264 | 4946.7698 | 5104.6131 | 5262.4564 | 5420.2998 | 22151.6431 | 21553.1818 | 20954.7205 | 20356.2591 | 19757.7978 |  | 0.45573 |  |  |  |  | 1 | 1 | 1 | 1 | 1 | [5 empty] | 2.9928 | 8.062 | 570.7763 | 26826.484 | 684.9315 | 0.090597 | 0.032156 | 0.029605 | 0.026404 | 0.033607 | 0.090597 | 0.032156 | 0.029605 | 0.026404 | 0.033607 | 100000 | 100000 | 0 | 0 | 0
2364 |  |  |  | 9795.2055 |  |  |  |  | 4822.6174 | 5020.6099 | 5218.6024 | 5416.5949 | 5614.5874 | 21862.245 | 21271.6023 | 20680.9595 | 20090.3167 | 19499.674 |  | 0.57279 |  |  |  |  | 1 | 1 | 1 | 1 | 1 | [5 empty] | 2.9272 | 8.0758 | 570.7763 | 26826.484 | 684.9315 | 0.090037 | 0.032159 | 0.029595 | 0.026331 | 0.033591 | 0.090037 | 0.032159 | 0.029595 | 0.026331 | 0.033591 | 100000 | 100000 | 0 | 0 | 0
2365 |  |  |  | 9795.2055 |  |  |  |  | 4727.3201 | 4987.7901 | 5248.2601 | 5508.7301 | 5769.2001 | 21503.1761 | 20922.2341 | 20341.2922 | 19760.3502 | 19179.4083 |  | 0.6054 |  |  |  |  | 1 | 1 | 1 | 1 | 1 | [5 empty] | 1.3225 | 8.4297 | 570.7763 | 26826.484 | 684.9315 | 0.089977 | 0.032137 | 0.029609 | 0.026414 | 0.033619 | 0.089977 | 0.032137 | 0.029609 | 0.026414 | 0.033619 | 100000 | 100000 | 0 | 0 | 0
2366 |  |  |  | 9795.2055 |  |  |  |  | 4538.6509 | 4858.2434 | 5177.8359 | 5497.4284 | 5817.0209 | 21778.0293 | 21189.6617 | 20601.2942 | 20012.9266 | 19424.5591 |  | 0.59237 |  |  |  |  | 1 | 1 | 1 | 1 | 1 | [5 empty] | 0.65858 | 8.7187 | 570.7763 | 26826.484 | 684.9315 | 0.089856 | 0.032122 | 0.029604 | 0.026366 | 0.033574 | 0.089856 | 0.032122 | 0.029604 | 0.026366 | 0.033574 | 100000 | 100000 | 0 | 0 | 0
2367 |  |  |  | 9795.2055 |  |  |  |  | 4147.836 | 4588.2585 | 5028.681 | 5469.1035 | 5909.526 | 22463.2469 | 21856.3672 | 21249.4874 | 20642.6076 | 20035.7278 |  | 0.41472 |  |  |  |  | 1 | 1 | 1 | 1 | 1 | [5 empty] | 1.6554 | 9.017 | 570.7763 | 26826.484 | 684.9315 | 0.089755 | 0.032991 | 0.029876 | 0.026656 | 0.033593 | 0.089755 | 0.032991 | 0.029876 | 0.026656 | 0.033593 | 100000 | 100000 | 0 | 0 | 0
2368 |  |  |  | 9795.2055 |  |  |  |  | 4149.7612 | 4766.4253 | 5383.0895 | 5999.7537 | 6616.4178 | 23856.2675 | 23211.7531 | 22567.2387 | 21922.7243 | 21278.2099 |  | 0.32434 |  |  |  |  | 1 | 1 | 1 | 1 | 1 | [5 empty] | 0.92128 | 9.4334 | 570.7763 | 26826.484 | 684.9315 | 0.090848 | 0.043936 | 0.036118 | 0.036187 | 0.03802 | 0.090848 | 0.043936 | 0.036118 | 0.036187 | 0.03802 | 100000 | 100000 | 0 | 0 | 0
2369 |  |  |  | 9795.2055 |  |  |  |  | 4907.326 | 5680.596 | 6453.866 | 7227.136 | 8000.406 | 25300.5836 | 24617.0488 | 23933.5139 | 23249.979 | 22566.4441 |  | 0.20272 |  |  |  |  | 1 | 1 | 1 | 1 | 1 | [5 empty] | 2.9972 | 9.5912 | 570.7763 | 26826.484 | 684.9315 | 0.094916 | 0.075289 | 0.04545 | 0.042853 | 0.044086 | 0.094916 | 0.075289 | 0.04545 | 0.042853 | 0.044086 | 100000 | 100000 | 0 | 0 | 0
2370 |  |  |  | 9795.2055 |  |  |  |  | 5999.8751 | 6808.3434 | 7616.8117 | 8425.2801 | 9233.7484 | 26170.693 | 25463.6507 | 24756.6085 | 24049.5663 | 23342.524 |  | 0.03135 |  |  |  |  | 1 | 1 | 1 | 1 | 1 | [5 empty] | 2.7377 | 9.6625 | 570.7763 | 26826.484 | 684.9315 | 0.10236 | 0.089764 | 0.080258 | 0.074657 | 0.046796 | 0.10236 | 0.089765 | 0.080258 | 0.074657 | 0.046796 | 100000 | 100000 | 0 | 0 | 0
2371 |  |  |  | 9795.2055 |  |  |  |  | 6962.4733 | 7717.2642 | 8472.055 | 9226.8458 | 9981.6367 | 26716.5688 | 25994.7789 | 25272.989 | 24551.199 | 23829.4091 |  | 0 |  |  |  |  | 1 | 1 | 1 | 1 | 1 | [5 empty] | 4.0681 | 9.8353 | 570.7763 | 26826.484 | 684.9315 | 0.10316 | 0.094478 | 0.082862 | 0.083803 | 0.048634 | 0.10316 | 0.094478 | 0.082862 | 0.083803 | 0.048634 | 100000 | 100000 | 0 | 0 | 0
2372 |  |  |  | 9795.2055 |  |  |  |  | 6687.1702 | 7305.7861 | 7924.4019 | 8543.0177 | 9161.6336 | 26212.033 | 25503.8738 | 24795.7147 | 24087.5556 | 23379.3965 |  | 0 |  |  |  |  | 1 | 1 | 1 | 1 | 1 | [5 empty] | 7.9446 | 10.1069 | 570.7763 | 26826.484 | 684.9315 | 0.1036 | 0.094651 | 0.087272 | 0.083168 | 0.048622 | 0.1036 | 0.094651 | 0.087272 | 0.083168 | 0.048622 | 100000 | 100000 | 0 | 0 | 0
2373 |  |  |  | 9795.2055 |  |  |  |  | 5893.9893 | 6433.7934 | 6973.5976 | 7513.4018 | 8053.2059 | 23598.2539 | 22960.7101 | 22323.1663 | 21685.6226 | 21048.0788 |  | 0 |  |  |  |  | 1 | 1 | 1 | 1 | 1 | [5 empty] | 9.5101 | 10.384 | 570.7763 | 26826.484 | 684.9315 | 0.10369 | 0.092861 | 0.082327 | 0.081873 | 0.047892 | 0.10369 | 0.092861 | 0.082327 | 0.081873 | 0.047892 | 100000 | 100000 | 0 | 0 | 0
2374 |  |  |  | 9795.2055 |  |  |  |  | 5456.007 | 5917.3012 | 6378.5954 | 6839.8895 | 7301.1837 | 17950.3756 | 17465.4181 | 16980.4606 | 16495.5031 | 16010.5456 |  | 0 |  |  |  |  | 1 | 1 | 1 | 1 | 1 | [5 empty] | 9.3373 | 10.347 | 570.7763 | 26826.484 | 684.9315 | 0.1025 | 0.091968 | 0.081362 | 0.081137 | 0.047516 | 0.1025 | 0.091968 | 0.081362 | 0.081137 | 0.047516 | 100000 | 100000 | 0 | 0 | 0
2375 |  |  |  | 9795.2055 |  |  |  |  | 3814.777 | 4225.7761 | 4636.7753 | 5047.7745 | 5458.7736 | 12674.9729 | 12332.5386 | 11990.1044 | 11647.6702 | 11305.236 |  | 0 |  |  |  |  | 1 | 1 | 1 | 1 | 1 | [5 empty] | 9.1097 | 10.3973 | 570.7763 | 26826.484 | 684.9315 | 0.10241 | 0.091057 | 0.079896 | 0.07984 | 0.047414 | 0.10241 | 0.091057 | 0.079896 | 0.07984 | 0.047414 | 100000 | 100000 | 0 | 0 | 0
2376 |  |  |  | 9795.2055 |  |  |  |  | 2929.6033 | 3245.1808 | 3560.7583 | 3876.3358 | 4191.9133 | 11171.6126 | 10869.794 | 10567.9754 | 10266.1568 | 9964.3382 |  | 0 |  |  |  |  | 1 | 1 | 1 | 1 | 1 | [5 empty] | 9.1933 | 10.5606 | 570.7763 | 26826.484 | 684.9315 | 0.10231 | 0.091461 | 0.081655 | 0.080181 | 0.047465 | 0.10231 | 0.091461 | 0.081655 | 0.080181 | 0.047465 | 100000 | 100000 | 0 | 0 | 0
2377 |  |  |  | 9795.2055 |  |  |  |  | 2108.739 | 2281.404 | 2454.069 | 2626.734 | 2799.399 | 12126.3529 | 11798.7405 | 11471.1281 | 11143.5157 | 10815.9033 |  | 0 |  |  |  |  | 1 | 1 | 1 | 1 | 1 | [5 empty] | 8.9236 | 10.3135 | 570.7763 | 26826.484 | 684.9315 | 0.10223 | 0.091807 | 0.085559 | 0.080467 | 0.047486 | 0.10223 | 0.091807 | 0.085559 | 0.080467 | 0.047486 | 100000 | 100000 | 0 | 0 | 0
2378 |  |  |  | 9795.2055 |  |  |  |  | 1697.3479 | 1805.3079 | 1913.2679 | 2021.2279 | 2129.1879 | 12226.7023 | 11896.3788 | 11566.0553 | 11235.7318 | 10905.4083 |  | 0 |  |  |  |  | 1 | 1 | 1 | 1 | 1 | [5 empty] | 9.1545 | 9.5694 | 570.7763 | 26826.484 | 684.9315 | 0.10209 | 0.092 | 0.086543 | 0.081358 | 0.047517 | 0.10209 | 0.092 | 0.086543 | 0.081358 | 0.047517 | 100000 | 100000 | 0 | 0 | 0
2379 |  |  |  | 9795.2055 |  |  |  |  | 1615.8369 | 1674.5469 | 1733.2569 | 1791.9669 | 1850.6769 | 13857.5431 | 13483.1599 | 13108.7766 | 12734.3934 | 12360.0102 |  | 0 |  |  |  |  | 1 | 1 | 1 | 1 | 1 | [5 empty] | 8.905 | 8.9202 | 570.7763 | 26826.484 | 684.9315 | 0.10191 | 0.091747 | 0.08555 | 0.080489 | 0.047469 | 0.10191 | 0.091747 | 0.08555 | 0.080489 | 0.047469 | 100000 | 100000 | 0 | 0 | 0
2380 |  |  |  | 9795.2055 |  |  |  |  | 1738.5829 | 1787.7504 | 1836.9179 | 1886.0854 | 1935.2529 | 17797.9891 | 17317.1485 | 16836.308 | 16355.4675 | 15874.6269 |  | 0 |  |  |  |  | 1 | 1 | 1 | 1 | 1 | [5 empty] | 8.333 | 9.3448 | 570.7763 | 26826.484 | 684.9315 | 0.10102 | 0.087381 | 0.079495 | 0.078409 | 0.046543 | 0.10102 | 0.087381 | 0.079495 | 0.078409 | 0.046543 | 100000 | 100000 | 0 | 0 | 0
2381 |  |  |  | 9795.2055 |  |  |  |  | 2130.795 | 2180.9525 | 2231.11 | 2281.2675 | 2331.425 | 26308.7439 | 25597.972 | 24887.2001 | 24176.4282 | 23465.6563 |  | 0 |  |  |  |  | 1 | 1 | 1 | 1 | 1 | [5 empty] | 7.7057 | 9.6561 | 570.7763 | 26826.484 | 684.9315 | 0.10155 | 0.088037 | 0.08079 | 0.079926 | 0.047289 | 0.10155 | 0.088037 | 0.08079 | 0.079926 | 0.047289 | 100000 | 100000 | 0 | 0 | 0
2382 |  |  |  | 9795.2055 |  |  |  |  | 2842.3385 | 2884.2735 | 2926.2085 | 2968.1435 | 3010.0785 | 31025.5512 | 30187.3474 | 29349.1436 | 28510.9397 | 27672.7359 |  | 0.0018 |  |  |  |  | 1 | 1 | 1 | 1 | 1 | [5 empty] | 7.1922 | 9.5694 | 570.7763 | 26826.484 | 684.9315 | 0.10172 | 0.088809 | 0.081536 | 0.080954 | 0.047474 | 0.10172 | 0.088809 | 0.081536 | 0.080954 | 0.047474 | 100000 | 100000 | 0 | 0 | 0
2383 |  |  |  | 9795.2055 |  |  |  |  | 3654.5723 | 3695.5448 | 3736.5173 | 3777.4898 | 3818.4623 | 29785.5995 | 28980.8949 | 28176.1903 | 27371.4857 | 26566.7811 |  | 0.08846 |  |  |  |  | 1 | 1 | 1 | 1 | 1 | [5 empty] | 6.5959 | 9.3958 | 570.7763 | 26826.484 | 684.9315 | 0.099326 | 0.088584 | 0.07503 | 0.049491 | 0.044909 | 0.099326 | 0.088584 | 0.07503 | 0.049491 | 0.044909 | 100000 | 100000 | 0 | 0 | 0
2384 |  |  |  | 9795.2055 |  |  |  |  | 3949.93 | 4024.1775 | 4098.425 | 4172.6725 | 4246.92 | 27921.0541 | 27166.7231 | 26412.3922 | 25658.0612 | 24903.7302 |  | 0.2822 |  |  |  |  | 1 | 1 | 1 | 1 | 1 | [5 empty] | 4.144 | 8.9973 | 570.7763 | 26826.484 | 684.9315 | 0.09654 | 0.056378 | 0.041284 | 0.040561 | 0.042596 | 0.09654 | 0.056378 | 0.041284 | 0.040561 | 0.042596 | 100000 | 100000 | 0 | 0 | 0
2385 |  |  |  | 9795.2055 |  |  |  |  | 4634.6229 | 4757.5429 | 4880.4629 | 5003.3829 | 5126.3029 | 26111.9526 | 25406.4973 | 24701.042 | 23995.5868 | 23290.1315 |  | 0.47673 |  |  |  |  | 1 | 1 | 1 | 1 | 1 | [5 empty] | 2.0024 | 8.6375 | 570.7763 | 26826.484 | 684.9315 | 0.08773 | 0.042083 | 0.031641 | 0.034732 | 0.037004 | 0.08773 | 0.042083 | 0.031641 | 0.034732 | 0.037004 | 100000 | 100000 | 0 | 0 | 0
2386 |  |  |  | 9795.2055 |  |  |  |  | 5113.1407 | 5354.3882 | 5595.6357 | 5836.8832 | 6078.1307 | 24681.8402 | 24015.0217 | 23348.2031 | 22681.3846 | 22014.566 |  | 0.63795 |  |  |  |  | 1 | 1 | 1 | 1 | 1 | [5 empty] | 0.64838 | 8.5926 | 570.7763 | 26826.484 | 684.9315 | 0.085285 | 0.02812 | 0.018844 | 0.026233 | 0.027144 | 0.085285 | 0.028121 | 0.018844 | 0.026233 | 0.027144 | 100000 | 100000 | 0 | 0 | 0
2387 |  |  |  | 9795.2055 |  |  |  |  | 5743.1732 | 6046.6782 | 6350.1832 | 6653.6882 | 6957.1932 | 23379.814 | 22748.1718 | 22116.5295 | 21484.8872 | 20853.2449 |  | 0.77351 |  |  |  |  | 1 | 1 | 1 | 1 | 1 | [5 empty] | 0.76702 | 8.1249 | 570.7763 | 26826.484 | 684.9315 | 0.084569 | 0.027777 | 0.018177 | 0.025515 | 0.02642 | 0.084569 | 0.027777 | 0.018177 | 0.025515 | 0.02642 | 100000 | 100000 | 0 | 0 | 0
2388 |  |  |  | 9795.2055 |  |  |  |  | 5633.8525 | 6070.4259 | 6506.9992 | 6943.5725 | 7380.1459 | 23074.7696 | 22451.3686 | 21827.9676 | 21204.5665 | 20581.1655 |  | 0.60125 |  |  |  |  | 1 | 1 | 1 | 1 | 1 | [5 empty] | 1.5339 | 7.6607 | 570.7763 | 26826.484 | 684.9315 | 0.084767 | 0.027524 | 0.01812 | 0.025291 | 0.026594 | 0.084767 | 0.027524 | 0.01812 | 0.025291 | 0.026594 | 100000 | 100000 | 0 | 0 | 0
2389 |  |  |  | 9795.2055 |  |  |  |  | 5392.1962 | 5891.7421 | 6391.2879 | 6890.8337 | 7390.3796 | 22695.7804 | 22082.6183 | 21469.4563 | 20856.2943 | 20243.1322 |  | 0.64472 |  |  |  |  | 1 | 1 | 1 | 1 | 1 | [5 empty] | 1.7451 | 7.1927 | 570.7763 | 26826.484 | 684.9315 | 0.084782 | 0.027675 | 0.018184 | 0.025609 | 0.02656 | 0.084782 | 0.027675 | 0.018184 | 0.025609 | 0.02656 | 100000 | 100000 | 0 | 0 | 0
2390 |  |  |  | 9795.2055 |  |  |  |  | 5573.4385 | 6085.0568 | 6596.6751 | 7108.2935 | 7619.9118 | 22986.2904 | 22365.2798 | 21744.2692 | 21123.2586 | 20502.248 |  | 0.43265 |  |  |  |  | 1 | 1 | 1 | 1 | 1 | [5 empty] | 1.9088 | 8.1557 | 570.7763 | 26826.484 | 684.9315 | 0.084289 | 0.027638 | 0.018436 | 0.025839 | 0.026767 | 0.084289 | 0.027638 | 0.018436 | 0.025839 | 0.026767 | 100000 | 100000 | 0 | 0 | 0
2391 |  |  |  | 9795.2055 |  |  |  |  | 5717.2815 | 6206.9265 | 6696.5715 | 7186.2165 | 7675.8615 | 23709.9311 | 23069.3702 | 22428.8093 | 21788.2484 | 21147.6875 |  | 0.35468 |  |  |  |  | 1 | 1 | 1 | 1 | 1 | [5 empty] | 0.995 | 10.7141 | 570.7763 | 26826.484 | 684.9315 | 0.084071 | 0.028099 | 0.018616 | 0.025902 | 0.027093 | 0.084072 | 0.028099 | 0.018615 | 0.025902 | 0.027093 | 100000 | 100000 | 0 | 0 | 0
2392 |  |  |  | 9795.2055 |  |  |  |  | 5924.4155 | 6398.1113 | 6871.8071 | 7345.503 | 7819.1988 | 25180.9824 | 24500.6787 | 23820.3751 | 23140.0714 | 22459.7678 |  | 0.23051 |  |  |  |  | 1 | 1 | 1 | 1 | 1 | [5 empty] | 0.67333 | 11.651 | 570.7763 | 26826.484 | 684.9315 | 0.085556 | 0.031712 | 0.027162 | 0.032178 | 0.035685 | 0.085556 | 0.031712 | 0.027162 | 0.032178 | 0.035685 | 100000 | 100000 | 0 | 0 | 0
2393 |  |  |  | 9795.2055 |  |  |  |  | 6611.9852 | 7118.5152 | 7625.0452 | 8131.5752 | 8638.1052 | 26706.175 | 25984.6659 | 25263.1568 | 24541.6477 | 23820.1385 |  | 0.14498 |  |  |  |  | 1 | 1 | 1 | 1 | 1 | [5 empty] | 0.62274 | 12.3302 | 570.7763 | 26826.484 | 684.9315 | 0.090279 | 0.054119 | 0.039898 | 0.039139 | 0.041376 | 0.090279 | 0.054119 | 0.039898 | 0.039139 | 0.041376 | 100000 | 100000 | 0 | 0 | 0
2394 |  |  |  | 9795.2055 |  |  |  |  | 7206.5365 | 7718.0165 | 8229.4965 | 8740.9765 | 9252.4565 | 27623.9429 | 26877.6388 | 26131.3348 | 25385.0307 | 24638.7267 |  | 0.03642 |  |  |  |  | 1 | 1 | 1 | 1 | 1 | [5 empty] | 1.6821 | 12.3668 | 570.7763 | 26826.484 | 684.9315 | 0.098696 | 0.077686 | 0.047452 | 0.042711 | 0.044358 | 0.098696 | 0.077686 | 0.047451 | 0.042711 | 0.044358 | 100000 | 100000 | 0 | 0 | 0
2395 |  |  |  | 9795.2055 |  |  |  |  | 7403.122 | 7870.3836 | 8337.6453 | 8804.907 | 9272.1686 | 28199.6939 | 27437.8351 | 26675.9762 | 25914.1173 | 25152.2584 |  | 0 |  |  |  |  | 1 | 1 | 1 | 1 | 1 | [5 empty] | 5.9288 | 8.9365 | 570.7763 | 26826.484 | 684.9315 | 0.10003 | 0.079818 | 0.048239 | 0.043422 | 0.04458 | 0.10003 | 0.079818 | 0.048239 | 0.043422 | 0.04458 | 100000 | 100000 | 0 | 0 | 0
2396 |  |  |  | 9795.2055 |  |  |  |  | 6643.6307 | 7062.9615 | 7482.2924 | 7901.6232 | 8320.954 | 27666.2139 | 26918.7679 | 26171.3218 | 25423.8757 | 24676.4296 |  | 0 |  |  |  |  | 1 | 1 | 1 | 1 | 1 | [5 empty] | 10.21 | 9.6393 | 570.7763 | 26826.484 | 684.9315 | 0.099266 | 0.079696 | 0.047382 | 0.043421 | 0.044562 | 0.099266 | 0.079696 | 0.047382 | 0.043421 | 0.044562 | 100000 | 100000 | 0 | 0 | 0
2397 |  |  |  | 9795.2055 |  |  |  |  | 5743.1732 | 6128.3232 | 6513.4732 | 6898.6232 | 7283.7732 | 24906.3387 | 24233.455 | 23560.5713 | 22887.6875 | 22214.8038 |  | 0 |  |  |  |  | 1 | 1 | 1 | 1 | 1 | [5 empty] | 10.4308 | 11.4974 | 570.7763 | 26826.484 | 684.9315 | 0.099535 | 0.078677 | 0.046862 | 0.043165 | 0.044447 | 0.099535 | 0.078677 | 0.046862 | 0.043165 | 0.044447 | 100000 | 100000 | 0 | 0 | 0
2398 |  |  |  | 9795.2055 |  |  |  |  | 5737.4195 | 6091.9354 | 6446.4512 | 6800.967 | 7155.4829 | 18941.5875 | 18429.8508 | 17918.1142 | 17406.3776 | 16894.6409 |  | 0 |  |  |  |  | 1 | 1 | 1 | 1 | 1 | [5 empty] | 10.0703 | 10.7776 | 570.7763 | 26826.484 | 684.9315 | 0.099237 | 0.077592 | 0.046418 | 0.042562 | 0.044314 | 0.099237 | 0.077592 | 0.046418 | 0.042562 | 0.044314 | 100000 | 100000 | 0 | 0 | 0
2399 |  |  |  | 9795.2055 |  |  |  |  | 4432.2836 | 4770.6861 | 5109.0886 | 5447.4911 | 5785.8936 | 13374.2673 | 13012.9406 | 12651.6138 | 12290.287 | 11928.9603 |  | 0 |  |  |  |  | 1 | 1 | 1 | 1 | 1 | [5 empty] | 10.0178 | 10.9474 | 570.7763 | 26826.484 | 684.9315 | 0.098391 | 0.078668 | 0.046667 | 0.042516 | 0.044165 | 0.098391 | 0.078668 | 0.046667 | 0.042516 | 0.044165 | 100000 | 100000 | 0 | 0 | 0
2400 |  |  |  | 9795.2055 |  |  |  |  | 3296.7859 | 3654.7667 | 4012.7476 | 4370.7284 | 4728.7092 | 13781.2735 | 13408.9509 | 13036.6282 | 12664.3055 | 12291.9828 |  | 0 |  |  |  |  | 1 | 1 | 1 | 1 | 1 | [5 empty] | 10.5973 | 11.0681 | 570.7763 | 26826.484 | 684.9315 | 0.098352 | 0.078176 | 0.047581 | 0.042646 | 0.044167 | 0.098352 | 0.078176 | 0.047581 | 0.042646 | 0.044167 | 100000 | 100000 | 0 | 0 | 0
2401 |  |  |  | 9795.2055 |  |  |  |  | 2517.2503 | 2841.1878 | 3165.1253 | 3489.0628 | 3813.0003 | 14957.386 | 14553.2888 | 14149.1916 | 13745.0944 | 13340.9972 |  | 0 |  |  |  |  | 1 | 1 | 1 | 1 | 1 | [5 empty] | 10.6919 | 11.0583 | 570.7763 | 26826.484 | 684.9315 | 0.098251 | 0.078074 | 0.047479 | 0.04276 | 0.044199 | 0.098251 | 0.078074 | 0.047479 | 0.04276 | 0.044199 | 100000 | 100000 | 0 | 0 | 0
2402 |  |  |  | 9795.2055 |  |  |  |  | 2038.6384 | 2257.4201 | 2476.2017 | 2694.9834 | 2913.7651 | 15086.5287 | 14678.9425 | 14271.3563 | 13863.7701 | 13456.1839 |  | 0 |  |  |  |  | 1 | 1 | 1 | 1 | 1 | [5 empty] | 10.7338 | 10.3231 | 570.7763 | 26826.484 | 684.9315 | 0.098061 | 0.078781 | 0.047683 | 0.04296 | 0.044328 | 0.098061 | 0.078781 | 0.047683 | 0.04296 | 0.044328 | 100000 | 100000 | 0 | 0 | 0
2403 |  |  |  | 9795.2055 |  |  |  |  | 1917.3136 | 2009.3803 | 2101.447 | 2193.5136 | 2285.5803 | 17100.1326 | 16638.1457 | 16176.1589 | 15714.172 | 15252.1852 |  | 0 |  |  |  |  | 1 | 1 | 1 | 1 | 1 | [5 empty] | 10.7859 | 9.984 | 570.7763 | 26826.484 | 684.9315 | 0.097956 | 0.079185 | 0.047727 | 0.042981 | 0.044402 | 0.097956 | 0.079185 | 0.047727 | 0.042981 | 0.044402 | 100000 | 100000 | 0 | 0 | 0
2404 |  |  |  | 9795.2055 |  |  |  |  | 2026.2193 | 2083.3893 | 2140.5593 | 2197.7293 | 2254.8993 | 21956.0345 | 21362.8579 | 20769.6813 | 20176.5046 | 19583.328 |  | 0 |  |  |  |  | 1 | 1 | 1 | 1 | 1 | [5 empty] | 10.8136 | 9.4028 | 570.7763 | 26826.484 | 684.9315 | 0.095833 | 0.077582 | 0.046096 | 0.042679 | 0.043672 | 0.095833 | 0.077582 | 0.046096 | 0.042679 | 0.043672 | 100000 | 100000 | 0 | 0 | 0
2405 |  |  |  | 9795.2055 |  |  |  |  | 2330.9643 | 2371.7993 | 2412.6343 | 2453.4693 | 2494.3043 | 32458.4588 | 31581.5427 | 30704.6266 | 29827.7106 | 28950.7945 |  | 0 |  |  |  |  | 1 | 1 | 1 | 1 | 1 | [5 empty] | 10.3164 | 8.7941 | 570.7763 | 26826.484 | 684.9315 | 0.096095 | 0.077858 | 0.047178 | 0.042964 | 0.044028 | 0.096095 | 0.077858 | 0.047178 | 0.042964 | 0.044028 | 100000 | 100000 | 0 | 0 | 0
2406 |  |  |  | 9795.2055 |  |  |  |  | 2843.0121 | 2883.0221 | 2923.0321 | 2963.0421 | 3003.0521 | 38327.3394 | 37291.8663 | 36256.3932 | 35220.9201 | 34185.4471 |  | 0.00276 |  |  |  |  | 1 | 1 | 1 | 1 | 1 | [5 empty] | 10.0487 | 8.6944 | 570.7763 | 26826.484 | 684.9315 | 0.096573 | 0.076673 | 0.047111 | 0.042916 | 0.044247 | 0.096573 | 0.076673 | 0.047111 | 0.042916 | 0.044247 | 100000 | 100000 | 0 | 0 | 0
2407 |  |  |  | 9795.2055 |  |  |  |  | 3875.7057 | 3919.0157 | 3962.3257 | 4005.6357 | 4048.9457 | 36788.2551 | 35794.3628 | 34800.4705 | 33806.5782 | 32812.6859 |  | 0.10531 |  |  |  |  | 1 | 1 | 1 | 1 | 1 | [5 empty] | 8.3691 | 10.2213 | 570.7763 | 26826.484 | 684.9315 | 0.095 | 0.063273 | 0.042716 | 0.042248 | 0.043694 | 0.095 | 0.063273 | 0.042716 | 0.042248 | 0.043694 | 100000 | 100000 | 0 | 0 | 0
2408 |  |  |  | 9795.2055 |  |  |  |  | 4934.1928 | 4975.5778 | 5016.9628 | 5058.3478 | 5099.7328 | 34471.852 | 33540.541 | 32609.2299 | 31677.9189 | 30746.6078 |  | 0.33348 |  |  |  |  | 1 | 1 | 1 | 1 | 1 | [5 empty] | 7.3347 | 10.2938 | 570.7763 | 26826.484 | 684.9315 | 0.086539 | 0.045709 | 0.039763 | 0.03815 | 0.041335 | 0.086539 | 0.045709 | 0.039763 | 0.03815 | 0.041335 | 100000 | 100000 | 0 | 0 | 0
2409 |  |  |  | 9795.2055 |  |  |  |  | 5922.942 | 5981.0745 | 6039.207 | 6097.3395 | 6155.472 | 32233.3217 | 31362.4881 | 30491.6544 | 29620.8208 | 28749.9871 |  | 0.53771 |  |  |  |  | 1 | 1 | 1 | 1 | 1 | [5 empty] | 6.059 | 9.4014 | 570.7763 | 26826.484 | 684.9315 | 0.084032 | 0.036105 | 0.031619 | 0.034747 | 0.036587 | 0.084032 | 0.036105 | 0.031619 | 0.034747 | 0.036587 | 100000 | 100000 | 0 | 0 | 0
2410 |  |  |  | 9795.2055 |  |  |  |  | 6657.5778 | 6734.0528 | 6810.5278 | 6887.0028 | 6963.4778 | 30462.555 | 29639.5614 | 28816.5678 | 27993.5742 | 27170.5806 |  | 0.57807 |  |  |  |  | 1 | 1 | 1 | 1 | 1 | [5 empty] | 5.1828 | 10.2199 | 570.7763 | 26826.484 | 684.9315 | 0.078252 | 0.029376 | 0.020443 | 0.017853 | 0.024339 | 0.078252 | 0.029376 | 0.020443 | 0.017853 | 0.024339 | 100000 | 100000 | 0 | 0 | 0
2411 |  |  |  | 9795.2055 |  |  |  |  | 7525.9575 | 7647.2275 | 7768.4975 | 7889.7675 | 8011.0375 | 28852.1434 | 28072.6575 | 27293.1717 | 26513.6859 | 25734.2001 |  | 0.33392 |  |  |  |  | 1 | 1 | 1 | 1 | 1 | [5 empty] | 4.9844 | 10.1333 | 570.7763 | 26826.484 | 684.9315 | 0.07817 | 0.02942 | 0.020702 | 0.018036 | 0.024276 | 0.078169 | 0.02942 | 0.020702 | 0.018036 | 0.024276 | 100000 | 100000 | 0 | 0 | 0
2412 |  |  |  | 9795.2055 |  |  |  |  | 7166.7598 | 7341.1573 | 7515.5548 | 7689.9523 | 7864.3498 | 28477.9114 | 27708.536 | 26939.1607 | 26169.7853 | 25400.41 |  | 0.30497 |  |  |  |  | 1 | 1 | 1 | 1 | 1 | [5 empty] | 4.5718 | 8.8039 | 570.7763 | 26826.484 | 684.9315 | 0.078371 | 0.030166 | 0.0208 | 0.018124 | 0.024336 | 0.078371 | 0.030166 | 0.0208 | 0.018124 | 0.024336 | 100000 | 100000 | 0 | 0 | 0
2413 |  |  |  | 9795.2055 |  |  |  |  | 6344.2351 | 6589.0576 | 6833.8801 | 7078.7026 | 7323.5251 | 28010.1478 | 27253.4098 | 26496.6718 | 25739.9338 | 24983.1958 |  | 0.26753 |  |  |  |  | 1 | 1 | 1 | 1 | 1 | [5 empty] | 4.6542 | 7.5382 | 570.7763 | 26826.484 | 684.9315 | 0.078443 | 0.029879 | 0.020702 | 0.017943 | 0.024336 | 0.078443 | 0.029879 | 0.020702 | 0.017943 | 0.024336 | 100000 | 100000 | 0 | 0 | 0
2414 |  |  |  | 9795.2055 |  |  |  |  | 5729.9687 | 6059.1862 | 6388.4037 | 6717.6212 | 7046.8387 | 28370.9729 | 27604.4867 | 26838.0004 | 26071.5142 | 25305.028 |  | 0.16907 |  |  |  |  | 1 | 1 | 1 | 1 | 1 | [5 empty] | 4.3624 | 9.8788 | 570.7763 | 26826.484 | 684.9315 | 0.078226 | 0.029517 | 0.020432 | 0.017963 | 0.024394 | 0.078226 | 0.029517 | 0.020433 | 0.017963 | 0.024394 | 100000 | 100000 | 0 | 0 | 0
2415 |  |  |  | 9795.2055 |  |  |  |  | 5396.5644 | 5702.2144 | 6007.8644 | 6313.5144 | 6619.1644 | 29266.3851 | 28475.7078 | 27685.0306 | 26894.3534 | 26103.6762 |  | 0.11355 |  |  |  |  | 1 | 1 | 1 | 1 | 1 | [5 empty] | 7.0126 | 9.8922 | 570.7763 | 26826.484 | 684.9315 | 0.078233 | 0.029527 | 0.020362 | 0.018052 | 0.024496 | 0.078233 | 0.029527 | 0.020362 | 0.018052 | 0.024496 | 100000 | 100000 | 0 | 0 | 0
2416 |  |  |  | 9795.2055 |  |  |  |  | 5436.6875 | 5791.2034 | 6145.7192 | 6500.235 | 6854.7509 | 31086.1696 | 30246.3281 | 29406.4865 | 28566.645 | 27726.8035 |  | 0.44944 |  |  |  |  | 1 | 1 | 1 | 1 | 1 | [5 empty] | 6.6402 | 9.3931 | 570.7763 | 26826.484 | 684.9315 | 0.080363 | 0.033027 | 0.02261 | 0.032198 | 0.034215 | 0.080363 | 0.033027 | 0.02261 | 0.032198 | 0.034215 | 100000 | 100000 | 0 | 0 | 0
2417 |  |  |  | 9795.2055 |  |  |  |  | 6115.9152 | 6530.3794 | 6944.8436 | 7359.3077 | 7773.7719 | 32972.7775 | 32081.9663 | 31191.1551 | 30300.3439 | 29409.5327 |  | 0.26086 |  |  |  |  | 1 | 1 | 1 | 1 | 1 | [5 empty] | 9.003 | 9.8925 | 570.7763 | 26826.484 | 684.9315 | 0.085514 | 0.045643 | 0.03963 | 0.037339 | 0.04006 | 0.085514 | 0.045643 | 0.03963 | 0.037339 | 0.04006 | 100000 | 100000 | 0 | 0 | 0
2418 |  |  |  | 9795.2055 |  |  |  |  | 6670.9522 | 7162.633 | 7654.3139 | 8145.9947 | 8637.6755 | 34102.1241 | 33180.8018 | 32259.4796 | 31338.1573 | 30416.835 |  | 0.04771 |  |  |  |  | 1 | 1 | 1 | 1 | 1 | [5 empty] | 10.0956 | 9.7021 | 570.7763 | 26826.484 | 684.9315 | 0.094116 | 0.05812 | 0.042459 | 0.042736 | 0.044121 | 0.094116 | 0.05812 | 0.042459 | 0.042736 | 0.044121 | 100000 | 100000 | 0 | 0 | 0
2419 |  |  |  | 9795.2055 |  |  |  |  | 6905.0039 | 7441.7831 | 7978.5623 | 8515.3414 | 9052.1206 | 34810.4729 | 33870.0135 | 32929.5541 | 31989.0947 | 31048.6353 |  | 0 |  |  |  |  | 1 | 1 | 1 | 1 | 1 | [5 empty] | 11.3288 | 9.7317 | 570.7763 | 26826.484 | 684.9315 | 0.096437 | 0.059979 | 0.044329 | 0.042834 | 0.044158 | 0.096437 | 0.059979 | 0.044329 | 0.042834 | 0.044158 | 100000 | 100000 | 0 | 0 | 0
2420 |  |  |  | 9795.2055 |  |  |  |  | 6401.5539 | 6898.0189 | 7394.4839 | 7890.9489 | 8387.4139 | 34146.7433 | 33224.2155 | 32301.6878 | 31379.1601 | 30456.6324 |  | 0 |  |  |  |  | 1 | 1 | 1 | 1 | 1 | [5 empty] | 13.4454 | 10.932 | 570.7763 | 26826.484 | 684.9315 | 0.096555 | 0.059689 | 0.043508 | 0.042876 | 0.044182 | 0.096555 | 0.059689 | 0.043508 | 0.042876 | 0.044182 | 100000 | 100000 | 0 | 0 | 0
2421 |  |  |  | 9795.2055 |  |  |  |  | 5625.8395 | 6027.3795 | 6428.9195 | 6830.4595 | 7231.9995 | 30734.3526 | 29904.0159 | 29073.6793 | 28243.3426 | 27413.006 |  | 0 |  |  |  |  | 1 | 1 | 1 | 1 | 1 | [5 empty] | 13.7944 | 11.7022 | 570.7763 | 26826.484 | 684.9315 | 0.096662 | 0.059415 | 0.043903 | 0.04277 | 0.044139 | 0.096662 | 0.059415 | 0.043903 | 0.04277 | 0.044139 | 100000 | 100000 | 0 | 0 | 0
2422 |  |  |  | 9795.2055 |  |  |  |  | 5376.5028 | 5718.5895 | 6060.6761 | 6402.7628 | 6744.8495 | 23352.78 | 22721.8681 | 22090.9562 | 21460.0443 | 20829.1324 |  | 0 |  |  |  |  | 1 | 1 | 1 | 1 | 1 | [5 empty] | 14.4304 | 11.2479 | 570.7763 | 26826.484 | 684.9315 | 0.096453 | 0.059196 | 0.043482 | 0.042739 | 0.044137 | 0.096453 | 0.059196 | 0.043482 | 0.042739 | 0.044137 | 100000 | 100000 | 0 | 0 | 0
2423 |  |  |  | 9795.2055 |  |  |  |  | 3893.8567 | 4155.2067 | 4416.5567 | 4677.9067 | 4939.2567 | 16485.5261 | 16040.1438 | 15594.7615 | 15149.3792 | 14703.997 |  | 0 |  |  |  |  | 1 | 1 | 1 | 1 | 1 | [5 empty] | 13.9432 | 9.4653 | 570.7763 | 26826.484 | 684.9315 | 0.096325 | 0.058785 | 0.042991 | 0.042662 | 0.043872 | 0.096325 | 0.058786 | 0.042991 | 0.042663 | 0.043872 | 100000 | 100000 | 0 | 0 | 0
2424 |  |  |  | 9795.2055 |  |  |  |  | 2639.003 | 2835.6205 | 3032.238 | 3228.8555 | 3425.473 | 15436.5254 | 15019.4835 | 14602.4416 | 14185.3997 | 13768.3578 |  | 0 |  |  |  |  | 1 | 1 | 1 | 1 | 1 | [5 empty] | 12.4986 | 7.9276 | 570.7763 | 26826.484 | 684.9315 | 0.095295 | 0.058439 | 0.043053 | 0.042656 | 0.043834 | 0.095295 | 0.058439 | 0.043053 | 0.042656 | 0.043834 | 100000 | 100000 | 0 | 0 | 0
2425 |  |  |  | 9795.2055 |  |  |  |  | 1973.7801 | 2073.7651 | 2173.7501 | 2273.7351 | 2373.7201 | 16752.6856 | 16300.0856 | 15847.4855 | 15394.8855 | 14942.2855 |  | 0 |  |  |  |  | 1 | 1 | 1 | 1 | 1 | [5 empty] | 9.3902 | 8.9848 | 570.7763 | 26826.484 | 684.9315 | 0.095079 | 0.05854 | 0.043086 | 0.042659 | 0.043801 | 0.095079 | 0.05854 | 0.043086 | 0.042659 | 0.043801 | 100000 | 100000 | 0 | 0 | 0
2426 |  |  |  | 9795.2055 |  |  |  |  | 1691.1318 | 1739.9693 | 1788.8068 | 1837.6443 | 1886.4818 | 16901.2695 | 16444.6552 | 15988.041 | 15531.4267 | 15074.8125 |  | 0 |  |  |  |  | 1 | 1 | 1 | 1 | 1 | [5 empty] | 6.1856 | 9.5837 | 570.7763 | 26826.484 | 684.9315 | 0.095183 | 0.05899 | 0.043071 | 0.042678 | 0.043825 | 0.095183 | 0.05899 | 0.043071 | 0.042678 | 0.043825 | 100000 | 100000 | 0 | 0 | 0
2427 |  |  |  | 9795.2055 |  |  |  |  | 1656.8713 | 1698.2563 | 1739.6413 | 1781.0263 | 1822.4113 | 19158.0488 | 18640.4641 | 18122.8795 | 17605.2948 | 17087.7101 |  | 0 |  |  |  |  | 1 | 1 | 1 | 1 | 1 | [5 empty] | 3.2357 | 9.9034 | 570.7763 | 26826.484 | 684.9315 | 0.095189 | 0.059075 | 0.043041 | 0.042647 | 0.043829 | 0.095189 | 0.059075 | 0.043041 | 0.042647 | 0.043829 | 100000 | 100000 | 0 | 0 | 0
2428 |  |  |  | 9795.2055 |  |  |  |  | 1819.6083 | 1860.5808 | 1901.5533 | 1942.5258 | 1983.4983 | 24593.4991 | 23929.0672 | 23264.6353 | 22600.2035 | 21935.7716 |  | 0 |  |  |  |  | 1 | 1 | 1 | 1 | 1 | [5 empty] | 1.2703 | 10.6194 | 570.7763 | 26826.484 | 684.9315 | 0.093645 | 0.058541 | 0.042522 | 0.042334 | 0.043716 | 0.093645 | 0.058541 | 0.042522 | 0.042334 | 0.043716 | 100000 | 100000 | 0 | 0 | 0
2429 |  |  |  | 9795.2055 |  |  |  |  | 2503.8647 | 2544.9747 | 2586.0847 | 2627.1947 | 2668.3047 | 36359.9843 | 35377.6624 | 34395.3405 | 33413.0186 | 32430.6967 |  | 0 |  |  |  |  | 1 | 1 | 1 | 1 | 1 | [5 empty] | 1.8678 | 10.9997 | 570.7763 | 26826.484 | 684.9315 | 0.095629 | 0.059751 | 0.04352 | 0.042691 | 0.044062 | 0.095629 | 0.059751 | 0.04352 | 0.042691 | 0.044062 | 100000 | 100000 | 0 | 0 | 0
2430 |  |  |  | 9795.2055 |  |  |  |  | 3919.9616 | 3961.2091 | 4002.4566 | 4043.7041 | 4084.9516 | 42970.6609 | 41809.7412 | 40648.8215 | 39487.9019 | 38326.9822 |  | 0.00022 |  |  |  |  | 1 | 1 | 1 | 1 | 1 | [5 empty] | 2.0463 | 10.9939 | 570.7763 | 26826.484 | 684.9315 | 0.0979 | 0.063894 | 0.043964 | 0.042719 | 0.044403 | 0.0979 | 0.063894 | 0.043964 | 0.042719 | 0.044403 | 100000 | 100000 | 0 | 0 | 0
2431 |  |  |  | 9795.2055 |  |  |  |  | 4829.7657 | 4871.2882 | 4912.8107 | 4954.3332 | 4995.8557 | 41239.7555 | 40125.599 | 39011.4424 | 37897.2858 | 36783.1293 |  | 0.02963 |  |  |  |  | 1 | 1 | 1 | 1 | 1 | [5 empty] | 1.3814 | 10.5018 | 570.7763 | 26826.484 | 684.9315 | 0.10066 | 0.066763 | 0.044376 | 0.042665 | 0.044358 | 0.10066 | 0.066763 | 0.044376 | 0.042665 | 0.044358 | 100000 | 100000 | 0 | 0 | 0
2432 |  |  |  | 9795.2055 |  |  |  |  | 4249.2421 | 4298.9046 | 4348.5671 | 4398.2296 | 4447.8921 | 38633.1591 | 37589.4238 | 36545.6886 | 35501.9533 | 34458.218 |  | 0.02361 |  |  |  |  | 1 | 1 | 1 | 1 | 1 | [5 empty] | 1.608 | 9.8634 | 570.7763 | 26826.484 | 684.9315 | 0.098478 | 0.065922 | 0.044011 | 0.0425 | 0.043859 | 0.098478 | 0.065922 | 0.04401 | 0.0425 | 0.043859 | 100000 | 100000 | 0 | 0 | 0
2433 |  |  |  | 9795.2055 |  |  |  |  | 4021.7911 | 4097.2761 | 4172.7611 | 4248.2461 | 4323.7311 | 36120.7483 | 35144.8898 | 34169.0312 | 33193.1726 | 32217.3141 |  | 0.16511 |  |  |  |  | 1 | 1 | 1 | 1 | 1 | [5 empty] | 2.4093 | 9.6134 | 570.7763 | 26826.484 | 684.9315 | 0.096619 | 0.055568 | 0.040842 | 0.039098 | 0.04176 | 0.09662 | 0.055568 | 0.040842 | 0.039098 | 0.04176 | 100000 | 100000 | 0 | 0 | 0
2434 |  |  |  | 9795.2055 |  |  |  |  | 4189.2864 | 4299.0339 | 4408.7814 | 4518.5289 | 4628.2764 | 34132.4624 | 33210.3205 | 32288.1786 | 31366.0367 | 30443.8948 |  | 0.12358 |  |  |  |  | 1 | 1 | 1 | 1 | 1 | [5 empty] | 3.7766 | 9.8831 | 570.7763 | 26826.484 | 684.9315 | 0.092693 | 0.045684 | 0.035897 | 0.036328 | 0.039656 | 0.092693 | 0.045684 | 0.035897 | 0.036328 | 0.039656 | 100000 | 100000 | 0 | 0 | 0
2435 |  |  |  | 9795.2055 |  |  |  |  | 4734.5979 | 4899.5912 | 5064.5846 | 5229.5779 | 5394.5712 | 32325.516 | 31452.1916 | 30578.8672 | 29705.5427 | 28832.2183 |  | 0.122 |  |  |  |  | 1 | 1 | 1 | 1 | 1 | [5 empty] | 4.4662 | 9.7596 | 570.7763 | 26826.484 | 684.9315 | 0.092102 | 0.045019 | 0.03588 | 0.036018 | 0.039516 | 0.092102 | 0.045019 | 0.035879 | 0.036018 | 0.039516 | 100000 | 100000 | 0 | 0 | 0
2436 |  |  |  | 9795.2055 |  |  |  |  | 4767.9066 | 4970.0241 | 5172.1416 | 5374.2591 | 5576.3766 | 31907.8556 | 31045.815 | 30183.7743 | 29321.7336 | 28459.693 |  | 0.18072 |  |  |  |  | 1 | 1 | 1 | 1 | 1 | [5 empty] | 5.5063 | 9.6651 | 570.7763 | 26826.484 | 684.9315 | 0.092238 | 0.044987 | 0.03588 | 0.036026 | 0.039525 | 0.092238 | 0.044987 | 0.03588 | 0.036026 | 0.039525 | 100000 | 100000 | 0 | 0 | 0
2437 |  |  |  | 9795.2055 |  |  |  |  | 4673.6905 | 4943.8405 | 5213.9905 | 5484.1405 | 5754.2905 | 31383.7307 | 30535.8501 | 29687.9695 | 28840.0889 | 27992.2083 |  | 0.30578 |  |  |  |  | 1 | 1 | 1 | 1 | 1 | [5 empty] | 5.2966 | 9.3561 | 570.7763 | 26826.484 | 684.9315 | 0.092424 | 0.045032 | 0.035861 | 0.036038 | 0.039296 | 0.092424 | 0.045032 | 0.035861 | 0.036038 | 0.039296 | 100000 | 100000 | 0 | 0 | 0
2438 |  |  |  | 9795.2055 |  |  |  |  | 4487.1616 | 4811.0441 | 5134.9266 | 5458.8091 | 5782.6916 | 31789.6952 | 30930.8468 | 30071.9984 | 29213.1501 | 28354.3017 |  | 0.2949 |  |  |  |  | 1 | 1 | 1 | 1 | 1 | [5 empty] | 5.5394 | 9.1853 | 570.7763 | 26826.484 | 684.9315 | 0.092485 | 0.045094 | 0.035891 | 0.036073 | 0.039352 | 0.092485 | 0.045094 | 0.035892 | 0.036073 | 0.039352 | 100000 | 100000 | 0 | 0 | 0
2439 |  |  |  | 9795.2055 |  |  |  |  | 4100.7804 | 4522.6129 | 4944.4454 | 5366.2779 | 5788.1104 | 32794.6595 | 31908.6605 | 31022.6614 | 30136.6623 | 29250.6633 |  | 0.27358 |  |  |  |  | 1 | 1 | 1 | 1 | 1 | [5 empty] | 5.7612 | 9.4643 | 570.7763 | 26826.484 | 684.9315 | 0.094042 | 0.047046 | 0.036851 | 0.036711 | 0.03935 | 0.094042 | 0.047046 | 0.036851 | 0.036711 | 0.03935 | 100000 | 100000 | 0 | 0 | 0
2440 |  |  |  | 9795.2055 |  |  |  |  | 4102.6837 | 4715.2221 | 5327.7604 | 5940.2987 | 6552.8371 | 34836.7607 | 33895.5911 | 32954.4215 | 32013.2519 | 31072.0822 |  | 0.40043 |  |  |  |  | 1 | 1 | 1 | 1 | 1 | [5 empty] | 8.0872 | 9.7127 | 570.7763 | 26826.484 | 684.9315 | 0.097887 | 0.060588 | 0.040224 | 0.038276 | 0.039646 | 0.097887 | 0.060588 | 0.040224 | 0.038277 | 0.039646 | 100000 | 100000 | 0 | 0 | 0
2441 |  |  |  | 9795.2055 |  |  |  |  | 4851.6543 | 5635.3735 | 6419.0926 | 7202.8118 | 7986.531 | 36953.7369 | 35955.3739 | 34957.0108 | 33958.6478 | 32960.2847 |  | 0.1986 |  |  |  |  | 1 | 1 | 1 | 1 | 1 | [5 empty] | 8.6793 | 9.4456 | 570.7763 | 26826.484 | 684.9315 | 0.10097 | 0.073761 | 0.044933 | 0.044006 | 0.045145 | 0.10097 | 0.073761 | 0.044933 | 0.044006 | 0.045145 | 100000 | 100000 | 0 | 0 | 0
2442 |  |  |  | 9795.2055 |  |  |  |  | 5931.8088 | 6762.2763 | 7592.7438 | 8423.2113 | 9253.6788 | 38216.6648 | 37184.1818 | 36151.6988 | 35119.2157 | 34086.7327 |  | 0.03905 |  |  |  |  | 1 | 1 | 1 | 1 | 1 | [5 empty] | 9.3374 | 9.6153 | 570.7763 | 26826.484 | 684.9315 | 0.10311 | 0.08406 | 0.058753 | 0.047425 | 0.046708 | 0.10311 | 0.08406 | 0.058753 | 0.047425 | 0.046707 | 100000 | 100000 | 0 | 0 | 0
2443 |  |  |  | 9795.2055 |  |  |  |  | 6883.4868 | 7658.9568 | 8434.4268 | 9209.8968 | 9985.3668 | 39008.7001 | 37954.819 | 36900.9379 | 35847.0568 | 34793.1757 |  | 0 |  |  |  |  | 1 | 1 | 1 | 1 | 1 | [5 empty] | 11.5303 | 9.8471 | 570.7763 | 26826.484 | 684.9315 | 0.10372 | 0.0834 | 0.064438 | 0.047478 | 0.046909 | 0.10372 | 0.0834 | 0.064438 | 0.047478 | 0.046909 | 100000 | 100000 | 0 | 0 | 0
2444 |  |  |  | 9795.2055 |  |  |  |  | 6611.3069 | 7240.3727 | 7869.4385 | 8498.5044 | 9127.5702 | 38261.1163 | 37227.4324 | 36193.7484 | 35160.0645 | 34126.3805 |  | 0 |  |  |  |  | 1 | 1 | 1 | 1 | 1 | [5 empty] | 11.8738 | 9.985 | 570.7763 | 26826.484 | 684.9315 | 0.10474 | 0.084952 | 0.059376 | 0.047526 | 0.04638 | 0.10474 | 0.084952 | 0.059376 | 0.047526 | 0.04638 | 100000 | 100000 | 0 | 0 | 0
2445 |  |  |  | 9795.2055 |  |  |  |  | 5827.1242 | 6361.5651 | 6896.0059 | 7430.4467 | 7964.8876 | 34433.1284 | 33502.8635 | 32572.5987 | 31642.3338 | 30712.0689 |  | 0 |  |  |  |  | 1 | 1 | 1 | 1 | 1 | [5 empty] | 12.9041 | 9.4211 | 570.7763 | 26826.484 | 684.9315 | 0.1035 | 0.08417 | 0.058645 | 0.046607 | 0.046211 | 0.1035 | 0.08417 | 0.058645 | 0.046607 | 0.046211 | 100000 | 100000 | 0 | 0 | 0
2446 |  |  |  | 9795.2055 |  |  |  |  | 5394.1107 | 5847.8424 | 6301.5741 | 6755.3057 | 7209.0374 | 26147.7292 | 25441.3074 | 24734.8855 | 24028.4637 | 23322.0419 |  | 0 |  |  |  |  | 1 | 1 | 1 | 1 | 1 | [5 empty] | 12.7145 | 9.3038 | 570.7763 | 26826.484 | 684.9315 | 0.10222 | 0.084368 | 0.057197 | 0.047211 | 0.046094 | 0.10222 | 0.084368 | 0.057197 | 0.047211 | 0.046094 | 100000 | 100000 | 0 | 0 | 0
2447 |  |  |  | 9795.2055 |  |  |  |  | 3771.4998 | 4145.0181 | 4518.5365 | 4892.0548 | 5265.5731 | 18456.0826 | 17957.4626 | 17458.8427 | 16960.2227 | 16461.6028 |  | 0 |  |  |  |  | 1 | 1 | 1 | 1 | 1 | [5 empty] | 12.2429 | 9.603 | 570.7763 | 26826.484 | 684.9315 | 0.10146 | 0.082875 | 0.056148 | 0.046828 | 0.04563 | 0.10146 | 0.082875 | 0.056148 | 0.046828 | 0.04563 | 100000 | 100000 | 0 | 0 | 0
2448 |  |  |  | 9795.2055 |  |  |  |  | 2628.9393 | 2827.6193 | 3026.2993 | 3224.9793 | 3423.6593 | 16006.7333 | 15574.2863 | 15141.8393 | 14709.3924 | 14276.9454 |  | 0 |  |  |  |  | 1 | 1 | 1 | 1 | 1 | [5 empty] | 10.9669 | 8.5357 | 570.7763 | 26826.484 | 684.9315 | 0.10113 | 0.083822 | 0.056182 | 0.046904 | 0.045498 | 0.10113 | 0.083822 | 0.056182 | 0.046904 | 0.045498 | 100000 | 100000 | 0 | 0 | 0
2449 |  |  |  | 9795.2055 |  |  |  |  | 1966.2532 | 2064.9182 | 2163.5832 | 2262.2482 | 2360.9132 | 17371.0676 | 16901.761 | 16432.4545 | 15963.1479 | 15493.8413 |  | 0 |  |  |  |  | 1 | 1 | 1 | 1 | 1 | [5 empty] | 9.2432 | 7.4649 | 570.7763 | 26826.484 | 684.9315 | 0.10124 | 0.088059 | 0.056394 | 0.046939 | 0.045527 | 0.10124 | 0.088059 | 0.056394 | 0.046939 | 0.045527 | 100000 | 100000 | 0 | 0 | 0
2450 |  |  |  | 9795.2055 |  |  |  |  | 1684.6827 | 1732.6952 | 1780.7077 | 1828.7202 | 1876.7327 | 17526.5753 | 17053.0675 | 16579.5596 | 16106.0517 | 15632.5439 |  | 0 |  |  |  |  | 1 | 1 | 1 | 1 | 1 | [5 empty] | 7.5729 | 6.5192 | 570.7763 | 26826.484 | 684.9315 | 0.1013 | 0.08828 | 0.056953 | 0.047077 | 0.045646 | 0.1013 | 0.08828 | 0.056953 | 0.047077 | 0.045646 | 100000 | 100000 | 0 | 0 | 0
2451 |  |  |  | 9795.2055 |  |  |  |  | 1650.5529 | 1691.5254 | 1732.4979 | 1773.4704 | 1814.4429 | 19867.201 | 19330.4575 | 18793.714 | 18256.9704 | 17720.2269 |  | 0 |  |  |  |  | 1 | 1 | 1 | 1 | 1 | [5 empty] | 5.7462 | 5.5381 | 570.7763 | 26826.484 | 684.9315 | 0.10123 | 0.088382 | 0.056902 | 0.047172 | 0.045609 | 0.10123 | 0.088382 | 0.056902 | 0.047172 | 0.045609 | 100000 | 100000 | 0 | 0 | 0
2452 |  |  |  | 9795.2055 |  |  |  |  | 1812.6693 | 1855.2918 | 1897.9143 | 1940.5368 | 1983.1593 | 25502.0838 | 24813.1051 | 24124.1264 | 23435.1477 | 22746.1689 |  | 0 |  |  |  |  | 1 | 1 | 1 | 1 | 1 | [5 empty] | 2.0242 | 4.4883 | 570.7763 | 26826.484 | 684.9315 | 0.098412 | 0.083759 | 0.055541 | 0.045994 | 0.045627 | 0.098412 | 0.083759 | 0.055541 | 0.045994 | 0.045627 | 100000 | 100000 | 0 | 0 | 0
2453 |  |  |  | 9795.2055 |  |  |  |  | 2494.3163 | 2533.2263 | 2572.1363 | 2611.0463 | 2649.9563 | 37704.1693 | 36685.5322 | 35666.895 | 34648.2578 | 33629.6207 |  | 0 |  |  |  |  | 1 | 1 | 1 | 1 | 1 | [5 empty] | 1.525 | 4.5663 | 570.7763 | 26826.484 | 684.9315 | 0.10136 | 0.086748 | 0.057688 | 0.047199 | 0.046683 | 0.10136 | 0.086748 | 0.057688 | 0.047199 | 0.046683 | 100000 | 100000 | 0 | 0 | 0
2454 |  |  |  | 9795.2055 |  |  |  |  | 3905.0129 | 3945.0229 | 3985.0329 | 4025.0429 | 4065.0529 | 44572.5098 | 43368.3137 | 42164.1176 | 40959.9215 | 39755.7253 |  | 0.00542 |  |  |  |  | 1 | 1 | 1 | 1 | 1 | [5 empty] | 2.2297 | 4.2168 | 570.7763 | 26826.484 | 684.9315 | 0.10199 | 0.089915 | 0.059357 | 0.048032 | 0.046728 | 0.10199 | 0.089915 | 0.059357 | 0.048032 | 0.046728 | 100000 | 100000 | 0 | 0 | 0
2455 |  |  |  | 9795.2055 |  |  |  |  | 4811.3476 | 4853.1451 | 4894.9426 | 4936.7401 | 4978.5376 | 42775.1237 | 41619.4867 | 40463.8498 | 39308.2129 | 38152.5759 |  | 0.0699 |  |  |  |  | 1 | 1 | 1 | 1 | 1 | [5 empty] | 2.1433 | 4.1887 | 570.7763 | 26826.484 | 684.9315 | 0.10282 | 0.090564 | 0.057684 | 0.047025 | 0.04543 | 0.10282 | 0.090564 | 0.057684 | 0.047025 | 0.04543 | 100000 | 100000 | 0 | 0 | 0
2456 |  |  |  | 9795.2055 |  |  |  |  | 4233.0378 | 4282.2053 | 4331.3728 | 4380.5403 | 4429.7078 | 40067.87 | 38985.3738 | 37902.8775 | 36820.3813 | 35737.8851 |  | 0.12506 |  |  |  |  | 1 | 1 | 1 | 1 | 1 | [5 empty] | 1.6718 | 4.5329 | 570.7763 | 26826.484 | 684.9315 | 0.10351 | 0.083897 | 0.051473 | 0.042565 | 0.043844 | 0.10351 | 0.083897 | 0.051473 | 0.042565 | 0.043843 | 100000 | 100000 | 0 | 0 | 0
2457 |  |  |  | 9795.2055 |  |  |  |  | 4006.4542 | 4081.4442 | 4156.4342 | 4231.4242 | 4306.4142 | 37460.8227 | 36448.7599 | 35436.6971 | 34424.6344 | 33412.5716 |  | 0.21914 |  |  |  |  | 1 | 1 | 1 | 1 | 1 | [5 empty] | 1.1443 | 5.8922 | 570.7763 | 26826.484 | 684.9315 | 0.099485 | 0.073374 | 0.043844 | 0.040549 | 0.041231 | 0.099485 | 0.073374 | 0.043844 | 0.040549 | 0.041231 | 100000 | 100000 | 0 | 0 | 0
2458 |  |  |  | 9795.2055 |  |  |  |  | 4173.3107 | 4278.7682 | 4384.2257 | 4489.6832 | 4595.1407 | 35397.3261 | 34441.0119 | 33484.6978 | 32528.3836 | 31572.0694 |  | 0.51249 |  |  |  |  | 1 | 1 | 1 | 1 | 1 | [5 empty] | 0.42948 | 5.9253 | 570.7763 | 26826.484 | 684.9315 | 0.097497 | 0.067308 | 0.039623 | 0.039083 | 0.03952 | 0.097497 | 0.067308 | 0.039623 | 0.039083 | 0.03952 | 100000 | 100000 | 0 | 0 | 0
2459 |  |  |  | 9795.2055 |  |  |  |  | 4716.5427 | 4885.3852 | 5054.2277 | 5223.0702 | 5391.9127 | 33522.4973 | 32616.8346 | 31711.1718 | 30805.5091 | 29899.8463 |  | 0.59769 |  |  |  |  | 1 | 1 | 1 | 1 | 1 | [5 empty] | 1.5673 | 6.1692 | 570.7763 | 26826.484 | 684.9315 | 0.097385 | 0.067374 | 0.039586 | 0.039047 | 0.039501 | 0.097385 | 0.067374 | 0.039586 | 0.039047 | 0.039501 | 100000 | 100000 | 0 | 0 | 0
2460 |  |  |  | 9795.2055 |  |  |  |  | 4749.7244 | 4962.8419 | 5175.9594 | 5389.0769 | 5602.1944 | 33089.9642 | 32195.987 | 31302.0098 | 30408.0326 | 29514.0555 |  | 0.61759 |  |  |  |  | 1 | 1 | 1 | 1 | 1 | [5 empty] | 2.0008 | 6.4921 | 570.7763 | 26826.484 | 684.9315 | 0.097362 | 0.067288 | 0.039597 | 0.039054 | 0.03948 | 0.097362 | 0.067288 | 0.039597 | 0.039055 | 0.03948 | 100000 | 100000 | 0 | 0 | 0
2461 |  |  |  | 9795.2055 |  |  |  |  | 4655.8676 | 4914.5776 | 5173.2876 | 5431.9976 | 5690.7076 | 32546.4134 | 31667.1211 | 30787.8288 | 29908.5365 | 29029.2442 |  | 0.45338 |  |  |  |  | 1 | 1 | 1 | 1 | 1 | [5 empty] | 2.5737 | 6.1333 | 570.7763 | 26826.484 | 684.9315 | 0.097344 | 0.067311 | 0.03962 | 0.039089 | 0.039513 | 0.097344 | 0.067311 | 0.03962 | 0.039089 | 0.039513 | 100000 | 100000 | 0 | 0 | 0
2462 |  |  |  | 9795.2055 |  |  |  |  | 4470.05 | 4793.9325 | 5117.815 | 5441.6975 | 5765.58 | 32968.0315 | 32077.3485 | 31186.6656 | 30295.9826 | 29405.2996 |  | 0.36321 |  |  |  |  | 1 | 1 | 1 | 1 | 1 | [5 empty] | 2.969 | 6.0176 | 570.7763 | 26826.484 | 684.9315 | 0.097231 | 0.067325 | 0.039615 | 0.039086 | 0.039516 | 0.097231 | 0.067325 | 0.039615 | 0.039086 | 0.039516 | 100000 | 100000 | 0 | 0 | 0
2463 |  |  |  | 9795.2055 |  |  |  |  | 4085.1422 | 4506.9755 | 4928.8089 | 5350.6422 | 5772.4755 | 34010.8504 | 33091.9941 | 32173.1377 | 31254.2813 | 30335.425 |  | 0.51552 |  |  |  |  | 1 | 1 | 1 | 1 | 1 | [5 empty] | 2.7738 | 5.7761 | 570.7763 | 26826.484 | 684.9315 | 0.097294 | 0.067326 | 0.039629 | 0.039245 | 0.03953 | 0.097294 | 0.067326 | 0.039628 | 0.039245 | 0.03953 | 100000 | 100000 | 0 | 0 | 0
2464 |  |  |  | 9795.2055 |  |  |  |  | 4087.0383 | 4718.1383 | 5349.2383 | 5980.3383 | 6611.4383 | 36129.7521 | 35153.6503 | 34177.5485 | 33201.4467 | 32225.3448 |  | 0.25596 |  |  |  |  | 1 | 1 | 1 | 1 | 1 | [5 empty] | 2.7353 | 5.8156 | 570.7763 | 26826.484 | 684.9315 | 0.099158 | 0.075993 | 0.043838 | 0.040829 | 0.040717 | 0.099158 | 0.075993 | 0.043838 | 0.040829 | 0.040717 | 100000 | 100000 | 0 | 0 | 0
2465 |  |  |  | 9795.2055 |  |  |  |  | 4833.1527 | 5593.3602 | 6353.5677 | 7113.7752 | 7873.9827 | 38326.3038 | 37290.8587 | 36255.4137 | 35219.9686 | 34184.5235 |  | 0.12036 |  |  |  |  | 1 | 1 | 1 | 1 | 1 | [5 empty] | 3.0483 | 5.9136 | 570.7763 | 26826.484 | 684.9315 | 0.10387 | 0.093404 | 0.058769 | 0.047423 | 0.046953 | 0.10387 | 0.093404 | 0.058769 | 0.047423 | 0.046953 | 100000 | 100000 | 0 | 0 | 0
2466 |  |  |  | 9795.2055 |  |  |  |  | 5909.1881 | 6734.1556 | 7559.1231 | 8384.0906 | 9209.0581 | 39635.1294 | 38564.3243 | 37493.5193 | 36422.7142 | 35351.9091 |  | 0.03065 |  |  |  |  | 1 | 1 | 1 | 1 | 1 | [5 empty] | 3.2089 | 5.8246 | 570.7763 | 26826.484 | 684.9315 | 0.10612 | 0.097887 | 0.076603 | 0.050567 | 0.048504 | 0.10612 | 0.097887 | 0.076603 | 0.050567 | 0.048504 | 100000 | 100000 | 0 | 0 | 0
2467 |  |  |  | 9795.2055 |  |  |  |  | 6857.2368 | 7612.0277 | 8366.8185 | 9121.6093 | 9876.4002 | 40455.913 | 39362.9332 | 38269.9534 | 37176.9736 | 36083.9938 |  | 0 |  |  |  |  | 1 | 1 | 1 | 1 | 1 | [5 empty] | 3.4364 | 5.4607 | 570.7763 | 26826.484 | 684.9315 | 0.10681 | 0.10013 | 0.080263 | 0.079134 | 0.048326 | 0.10681 | 0.10013 | 0.080263 | 0.079134 | 0.048326 | 100000 | 100000 | 0 | 0 | 0
2468 |  |  |  | 9795.2055 |  |  |  |  | 6586.0949 | 7242.3291 | 7898.5632 | 8554.7974 | 9211.0316 | 39679.2045 | 38607.2087 | 37535.2128 | 36463.217 | 35391.2212 |  | 0 |  |  |  |  | 1 | 1 | 1 | 1 | 1 | [5 empty] | 3.1955 | 5.4195 | 570.7763 | 26826.484 | 684.9315 | 0.10587 | 0.096318 | 0.07612 | 0.051081 | 0.04824 | 0.10587 | 0.096318 | 0.07612 | 0.051081 | 0.04824 | 100000 | 100000 | 0 | 0 | 0
2469 |  |  |  | 9795.2055 |  |  |  |  | 5804.9027 | 6325.0452 | 6845.1877 | 7365.3302 | 7885.4727 | 35707.719 | 34743.0191 | 33778.3192 | 32813.6193 | 31848.9193 |  | 0 |  |  |  |  | 1 | 1 | 1 | 1 | 1 | [5 empty] | 2.6701 | 6.9306 | 570.7763 | 26826.484 | 684.9315 | 0.10562 | 0.094603 | 0.069983 | 0.049299 | 0.047211 | 0.10562 | 0.094603 | 0.069983 | 0.049299 | 0.047211 | 100000 | 100000 | 0 | 0 | 0
2470 |  |  |  | 9795.2055 |  |  |  |  | 5373.5405 | 5827.273 | 6281.0055 | 6734.738 | 7188.4705 | 27109.9723 | 26377.554 | 25645.1356 | 24912.7173 | 24180.299 |  | 0 |  |  |  |  | 1 | 1 | 1 | 1 | 1 | [5 empty] | 2.5377 | 5.9602 | 570.7763 | 26826.484 | 684.9315 | 0.10433 | 0.094175 | 0.068885 | 0.048993 | 0.046964 | 0.10433 | 0.094175 | 0.068885 | 0.048993 | 0.046964 | 100000 | 100000 | 0 | 0 | 0
2471 |  |  |  | 9795.2055 |  |  |  |  | 3757.1173 | 4140.9748 | 4524.8323 | 4908.6898 | 5292.5473 | 19134.3601 | 18617.4154 | 18100.4707 | 17583.526 | 17066.5813 |  | 0 |  |  |  |  | 1 | 1 | 1 | 1 | 1 | [5 empty] | 3.5219 | 6.7895 | 570.7763 | 26826.484 | 684.9315 | 0.1035 | 0.094055 | 0.068171 | 0.049002 | 0.046821 | 0.1035 | 0.094055 | 0.068171 | 0.049002 | 0.046821 | 100000 | 100000 | 0 | 0 | 0
2472 |  |  |  | 9795.2055 |  |  |  |  | 2618.8948 | 2827.1998 | 3035.5048 | 3243.8098 | 3452.1148 | 15740.5204 | 15315.2656 | 14890.0108 | 14464.756 | 14039.5012 |  | 0 |  |  |  |  | 1 | 1 | 1 | 1 | 1 | [5 empty] | 4.4262 | 7.8384 | 570.7763 | 26826.484 | 684.9315 | 0.10291 | 0.094085 | 0.068153 | 0.048763 | 0.046798 | 0.10291 | 0.094085 | 0.068153 | 0.048763 | 0.046798 | 100000 | 100000 | 0 | 0 | 0
2473 |  |  |  | 9795.2055 |  |  |  |  | 1958.7406 | 2058.0656 | 2157.3906 | 2256.7156 | 2356.0406 | 17082.3683 | 16620.8613 | 16159.3544 | 15697.8475 | 15236.3406 |  | 0 |  |  |  |  | 1 | 1 | 1 | 1 | 1 | [5 empty] | 3.0189 | 7.736 | 570.7763 | 26826.484 | 684.9315 | 0.10298 | 0.093596 | 0.068516 | 0.048822 | 0.04688 | 0.10298 | 0.093597 | 0.068516 | 0.048822 | 0.04688 | 100000 | 100000 | 0 | 0 | 0
2474 |  |  |  | 9795.2055 |  |  |  |  | 1678.246 | 1727.2485 | 1776.251 | 1825.2535 | 1874.256 | 17234.6287 | 16769.0082 | 16303.3877 | 15837.7672 | 15372.1468 |  | 0 |  |  |  |  | 1 | 1 | 1 | 1 | 1 | [5 empty] | 1.9374 | 7.8994 | 570.7763 | 26826.484 | 684.9315 | 0.10298 | 0.093447 | 0.068123 | 0.048841 | 0.046876 | 0.10298 | 0.093447 | 0.068123 | 0.048841 | 0.046876 | 100000 | 100000 | 0 | 0 | 0
2475 |  |  |  | 9795.2055 |  |  |  |  | 1644.2466 | 1684.9441 | 1725.6416 | 1766.3391 | 1807.0366 | 19536.104 | 19008.3056 | 18480.5072 | 17952.7087 | 17424.9103 |  | 0 |  |  |  |  | 1 | 1 | 1 | 1 | 1 | [5 empty] | 0.55945 | 7.9686 | 570.7763 | 26826.484 | 684.9315 | 0.10293 | 0.09325 | 0.066162 | 0.048484 | 0.046748 | 0.10293 | 0.09325 | 0.066162 | 0.048484 | 0.046748 | 100000 | 100000 | 0 | 0 | 0
2476 |  |  |  | 9795.2055 |  |  |  |  | 1805.7435 | 1847.6785 | 1889.6135 | 1931.5485 | 1973.4835 | 25077.8917 | 24400.3732 | 23722.8547 | 23045.3362 | 22367.8177 |  | 0 |  |  |  |  | 1 | 1 | 1 | 1 | 1 | [5 empty] | 0.91928 | 8.472 | 570.7763 | 26826.484 | 684.9315 | 0.1006 | 0.089098 | 0.062603 | 0.045825 | 0.045259 | 0.1006 | 0.089098 | 0.062603 | 0.045825 | 0.045259 | 100000 | 100000 | 0 | 0 | 0
2477 |  |  |  | 9795.2055 |  |  |  |  | 2484.7862 | 2524.9337 | 2565.0812 | 2605.2287 | 2645.3762 | 37076.5986 | 36074.9163 | 35073.2339 | 34071.5516 | 33069.8692 |  | 0 |  |  |  |  | 1 | 1 | 1 | 1 | 1 | [5 empty] | 1.8737 | 8.4304 | 570.7763 | 26826.484 | 684.9315 | 0.10065 | 0.089396 | 0.063428 | 0.045915 | 0.046092 | 0.10065 | 0.089396 | 0.063428 | 0.045915 | 0.046092 | 100000 | 100000 | 0 | 0 | 0
2478 |  |  |  | 9795.2055 |  |  |  |  | 3890.0929 | 3932.7154 | 3975.3379 | 4017.9604 | 4060.5829 | 43824.5048 | 42640.5172 | 41456.5296 | 40272.542 | 39088.5544 |  | 0.00643 |  |  |  |  | 1 | 1 | 1 | 1 | 1 | [5 empty] | 2.4584 | 8.1774 | 570.7763 | 26826.484 | 684.9315 | 0.10141 | 0.088783 | 0.066224 | 0.04728 | 0.045937 | 0.10141 | 0.088783 | 0.066224 | 0.04728 | 0.045937 | 100000 | 100000 | 0 | 0 | 0
2479 |  |  |  | 9795.2055 |  |  |  |  | 4792.9647 | 4833.6622 | 4874.3597 | 4915.0572 | 4955.7547 | 42058.1827 | 40921.915 | 39785.6474 | 38649.3797 | 37513.1121 |  | 0.10315 |  |  |  |  | 1 | 1 | 1 | 1 | 1 | [5 empty] | 2.8222 | 7.4055 | 570.7763 | 26826.484 | 684.9315 | 0.10246 | 0.089472 | 0.062536 | 0.044818 | 0.044901 | 0.10246 | 0.089472 | 0.062536 | 0.044818 | 0.044901 | 100000 | 100000 | 0 | 0 | 0
2480 |  |  |  | 9795.2055 |  |  |  |  | 4216.8645 | 4263.722 | 4310.5795 | 4357.437 | 4404.2945 | 39397.9679 | 38333.5701 | 37269.1724 | 36204.7746 | 35140.3768 |  | 0.20447 |  |  |  |  | 1 | 1 | 1 | 1 | 1 | [5 empty] | 2.1319 | 7.6175 | 570.7763 | 26826.484 | 684.9315 | 0.10053 | 0.086698 | 0.054191 | 0.042889 | 0.044429 | 0.10053 | 0.086698 | 0.054191 | 0.042889 | 0.044429 | 100000 | 100000 | 0 | 0 | 0
2481 |  |  |  | 9795.2055 |  |  |  |  | 3991.1466 | 4065.6416 | 4140.1366 | 4214.6316 | 4289.1266 | 36835.1224 | 35839.9639 | 34844.8054 | 33849.6469 | 32854.4884 |  | 0.37969 |  |  |  |  | 1 | 1 | 1 | 1 | 1 | [5 empty] | 1.4294 | 6.9893 | 570.7763 | 26826.484 | 684.9315 | 0.09724 | 0.076077 | 0.043409 | 0.041086 | 0.042913 | 0.09724 | 0.076077 | 0.043409 | 0.041086 | 0.042913 | 100000 | 100000 | 0 | 0 | 0
2482 |  |  |  | 9795.2055 |  |  |  |  | 4157.3656 | 4263.8956 | 4370.4256 | 4476.9556 | 4583.4856 | 34806.7576 | 33866.3986 | 32926.0396 | 31985.6805 | 31045.3215 |  | 0.15632 |  |  |  |  | 1 | 1 | 1 | 1 | 1 | [5 empty] | 2.4621 | 8.1892 | 570.7763 | 26826.484 | 684.9315 | 0.095323 | 0.069937 | 0.042028 | 0.040576 | 0.042284 | 0.095323 | 0.069937 | 0.042028 | 0.040576 | 0.042284 | 100000 | 100000 | 0 | 0 | 0
2483 |  |  |  | 9795.2055 |  |  |  |  | 4698.522 | 4867.3654 | 5036.2087 | 5205.052 | 5373.8954 | 32963.6328 | 32073.0686 | 31182.5045 | 30291.9404 | 29401.3762 |  | 0.33812 |  |  |  |  | 1 | 1 | 1 | 1 | 1 | [5 empty] | 1.7985 | 8.6754 | 570.7763 | 26826.484 | 684.9315 | 0.095295 | 0.069925 | 0.041978 | 0.040543 | 0.042268 | 0.095295 | 0.069925 | 0.041978 | 0.040543 | 0.042268 | 100000 | 100000 | 0 | 0 | 0
2484 |  |  |  | 9795.2055 |  |  |  |  | 4731.577 | 4926.132 | 5120.687 | 5315.242 | 5509.797 | 32538.0376 | 31658.9716 | 30779.9056 | 29900.8395 | 29021.7735 |  | 0.11437 |  |  |  |  | 1 | 1 | 1 | 1 | 1 | [5 empty] | 0.54889 | 9.1671 | 570.7763 | 26826.484 | 684.9315 | 0.095299 | 0.069938 | 0.041931 | 0.040552 | 0.042286 | 0.095299 | 0.069938 | 0.041931 | 0.040552 | 0.042286 | 100000 | 100000 | 0 | 0 | 0
2485 |  |  |  | 9795.2055 |  |  |  |  | 4638.0787 | 4900.3087 | 5162.5387 | 5424.7687 | 5686.9987 | 32003.5569 | 31138.9307 | 30274.3045 | 29409.6783 | 28545.0521 |  | 0.07875 |  |  |  |  | 1 | 1 | 1 | 1 | 1 | [5 empty] | 0.5586 | 9.4019 | 570.7763 | 26826.484 | 684.9315 | 0.095269 | 0.070152 | 0.041958 | 0.040599 | 0.042296 | 0.095269 | 0.070152 | 0.041958 | 0.040599 | 0.042296 | 100000 | 100000 | 0 | 0 | 0
2486 |  |  |  | 9795.2055 |  |  |  |  | 4452.9711 | 4773.6361 | 5094.3011 | 5414.9661 | 5735.6311 | 32417.86 | 31542.0407 | 30666.2215 | 29790.4023 | 28914.583 |  | 0.08746 |  |  |  |  | 1 | 1 | 1 | 1 | 1 | [5 empty] | 0.11372 | 9.2126 | 570.7763 | 26826.484 | 684.9315 | 0.095553 | 0.070294 | 0.041986 | 0.040575 | 0.042283 | 0.095553 | 0.070294 | 0.041986 | 0.040575 | 0.042283 | 100000 | 100000 | 0 | 0 | 0
2487 |  |  |  | 9795.2055 |  |  |  |  | 4069.534 | 4492.7965 | 4916.059 | 5339.3215 | 5762.584 | 33442.9982 | 32539.4832 | 31635.9683 | 30732.4533 | 29828.9384 |  | 0.19601 |  |  |  |  | 1 | 1 | 1 | 1 | 1 | [5 empty] | 3.248 | 9.0033 | 570.7763 | 26826.484 | 684.9315 | 0.095915 | 0.070398 | 0.041986 | 0.040584 | 0.042525 | 0.095915 | 0.070398 | 0.041986 | 0.040584 | 0.042525 | 100000 | 100000 | 0 | 0 | 0
2488 |  |  |  | 9795.2055 |  |  |  |  | 4071.4228 | 4704.5853 | 5337.7478 | 5970.9103 | 6604.0728 | 35526.0299 | 34566.2386 | 33606.4473 | 32646.656 | 31686.8647 |  | 0.14029 |  |  |  |  | 1 | 1 | 1 | 1 | 1 | [5 empty] | 0.30063 | 9.1625 | 570.7763 | 26826.484 | 684.9315 | 0.097159 | 0.072096 | 0.045478 | 0.041613 | 0.043082 | 0.097159 | 0.072096 | 0.045478 | 0.041613 | 0.043082 | 100000 | 100000 | 0 | 0 | 0
2489 |  |  |  | 9795.2055 |  |  |  |  | 4814.6865 | 5590.569 | 6366.4515 | 7142.334 | 7918.2165 | 37685.416 | 36667.2855 | 35649.155 | 34631.0245 | 33612.894 |  | 0.18759 |  |  |  |  | 1 | 1 | 1 | 1 | 1 | [5 empty] | 0.27568 | 9.3422 | 570.7763 | 26826.484 | 684.9315 | 0.099833 | 0.082592 | 0.05321 | 0.043977 | 0.044305 | 0.099833 | 0.082592 | 0.05321 | 0.043977 | 0.044305 | 100000 | 100000 | 0 | 0 | 0
2490 |  |  |  | 9795.2055 |  |  |  |  | 5886.6106 | 6678.5798 | 7470.549 | 8262.5181 | 9054.4873 | 38972.8211 | 37919.9093 | 36866.9976 | 35814.0858 | 34761.174 |  | 0.02965 |  |  |  |  | 1 | 1 | 1 | 1 | 1 | [5 empty] | 1.7678 | 9.2316 | 570.7763 | 26826.484 | 684.9315 | 0.10388 | 0.087401 | 0.06124 | 0.049141 | 0.046058 | 0.10388 | 0.087401 | 0.06124 | 0.049141 | 0.046058 | 100000 | 100000 | 0 | 0 | 0
2491 |  |  |  | 9795.2055 |  |  |  |  | 6831.0372 | 7596.1663 | 8361.2955 | 9126.4247 | 9891.5538 | 39780.1883 | 38705.4642 | 37630.7401 | 36556.0161 | 35481.292 |  | 0 |  |  |  |  | 1 | 1 | 1 | 1 | 1 | [5 empty] | 3.4472 | 8.9614 | 570.7763 | 26826.484 | 684.9315 | 0.10446 | 0.088372 | 0.068979 | 0.052136 | 0.046826 | 0.10446 | 0.088372 | 0.068979 | 0.052136 | 0.046826 | 100000 | 100000 | 0 | 0 | 0
2492 |  |  |  | 9795.2055 |  |  |  |  | 6560.9312 | 7202.5362 | 7844.1412 | 8485.7462 | 9127.3512 | 39017.0927 | 37962.9849 | 36908.8771 | 35854.7692 | 34800.6614 |  | 0 |  |  |  |  | 1 | 1 | 1 | 1 | 1 | [5 empty] | 1.9299 | 8.1741 | 570.7763 | 26826.484 | 684.9315 | 0.10553 | 0.093887 | 0.066007 | 0.052361 | 0.046949 | 0.10553 | 0.093887 | 0.066007 | 0.052361 | 0.046949 | 100000 | 100000 | 0 | 0 | 0
2493 |  |  |  | 9795.2055 |  |  |  |  | 5782.7237 | 6329.6771 | 6876.6304 | 7423.5837 | 7970.5371 | 35112.6236 | 34164.0011 | 33215.3786 | 32266.7561 | 31318.1336 |  | 0 |  |  |  |  | 1 | 1 | 1 | 1 | 1 | [5 empty] | 1.8215 | 7.428 | 570.7763 | 26826.484 | 684.9315 | 0.10526 | 0.093985 | 0.065686 | 0.051747 | 0.046899 | 0.10526 | 0.093985 | 0.065686 | 0.051747 | 0.046899 | 100000 | 100000 | 0 | 0 | 0
2494 |  |  |  | 9795.2055 |  |  |  |  | 5353.0096 | 5805.2296 | 6257.4496 | 6709.6696 | 7161.8896 | 26660.7674 | 25940.485 | 25220.2026 | 24499.9203 | 23779.6379 |  | 0 |  |  |  |  | 1 | 1 | 1 | 1 | 1 | [5 empty] | 5.3791 | 7.2095 | 570.7763 | 26826.484 | 684.9315 | 0.10499 | 0.094156 | 0.065077 | 0.051519 | 0.046596 | 0.10499 | 0.094156 | 0.065077 | 0.051519 | 0.046596 | 100000 | 100000 | 0 | 0 | 0
2495 |  |  |  | 9795.2055 |  |  |  |  | 3742.7624 | 4120.1566 | 4497.5507 | 4874.9449 | 5252.3391 | 18817.7285 | 18309.3381 | 17800.9478 | 17292.5574 | 16784.167 |  | 0 |  |  |  |  | 1 | 1 | 1 | 1 | 1 | [5 empty] | 7.7665 | 7.2709 | 570.7763 | 26826.484 | 684.9315 | 0.10414 | 0.09413 | 0.064851 | 0.051596 | 0.046531 | 0.10414 | 0.09413 | 0.064851 | 0.051596 | 0.046531 | 100000 | 100000 | 0 | 0 | 0
2496 |  |  |  | 9795.2055 |  |  |  |  | 2608.872 | 2820.6145 | 3032.357 | 3244.0995 | 3455.842 | 15371.8328 | 14956.5387 | 14541.2446 | 14125.9505 | 13710.6563 |  | 0 |  |  |  |  | 1 | 1 | 1 | 1 | 1 | [5 empty] | 8.118 | 7.0707 | 570.7763 | 26826.484 | 684.9315 | 0.10413 | 0.093934 | 0.06445 | 0.051618 | 0.046564 | 0.10413 | 0.093934 | 0.06445 | 0.051618 | 0.046564 | 100000 | 100000 | 0 | 0 | 0
2497 |  |  |  | 9795.2055 |  |  |  |  | 1951.2444 | 2049.5794 | 2147.9144 | 2246.2494 | 2344.5844 | 16682.5251 | 16231.8206 | 15781.116 | 15330.4115 | 14879.707 |  | 0 |  |  |  |  | 1 | 1 | 1 | 1 | 1 | [5 empty] | 6.8787 | 6.0801 | 570.7763 | 26826.484 | 684.9315 | 0.10414 | 0.093963 | 0.064418 | 0.051659 | 0.046601 | 0.10414 | 0.093963 | 0.064418 | 0.051659 | 0.046601 | 100000 | 100000 | 0 | 0 | 0
2498 |  |  |  | 9795.2055 |  |  |  |  | 1671.8232 | 1721.8157 | 1771.8082 | 1821.8007 | 1871.7932 | 16830.331 | 16375.6332 | 15920.9355 | 15466.2377 | 15011.54 |  | 0 |  |  |  |  | 1 | 1 | 1 | 1 | 1 | [5 empty] | 5.7631 | 5.3164 | 570.7763 | 26826.484 | 684.9315 | 0.10421 | 0.094034 | 0.064865 | 0.051736 | 0.046633 | 0.10421 | 0.094034 | 0.064865 | 0.051736 | 0.046633 | 100000 | 100000 | 0 | 0 | 0
2499 |  |  |  | 9795.2055 |  |  |  |  | 1637.9539 | 1679.3389 | 1720.7239 | 1762.1089 | 1803.4939 | 19077.6001 | 18562.1888 | 18046.7776 | 17531.3664 | 17015.9552 |  | 0 |  |  |  |  | 1 | 1 | 1 | 1 | 1 | [5 empty] | 6.1541 | 4.304 | 570.7763 | 26826.484 | 684.9315 | 0.10419 | 0.094005 | 0.06449 | 0.051265 | 0.046533 | 0.10419 | 0.094006 | 0.06449 | 0.051265 | 0.046533 | 100000 | 100000 | 0 | 0 | 0
2500 |  |  |  | 9795.2055 |  |  |  |  | 1798.8328 | 1841.0428 | 1883.2528 | 1925.4628 | 1967.6728 | 24490.4168 | 23828.7699 | 23167.1229 | 22505.476 | 21843.829 |  | 0 |  |  |  |  | 1 | 1 | 1 | 1 | 1 | [5 empty] | 5.2092 | 3.6425 | 570.7763 | 26826.484 | 684.9315 | 0.10008 | 0.092175 | 0.061374 | 0.049576 | 0.045503 | 0.10008 | 0.092175 | 0.061374 | 0.049576 | 0.045503 | 100000 | 100000 | 0 | 0 | 0
2501 |  |  |  | 9795.2055 |  |  |  |  | 2475.2767 | 2515.1492 | 2555.0217 | 2594.8942 | 2634.7667 | 36207.4863 | 35229.2843 | 34251.0824 | 33272.8805 | 32294.6786 |  | 0 |  |  |  |  | 1 | 1 | 1 | 1 | 1 | [5 empty] | 6.0918 | 3.3658 | 570.7763 | 26826.484 | 684.9315 | 0.10014 | 0.092134 | 0.062244 | 0.050878 | 0.046175 | 0.10014 | 0.092134 | 0.062244 | 0.050878 | 0.046175 | 100000 | 100000 | 0 | 0 | 0
2502 |  |  |  | 9795.2055 |  |  |  |  | 3875.2052 | 3915.6277 | 3956.0502 | 3996.4727 | 4036.8952 | 42788.9999 | 41632.9881 | 40476.9763 | 39320.9645 | 38164.9526 |  | 0.00537 |  |  |  |  | 1 | 1 | 1 | 1 | 1 | [5 empty] | 5.8572 | 2.9946 | 570.7763 | 26826.484 | 684.9315 | 0.10214 | 0.093348 | 0.064058 | 0.051838 | 0.04752 | 0.10214 | 0.093348 | 0.064058 | 0.051838 | 0.04752 | 100000 | 100000 | 0 | 0 | 0
2503 |  |  |  | 9795.2055 |  |  |  |  | 4774.6216 | 4815.4566 | 4856.2916 | 4897.1266 | 4937.9616 | 41065.6238 | 39956.1717 | 38846.7196 | 37737.2675 | 36627.8154 |  | 0.04549 |  |  |  |  | 1 | 1 | 1 | 1 | 1 | [5 empty] | 4.7776 | 3.1428 | 570.7763 | 26826.484 | 684.9315 | 0.10191 | 0.093775 | 0.054766 | 0.045136 | 0.045028 | 0.10191 | 0.093775 | 0.054766 | 0.045136 | 0.045028 | 100000 | 100000 | 0 | 0 | 0
2504 |  |  |  | 9795.2055 |  |  |  |  | 4200.7262 | 4250.3887 | 4300.0512 | 4349.7137 | 4399.3762 | 38470.4247 | 37431.0859 | 36391.7472 | 35352.4084 | 34313.0697 |  | 0.1039 |  |  |  |  | 1 | 1 | 1 | 1 | 1 | [5 empty] | 3.0059 | 4.0358 | 570.7763 | 26826.484 | 684.9315 | 0.099411 | 0.080209 | 0.04852 | 0.042512 | 0.043444 | 0.099411 | 0.080209 | 0.04852 | 0.042512 | 0.043444 | 100000 | 100000 | 0 | 0 | 0
2505 |  |  |  | 9795.2055 |  |  |  |  | 3975.8721 | 4049.3771 | 4122.8821 | 4196.3871 | 4269.8921 | 35968.7413 | 34996.9894 | 34025.2376 | 33053.4857 | 32081.7339 |  | 0.26208 |  |  |  |  | 1 | 1 | 1 | 1 | 1 | [5 empty] | 1.5754 | 4.3336 | 570.7763 | 26826.484 | 684.9315 | 0.095282 | 0.075718 | 0.041096 | 0.039959 | 0.042005 | 0.095282 | 0.075718 | 0.041096 | 0.039959 | 0.042005 | 100000 | 100000 | 0 | 0 | 0
2506 |  |  |  | 9795.2055 |  |  |  |  | 4141.455 | 4250.4875 | 4359.52 | 4468.5525 | 4577.585 | 33988.9791 | 33070.7136 | 32152.4482 | 31234.1827 | 30315.9172 |  | 0.35517 |  |  |  |  | 1 | 1 | 1 | 1 | 1 | [5 empty] | 1.2063 | 4.4319 | 570.7763 | 26826.484 | 684.9315 | 0.095215 | 0.06316 | 0.04035 | 0.039947 | 0.041357 | 0.095215 | 0.06316 | 0.04035 | 0.039947 | 0.041357 | 100000 | 100000 | 0 | 0 | 0
2507 |  |  |  | 9795.2055 |  |  |  |  | 4680.5404 | 4841.1345 | 5001.7287 | 5162.3229 | 5322.917 | 32189.7284 | 31320.0725 | 30450.4166 | 29580.7607 | 28711.1048 |  | 0.25962 |  |  |  |  | 1 | 1 | 1 | 1 | 1 | [5 empty] | 1.5684 | 4.7622 | 570.7763 | 26826.484 | 684.9315 | 0.095344 | 0.062924 | 0.040392 | 0.039964 | 0.041155 | 0.095344 | 0.062924 | 0.040392 | 0.039964 | 0.041155 | 100000 | 100000 | 0 | 0 | 0
2508 |  |  |  | 9795.2055 |  |  |  |  | 4713.4688 | 4921.7738 | 5130.0788 | 5338.3838 | 5546.6888 | 31773.7583 | 30915.3405 | 30056.9226 | 29198.5048 | 28340.087 |  | 0.16682 |  |  |  |  | 1 | 1 | 1 | 1 | 1 | [5 empty] | 1.5131 | 4.8924 | 570.7763 | 26826.484 | 684.9315 | 0.09589 | 0.06289 | 0.040429 | 0.040024 | 0.041176 | 0.09589 | 0.06289 | 0.040429 | 0.040024 | 0.041176 | 100000 | 100000 | 0 | 0 | 0
2509 |  |  |  | 9795.2055 |  |  |  |  | 4620.3284 | 4881.6784 | 5143.0284 | 5404.3784 | 5665.7284 | 31251.837 | 30407.5197 | 29563.2024 | 28718.8851 | 27874.5678 |  | 0.125 |  |  |  |  | 1 | 1 | 1 | 1 | 1 | [5 empty] | 0.5455 | 5.2375 | 570.7763 | 26826.484 | 684.9315 | 0.095955 | 0.062888 | 0.04048 | 0.040084 | 0.041193 | 0.095955 | 0.062888 | 0.04048 | 0.040084 | 0.041193 | 100000 | 100000 | 0 | 0 | 0
2510 |  |  |  | 9795.2055 |  |  |  |  | 4435.9292 | 4764.1017 | 5092.2742 | 5420.4467 | 5748.6192 | 31656.0289 | 30800.7917 | 29945.5546 | 29090.3174 | 28235.0802 |  | 0.17115 |  |  |  |  | 1 | 1 | 1 | 1 | 1 | [5 empty] | 1.2064 | 6.2266 | 570.7763 | 26826.484 | 684.9315 | 0.095516 | 0.063055 | 0.040492 | 0.040089 | 0.041175 | 0.095516 | 0.063055 | 0.040492 | 0.040089 | 0.041175 | 100000 | 100000 | 0 | 0 | 0
2511 |  |  |  | 9795.2055 |  |  |  |  | 4053.9595 | 4502.962 | 4951.9645 | 5400.967 | 5849.9695 | 32656.7023 | 31774.4303 | 30892.1584 | 30009.8865 | 29127.6145 |  | 0.27495 |  |  |  |  | 1 | 1 | 1 | 1 | 1 | [5 empty] | 1.2279 | 6.6168 | 570.7763 | 26826.484 | 684.9315 | 0.095234 | 0.063112 | 0.041034 | 0.040112 | 0.041177 | 0.095234 | 0.063112 | 0.041034 | 0.040112 | 0.041177 | 100000 | 100000 | 0 | 0 | 0
2512 |  |  |  | 9795.2055 |  |  |  |  | 4055.8411 | 4693.1286 | 5330.4161 | 5967.7036 | 6604.9911 | 34690.0973 | 33752.89 | 32815.6827 | 31878.4754 | 30941.2681 |  | 0.21131 |  |  |  |  | 1 | 1 | 1 | 1 | 1 | [5 empty] | 0.64183 | 8.477 | 570.7763 | 26826.484 | 684.9315 | 0.097629 | 0.069563 | 0.043366 | 0.040882 | 0.041638 | 0.097629 | 0.069563 | 0.043366 | 0.040882 | 0.041638 | 100000 | 100000 | 0 | 0 | 0
2513 |  |  |  | 9795.2055 |  |  |  |  | 4796.2602 | 5559.0802 | 6321.9002 | 7084.7202 | 7847.5402 | 36798.0524 | 35803.8954 | 34809.7384 | 33815.5814 | 32821.4245 |  | 0.23656 |  |  |  |  | 1 | 1 | 1 | 1 | 1 | [5 empty] | 0.30305 | 8.6199 | 570.7763 | 26826.484 | 684.9315 | 0.10029 | 0.088128 | 0.063555 | 0.04352 | 0.04378 | 0.10029 | 0.088128 | 0.063555 | 0.04352 | 0.04378 | 100000 | 100000 | 0 | 0 | 0
2514 |  |  |  | 9795.2055 |  |  |  |  | 5864.082 | 6705.5487 | 7547.0154 | 8388.482 | 9229.9487 | 38055.7691 | 37027.6329 | 35999.4967 | 34971.3606 | 33943.2244 |  | 0.05474 |  |  |  |  | 1 | 1 | 1 | 1 | 1 | [5 empty] | 2.6824 | 8.9078 | 570.7763 | 26826.484 | 684.9315 | 0.10349 | 0.091865 | 0.076496 | 0.050055 | 0.04703 | 0.10349 | 0.091865 | 0.076496 | 0.050055 | 0.04703 | 100000 | 100000 | 0 | 0 | 0
2515 |  |  |  | 9795.2055 |  |  |  |  | 6804.8942 | 7580.3642 | 8355.8342 | 9131.3042 | 9906.7742 | 38844.5401 | 37795.094 | 36745.648 | 35696.2019 | 34646.7559 |  | 0 |  |  |  |  | 1 | 1 | 1 | 1 | 1 | [5 empty] | 5.5235 | 9.2352 | 570.7763 | 26826.484 | 684.9315 | 0.10407 | 0.089892 | 0.077525 | 0.056743 | 0.047751 | 0.10407 | 0.089892 | 0.077525 | 0.056743 | 0.047751 | 100000 | 100000 | 0 | 0 | 0
2516 |  |  |  | 9795.2055 |  |  |  |  | 6535.8219 | 7146.0785 | 7756.3352 | 8366.5919 | 8976.8485 | 38100.2528 | 37070.9148 | 36041.5768 | 35012.2389 | 33982.9009 |  | 0 |  |  |  |  | 1 | 1 | 1 | 1 | 1 | [5 empty] | 8.9598 | 9.5003 | 570.7763 | 26826.484 | 684.9315 | 0.10333 | 0.088201 | 0.076226 | 0.050864 | 0.047086 | 0.10333 | 0.088201 | 0.076226 | 0.050864 | 0.047086 | 100000 | 100000 | 0 | 0 | 0
2517 |  |  |  | 9795.2055 |  |  |  |  | 5760.5927 | 6287.8844 | 6815.176 | 7342.4677 | 7869.7594 | 34288.5344 | 33362.1759 | 32435.8175 | 31509.4591 | 30583.1006 |  | 0 |  |  |  |  | 1 | 1 | 1 | 1 | 1 | [5 empty] | 9.05 | 10.0726 | 570.7763 | 26826.484 | 684.9315 | 0.10286 | 0.087021 | 0.074804 | 0.049865 | 0.046003 | 0.10286 | 0.087021 | 0.074804 | 0.049865 | 0.046003 | 100000 | 100000 | 0 | 0 | 0
2518 |  |  |  | 9795.2055 |  |  |  |  | 5332.5232 | 5792.3057 | 6252.0882 | 6711.8707 | 7171.6532 | 26038.5396 | 25335.0677 | 24631.5958 | 23928.1239 | 23224.652 |  | 0 |  |  |  |  | 1 | 1 | 1 | 1 | 1 | [5 empty] | 8.6987 | 9.6289 | 570.7763 | 26826.484 | 684.9315 | 0.10178 | 0.086973 | 0.074163 | 0.048907 | 0.045754 | 0.10178 | 0.086973 | 0.074163 | 0.048907 | 0.045754 | 100000 | 100000 | 0 | 0 | 0
2519 |  |  |  | 9795.2055 |  |  |  |  | 3728.4385 | 4105.8335 | 4483.2285 | 4860.6235 | 5238.0185 | 18379.111 | 17882.5705 | 17386.0301 | 16889.4896 | 16392.9492 |  | 0 |  |  |  |  | 1 | 1 | 1 | 1 | 1 | [5 empty] | 9.3737 | 9.9004 | 570.7763 | 26826.484 | 684.9315 | 0.099471 | 0.086661 | 0.073895 | 0.047651 | 0.045021 | 0.099471 | 0.086661 | 0.073895 | 0.047651 | 0.045021 | 100000 | 100000 | 0 | 0 | 0
2520 |  |  |  | 9795.2055 |  |  |  |  | 2598.8734 | 2798.9284 | 2998.9834 | 3199.0384 | 3399.0934 | 14765.2695 | 14366.3626 | 13967.4557 | 13568.5489 | 13169.642 |  | 0 |  |  |  |  | 1 | 1 | 1 | 1 | 1 | [5 empty] | 9.2208 | 9.7343 | 570.7763 | 26826.484 | 684.9315 | 0.098102 | 0.082811 | 0.06922 | 0.046626 | 0.044645 | 0.098102 | 0.082811 | 0.06922 | 0.046626 | 0.044645 | 100000 | 100000 | 0 | 0 | 0
2521 |  |  |  | 9795.2055 |  |  |  |  | 1943.7661 | 2042.432 | 2141.0978 | 2239.7636 | 2338.4295 | 16024.6718 | 15591.7402 | 15158.8086 | 14725.877 | 14292.9454 |  | 0 |  |  |  |  | 1 | 1 | 1 | 1 | 1 | [5 empty] | 9.0157 | 10.4772 | 570.7763 | 26826.484 | 684.9315 | 0.097612 | 0.079972 | 0.066782 | 0.046314 | 0.044593 | 0.097612 | 0.079972 | 0.066782 | 0.046314 | 0.044593 | 100000 | 100000 | 0 | 0 | 0
2522 |  |  |  | 9795.2055 |  |  |  |  | 1665.4158 | 1715.0783 | 1764.7408 | 1814.4033 | 1864.0658 | 16165.2555 | 15728.5259 | 15291.7962 | 14855.0665 | 14418.3368 |  | 0 |  |  |  |  | 1 | 1 | 1 | 1 | 1 | [5 empty] | 8.9752 | 11.1933 | 570.7763 | 26826.484 | 684.9315 | 0.097311 | 0.077216 | 0.064295 | 0.045972 | 0.044496 | 0.097311 | 0.077216 | 0.064295 | 0.045972 | 0.044496 | 100000 | 100000 | 0 | 0 | 0
2523 |  |  |  | 9795.2055 |  |  |  |  | 1631.6764 | 1672.9239 | 1714.1714 | 1755.4189 | 1796.6664 | 18323.3806 | 17828.3458 | 17333.311 | 16838.2762 | 16343.2413 |  | 0 |  |  |  |  | 1 | 1 | 1 | 1 | 1 | [5 empty] | 9.6191 | 10.7959 | 570.7763 | 26826.484 | 684.9315 | 0.09707 | 0.07669 | 0.063841 | 0.046052 | 0.044495 | 0.09707 | 0.07669 | 0.063841 | 0.046052 | 0.044495 | 100000 | 100000 | 0 | 0 | 0
2524 |  |  |  | 9795.2055 |  |  |  |  | 1791.9387 | 1832.2237 | 1872.5087 | 1912.7937 | 1953.0787 | 23523.915 | 22888.3796 | 22252.8443 | 21617.3089 | 20981.7735 |  | 0 |  |  |  |  | 1 | 1 | 1 | 1 | 1 | [5 empty] | 9.5967 | 10.7291 | 570.7763 | 26826.484 | 684.9315 | 0.090427 | 0.069276 | 0.0578 | 0.043946 | 0.044227 | 0.090427 | 0.069276 | 0.0578 | 0.043946 | 0.044227 | 100000 | 100000 | 0 | 0 | 0
2525 |  |  |  | 9795.2055 |  |  |  |  | 2465.7901 | 2506.6251 | 2547.4601 | 2588.2951 | 2629.1301 | 34777.7067 | 33838.1325 | 32898.5583 | 31958.9841 | 31019.4099 |  | 0 |  |  |  |  | 1 | 1 | 1 | 1 | 1 | [5 empty] | 9.3308 | 11.0285 | 570.7763 | 26826.484 | 684.9315 | 0.09166 | 0.067686 | 0.058393 | 0.044711 | 0.044394 | 0.09166 | 0.067686 | 0.058393 | 0.044711 | 0.044394 | 100000 | 100000 | 0 | 0 | 0
2526 |  |  |  | 9795.2055 |  |  |  |  | 3860.3533 | 3903.9383 | 3947.5233 | 3991.1083 | 4034.6933 | 41086.4718 | 39976.4564 | 38866.4411 | 37756.4257 | 36646.4104 |  | 0.00596 |  |  |  |  | 1 | 1 | 1 | 1 | 1 | [5 empty] | 10.117 | 10.9179 | 570.7763 | 26826.484 | 684.9315 | 0.094922 | 0.06759 | 0.058753 | 0.044574 | 0.044259 | 0.094922 | 0.06759 | 0.058753 | 0.044574 | 0.044259 | 100000 | 100000 | 0 | 0 | 0
2527 |  |  |  | 9795.2055 |  |  |  |  | 4756.3226 | 4798.6701 | 4841.0176 | 4883.3651 | 4925.7126 | 39433.5616 | 38368.2022 | 37302.8428 | 36237.4834 | 35172.124 |  | 0.08232 |  |  |  |  | 1 | 1 | 1 | 1 | 1 | [5 empty] | 9.1788 | 10.5443 | 570.7763 | 26826.484 | 684.9315 | 0.094066 | 0.06511 | 0.046771 | 0.042307 | 0.043681 | 0.094066 | 0.06511 | 0.046771 | 0.042307 | 0.043681 | 100000 | 100000 | 0 | 0 | 0
2528 |  |  |  | 9795.2055 |  |  |  |  | 4184.6267 | 4234.9492 | 4285.2717 | 4335.5942 | 4385.9167 | 36945.0014 | 35946.8744 | 34948.7473 | 33950.6203 | 32952.4932 |  | 0.22655 |  |  |  |  | 1 | 1 | 1 | 1 | 1 | [5 empty] | 8.0297 | 10.9308 | 570.7763 | 26826.484 | 684.9315 | 0.093606 | 0.064469 | 0.040084 | 0.037485 | 0.04029 | 0.093606 | 0.064469 | 0.040084 | 0.037485 | 0.04029 | 100000 | 100000 | 0 | 0 | 0
2529 |  |  |  | 9795.2055 |  |  |  |  | 3960.6344 | 4036.3669 | 4112.0994 | 4187.8319 | 4263.5644 | 34543.8058 | 33610.5508 | 32677.2958 | 31744.0408 | 30810.7858 |  | 0.43698 |  |  |  |  | 1 | 1 | 1 | 1 | 1 | [5 empty] | 6.2471 | 11.0206 | 570.7763 | 26826.484 | 684.9315 | 0.085853 | 0.030176 | 0.013203 | 0.0023021 | 0.0022223 | 0.085853 | 0.030176 | 0.013203 | 0.0023021 | 0.0022223 | 100000 | 100000 | 0 | 0 | 0
2530 |  |  |  | 9795.2055 |  |  |  |  | 4125.5827 | 4235.6877 | 4345.7927 | 4455.8977 | 4566.0027 | 32643.8735 | 31761.9482 | 30880.0228 | 29998.0975 | 29116.1721 |  | 0.34749 |  |  |  |  | 1 | 1 | 1 | 1 | 1 | [5 empty] | 4.8453 | 11.228 | 570.7763 | 26826.484 | 684.9315 | 0.083921 | 0.01325 | 0.0046025 | 0.00083194 | 0.00076824 | 0.083921 | 0.01325 | 0.0046025 | 0.00083194 | 0.00076824 | 100000 | 100000 | 0 | 0 | 0
2531 |  |  |  | 9795.2055 |  |  |  |  | 4662.602 | 4820.4453 | 4978.2886 | 5136.132 | 5293.9753 | 30916.7199 | 30081.4564 | 29246.1928 | 28410.9292 | 27575.6656 |  | 0.29592 |  |  |  |  | 1 | 1 | 1 | 1 | 1 | [5 empty] | 4.2818 | 11.073 | 570.7763 | 26826.484 | 684.9315 | 0.082552 | 0.013045 | 0.0046061 | 0.00068372 | 0.00078024 | 0.082552 | 0.013045 | 0.0046061 | 0.00068372 | 0.00078024 | 100000 | 100000 | 0 | 0 | 0
2532 |  |  |  | 9795.2055 |  |  |  |  | 4695.4042 | 4893.3967 | 5091.3892 | 5289.3817 | 5487.3742 | 30516.6262 | 29692.1718 | 28867.7174 | 28043.263 | 27218.8085 |  | 0.24728 |  |  |  |  | 1 | 1 | 1 | 1 | 1 | [5 empty] | 4.1748 | 11.4413 | 570.7763 | 26826.484 | 684.9315 | 0.082972 | 0.013052 | 0.0046071 | 0.00068628 | 0.00078016 | 0.082972 | 0.013052 | 0.0046071 | 0.00068628 | 0.00078016 | 100000 | 100000 | 0 | 0 | 0
2533 |  |  |  | 9795.2055 |  |  |  |  | 4602.6208 | 4863.0908 | 5123.5608 | 5384.0308 | 5644.5008 | 30015.3629 | 29204.4509 | 28393.5389 | 27582.6268 | 26771.7148 |  | 0.26242 |  |  |  |  | 1 | 1 | 1 | 1 | 1 | [5 empty] | 4.1484 | 11.8807 | 570.7763 | 26826.484 | 684.9315 | 0.082743 | 0.01304 | 0.0046305 | 0.00069019 | 0.00078297 | 0.082743 | 0.01304 | 0.0046305 | 0.00069019 | 0.00078297 | 100000 | 100000 | 0 | 0 | 0
2534 |  |  |  | 9795.2055 |  |  |  |  | 4418.9283 | 4738.5208 | 5058.1133 | 5377.7058 | 5697.2983 | 30402.9687 | 29581.5849 | 28760.2011 | 27938.8173 | 27117.4336 |  | 0.54897 |  |  |  |  | 1 | 1 | 1 | 1 | 1 | [5 empty] | 4.4656 | 11.9824 | 570.7763 | 26826.484 | 684.9315 | 0.082553 | 0.013033 | 0.0048305 | 0.00069866 | 0.0007807 | 0.082553 | 0.013033 | 0.0048305 | 0.00069865 | 0.0007807 | 100000 | 100000 | 0 | 0 | 0
2535 |  |  |  | 9795.2055 |  |  |  |  | 4038.4225 | 4478.845 | 4919.2675 | 5359.69 | 5800.1125 | 31363.447 | 30516.1144 | 29668.7817 | 28821.4491 | 27974.1165 |  | 0.51535 |  |  |  |  | 1 | 1 | 1 | 1 | 1 | [5 empty] | 4.0862 | 11.6438 | 570.7763 | 26826.484 | 684.9315 | 0.08243 | 0.013015 | 0.0048314 | 0.00068747 | 0.00076326 | 0.08243 | 0.013015 | 0.0048314 | 0.00068747 | 0.00076326 | 100000 | 100000 | 0 | 0 | 0
2536 |  |  |  | 9795.2055 |  |  |  |  | 4040.2969 | 4656.9611 | 5273.6252 | 5890.2894 | 6506.9536 | 33315.2812 | 32415.2167 | 31515.1523 | 30615.0878 | 29715.0233 |  | 0.26607 |  |  |  |  | 1 | 1 | 1 | 1 | 1 | [5 empty] | 3.7873 | 11.4709 | 570.7763 | 26826.484 | 684.9315 | 0.083906 | 0.023578 | 0.013326 | 0.002457 | 0.0015134 | 0.083906 | 0.023578 | 0.013326 | 0.002457 | 0.0015134 | 100000 | 100000 | 0 | 0 | 0
2537 |  |  |  | 9795.2055 |  |  |  |  | 4777.8784 | 5551.1484 | 6324.4184 | 7097.6884 | 7870.9584 | 35338.7245 | 34383.9936 | 33429.2626 | 32474.5316 | 31519.8007 |  | 0.18656 |  |  |  |  | 1 | 1 | 1 | 1 | 1 | [5 empty] | 5.0761 | 10.8789 | 570.7763 | 26826.484 | 684.9315 | 0.093294 | 0.039552 | 0.037191 | 0.035647 | 0.03462 | 0.093294 | 0.039552 | 0.037191 | 0.035647 | 0.03462 | 100000 | 100000 | 0 | 0 | 0
2538 |  |  |  | 9795.2055 |  |  |  |  | 5841.6077 | 6650.076 | 7458.5443 | 8267.0127 | 9075.481 | 36547.542 | 35560.153 | 34572.7639 | 33585.3748 | 32597.9858 |  | 0.0515 |  |  |  |  | 1 | 1 | 1 | 1 | 1 | [5 empty] | 5.9172 | 10.2197 | 570.7763 | 26826.484 | 684.9315 | 0.10026 | 0.092392 | 0.071819 | 0.045725 | 0.044531 | 0.10026 | 0.092392 | 0.071819 | 0.045725 | 0.044531 | 100000 | 100000 | 0 | 0 | 0
2539 |  |  |  | 9795.2055 |  |  |  |  | 6778.8141 | 7533.6049 | 8288.3957 | 9043.1866 | 9797.9774 | 37305.681 | 36297.8096 | 35289.9383 | 34282.0669 | 33274.1955 |  | 0 |  |  |  |  | 1 | 1 | 1 | 1 | 1 | [5 empty] | 8.3836 | 9.8642 | 570.7763 | 26826.484 | 684.9315 | 0.10412 | 0.09521 | 0.089724 | 0.053547 | 0.046446 | 0.10412 | 0.09521 | 0.089724 | 0.053547 | 0.046446 | 100000 | 100000 | 0 | 0 | 0
2540 |  |  |  | 9795.2055 |  |  |  |  | 6510.773 | 7129.3889 | 7748.0047 | 8366.6205 | 8985.2364 | 36592.2248 | 35603.6286 | 34615.0324 | 33626.4361 | 32637.8399 |  | 0 |  |  |  |  | 1 | 1 | 1 | 1 | 1 | [5 empty] | 11.3242 | 9.6728 | 570.7763 | 26826.484 | 684.9315 | 0.10428 | 0.095417 | 0.090094 | 0.053479 | 0.046126 | 0.10427 | 0.095417 | 0.090094 | 0.053479 | 0.046126 | 100000 | 100000 | 0 | 0 | 0
2541 |  |  |  | 9795.2055 |  |  |  |  | 5738.5149 | 6278.3191 | 6818.1233 | 7357.9274 | 7897.7316 | 32932.9441 | 32043.209 | 31153.474 | 30263.739 | 29374.0039 |  | 0 |  |  |  |  | 1 | 1 | 1 | 1 | 1 | [5 empty] | 12.6759 | 9.2652 | 570.7763 | 26826.484 | 684.9315 | 0.10432 | 0.096195 | 0.090156 | 0.052688 | 0.046053 | 0.10432 | 0.096195 | 0.090156 | 0.052688 | 0.046053 | 100000 | 100000 | 0 | 0 | 0
2542 |  |  |  | 9795.2055 |  |  |  |  | 5312.086 | 5773.3802 | 6234.6744 | 6695.9685 | 7157.2627 | 25014.5839 | 24338.7757 | 23662.9676 | 22987.1595 | 22311.3513 |  | 0 |  |  |  |  | 1 | 1 | 1 | 1 | 1 | [5 empty] | 12.2393 | 8.6487 | 570.7763 | 26826.484 | 684.9315 | 0.10429 | 0.095309 | 0.090015 | 0.051355 | 0.045342 | 0.10429 | 0.095309 | 0.090015 | 0.051355 | 0.045342 | 100000 | 100000 | 0 | 0 | 0
2543 |  |  |  | 9795.2055 |  |  |  |  | 3714.1491 | 4125.1482 | 4536.1474 | 4947.1466 | 5358.1457 | 17657.2416 | 17180.2035 | 16703.1655 | 16226.1275 | 15749.0895 |  | 0 |  |  |  |  | 1 | 1 | 1 | 1 | 1 | [5 empty] | 12.0105 | 7.959 | 570.7763 | 26826.484 | 684.9315 | 0.10429 | 0.094921 | 0.089047 | 0.050331 | 0.045048 | 0.10429 | 0.094921 | 0.089047 | 0.050331 | 0.045048 | 100000 | 100000 | 0 | 0 | 0
2544 |  |  |  | 9795.2055 |  |  |  |  | 2852.1794 | 3167.7569 | 3483.3344 | 3798.9119 | 4114.4894 | 12951.6737 | 12601.764 | 12251.8542 | 11901.9445 | 11552.0348 |  | 0 |  |  |  |  | 1 | 1 | 1 | 1 | 1 | [5 empty] | 12.1786 | 7.5737 | 570.7763 | 26826.484 | 684.9315 | 0.10431 | 0.094536 | 0.088697 | 0.050016 | 0.044642 | 0.10431 | 0.094536 | 0.088697 | 0.050016 | 0.044642 | 100000 | 100000 | 0 | 0 | 0
2545 |  |  |  | 9795.2055 |  |  |  |  | 2053.009 | 2225.674 | 2398.339 | 2571.004 | 2743.669 | 14057.4861 | 13677.7011 | 13297.9161 | 12918.1311 | 12538.3461 |  | 0 |  |  |  |  | 1 | 1 | 1 | 1 | 1 | [5 empty] | 11.9846 | 7.4656 | 570.7763 | 26826.484 | 684.9315 | 0.10437 | 0.09439 | 0.088331 | 0.049974 | 0.044632 | 0.10437 | 0.09439 | 0.088331 | 0.049974 | 0.044632 | 100000 | 100000 | 0 | 0 | 0
2546 |  |  |  | 9795.2055 |  |  |  |  | 1652.4902 | 1760.4502 | 1868.4102 | 1976.3702 | 2084.3302 | 14177.2386 | 13794.2183 | 13411.198 | 13028.1777 | 12645.1574 |  | 0 |  |  |  |  | 1 | 1 | 1 | 1 | 1 | [5 empty] | 12.1846 | 7.2933 | 570.7763 | 26826.484 | 684.9315 | 0.1044 | 0.094447 | 0.088362 | 0.049993 | 0.044653 | 0.1044 | 0.094447 | 0.088362 | 0.049993 | 0.044653 | 100000 | 100000 | 0 | 0 | 0
2547 |  |  |  | 9795.2055 |  |  |  |  | 1573.1333 | 1631.8433 | 1690.5533 | 1749.2633 | 1807.9733 | 16069.0839 | 15634.9525 | 15200.821 | 14766.6895 | 14332.5581 |  | 0 |  |  |  |  | 1 | 1 | 1 | 1 | 1 | [5 empty] | 12.0496 | 7.8912 | 570.7763 | 26826.484 | 684.9315 | 0.1043 | 0.093997 | 0.087615 | 0.049433 | 0.044501 | 0.1043 | 0.093997 | 0.087615 | 0.049433 | 0.044501 | 100000 | 100000 | 0 | 0 | 0
2548 |  |  |  | 9795.2055 |  |  |  |  | 1692.6355 | 1741.803 | 1790.9705 | 1840.138 | 1889.3055 | 20634.1888 | 20076.7239 | 19519.2589 | 18961.794 | 18404.3291 |  | 0 |  |  |  |  | 1 | 1 | 1 | 1 | 1 | [5 empty] | 11.8246 | 8.7136 | 570.7763 | 26826.484 | 684.9315 | 0.10388 | 0.081296 | 0.071613 | 0.046103 | 0.044043 | 0.10388 | 0.081296 | 0.071613 | 0.046104 | 0.044043 | 100000 | 100000 | 0 | 0 | 0
2549 |  |  |  | 9795.2055 |  |  |  |  | 2074.4821 | 2124.6396 | 2174.7971 | 2224.9546 | 2275.1121 | 30503.3115 | 29679.2168 | 28855.1221 | 28031.0274 | 27206.9327 |  | 0 |  |  |  |  | 1 | 1 | 1 | 1 | 1 | [5 empty] | 11.355 | 9.5278 | 570.7763 | 26826.484 | 684.9315 | 0.10226 | 0.078615 | 0.067714 | 0.046362 | 0.044126 | 0.10226 | 0.078615 | 0.067714 | 0.046362 | 0.044126 | 100000 | 100000 | 0 | 0 | 0
2550 |  |  |  | 9795.2055 |  |  |  |  | 2767.2209 | 2809.1559 | 2851.0909 | 2893.0259 | 2934.9609 | 36003.7289 | 35031.0318 | 34058.3347 | 33085.6376 | 32112.9405 |  | 0.01066 |  |  |  |  | 1 | 1 | 1 | 1 | 1 | [5 empty] | 11.0814 | 10.1719 | 570.7763 | 26826.484 | 684.9315 | 0.098839 | 0.070507 | 0.062504 | 0.045779 | 0.04387 | 0.098839 | 0.070507 | 0.062504 | 0.045779 | 0.04387 | 100000 | 100000 | 0 | 0 | 0
2551 |  |  |  | 9795.2055 |  |  |  |  | 3557.9888 | 3598.9613 | 3639.9338 | 3680.9063 | 3721.8788 | 34560.1574 | 33626.4607 | 32692.7639 | 31759.0672 | 30825.3704 |  | 0.10305 |  |  |  |  | 1 | 1 | 1 | 1 | 1 | [5 empty] | 9.8158 | 11.0341 | 570.7763 | 26826.484 | 684.9315 | 0.079578 | 0.041675 | 0.015212 | 0.0033349 | 0.032306 | 0.079578 | 0.041675 | 0.015212 | 0.0033349 | 0.032306 | 100000 | 100000 | 0 | 0 | 0
2552 |  |  |  | 9795.2055 |  |  |  |  | 3845.5408 | 3919.7883 | 3994.0358 | 4068.2833 | 4142.5308 | 32388.1197 | 31513.104 | 30638.0882 | 29763.0725 | 28888.0567 |  | 0.31069 |  |  |  |  | 1 | 1 | 1 | 1 | 1 | [5 empty] | 8.6362 | 10.9981 | 570.7763 | 26826.484 | 684.9315 | 0.069944 | 0.0027921 | 0.0014306 | 0.00067376 | 0.00065172 | 0.069944 | 0.0027921 | 0.0014306 | 0.00067376 | 0.00065172 | 100000 | 100000 | 0 | 0 | 0
2553 |  |  |  | 9795.2055 |  |  |  |  | 4512.1385 | 4635.0585 | 4757.9785 | 4880.8985 | 5003.8185 | 30286.4052 | 29468.1706 | 28649.9359 | 27831.7013 | 27013.4666 |  | 0.52536 |  |  |  |  | 1 | 1 | 1 | 1 | 1 | [5 empty] | 7.7934 | 11.5243 | 570.7763 | 26826.484 | 684.9315 | 0.069548 | 0.00017727 | 0.00037197 | 0.00028295 | 0.00029836 | 0.069548 | 0.00017727 | 0.00037197 | 0.00028295 | 0.00029836 | 100000 | 100000 | 0 | 0 | 0
2554 |  |  |  | 9795.2055 |  |  |  |  | 4978.0101 | 5219.2576 | 5460.5051 | 5701.7526 | 5943.0001 | 28624.2225 | 27850.8944 | 27077.5662 | 26304.238 | 25530.9098 |  | 0.68905 |  |  |  |  | 1 | 1 | 1 | 1 | 1 | [5 empty] | 6.4398 | 12.2104 | 570.7763 | 26826.484 | 684.9315 | 0.060068 | 0.00017695 | 0.00037094 | 0.0002813 | 0.00029671 | 0.060068 | 0.00017695 | 0.00037094 | 0.0002813 | 0.00029671 | 100000 | 100000 | 0 | 0 | 0
2555 |  |  |  | 9795.2055 |  |  |  |  | 5591.392 | 5894.897 | 6198.402 | 6501.907 | 6805.412 | 27112.0328 | 26379.5588 | 25647.0848 | 24914.6108 | 24182.1367 |  | 0.79565 |  |  |  |  | 1 | 1 | 1 | 1 | 1 | [5 empty] | 5.722 | 12.8613 | 570.7763 | 26826.484 | 684.9315 | 0.060763 | 0.00017603 | 0.0002391 | 0.00028155 | 0.00029817 | 0.060763 | 0.00017603 | 0.0002391 | 0.00028155 | 0.00029817 | 100000 | 100000 | 0 | 0 | 0
2556 |  |  |  | 9795.2055 |  |  |  |  | 5484.9604 | 5921.5338 | 6358.1071 | 6794.6804 | 7231.2538 | 26759.7036 | 26036.7483 | 25313.793 | 24590.8377 | 23867.8825 |  | 0.82943 |  |  |  |  | 1 | 1 | 1 | 1 | 1 | [5 empty] | 5.0273 | 12.5916 | 570.7763 | 26826.484 | 684.9315 | 0.060542 | 0.00017572 | 0.0002395 | 0.00028095 | 0.00029804 | 0.060542 | 0.00017572 | 0.00023949 | 0.00028095 | 0.00029804 | 100000 | 100000 | 0 | 0 | 0
2557 |  |  |  | 9795.2055 |  |  |  |  | 5249.6906 | 5749.2365 | 6248.7823 | 6748.3281 | 7247.874 | 26320.1717 | 25609.0911 | 24898.0105 | 24186.9298 | 23475.8492 |  | 0.82169 |  |  |  |  | 1 | 1 | 1 | 1 | 1 | [5 empty] | 4.772 | 12.7465 | 570.7763 | 26826.484 | 684.9315 | 0.060178 | 0.00017547 | 0.00023919 | 0.00027962 | 0.00029636 | 0.060178 | 0.00017547 | 0.00023919 | 0.00027962 | 0.00029636 | 100000 | 100000 | 0 | 0 | 0
2558 |  |  |  | 9795.2055 |  |  |  |  | 5426.143 | 5937.7613 | 6449.3797 | 6960.998 | 7472.6163 | 26658.5354 | 25938.3134 | 25218.0913 | 24497.8692 | 23777.6472 |  | 0.73774 |  |  |  |  | 1 | 1 | 1 | 1 | 1 | [5 empty] | 4.4499 | 12.6002 | 570.7763 | 26826.484 | 684.9315 | 0.059034 | 0.00018476 | 0.00025333 | 0.00029562 | 0.00030951 | 0.059034 | 0.00018476 | 0.00025333 | 0.00029562 | 0.00030951 | 100000 | 100000 | 0 | 0 | 0
2559 |  |  |  | 9795.2055 |  |  |  |  | 5566.1845 | 6055.8295 | 6545.4745 | 7035.1195 | 7524.7645 | 27499.2213 | 26756.2867 | 26013.3522 | 25270.4177 | 24527.4832 |  | 0.58834 |  |  |  |  | 1 | 1 | 1 | 1 | 1 | [5 empty] | 4.3603 | 11.9197 | 570.7763 | 26826.484 | 684.9315 | 0.058829 | 0.00018221 | 0.0002496 | 0.00029566 | 0.00030573 | 0.058829 | 0.00018221 | 0.0002496 | 0.00029566 | 0.00030573 | 100000 | 100000 | 0 | 0 | 0
2560 |  |  |  | 9795.2055 |  |  |  |  | 5767.8444 | 6241.5402 | 6715.236 | 7188.9319 | 7662.6277 | 29207.9193 | 28418.8216 | 27629.724 | 26840.6263 | 26051.5286 |  | 0.4091 |  |  |  |  | 1 | 1 | 1 | 1 | 1 | [5 empty] | 4.4236 | 11.3115 | 570.7763 | 26826.484 | 684.9315 | 0.06006 | 0.00027287 | 0.00023395 | 0.00028326 | 0.00029672 | 0.06006 | 0.00027287 | 0.00023395 | 0.00028326 | 0.00029672 | 100000 | 100000 | 0 | 0 | 0
2561 |  |  |  | 9795.2055 |  |  |  |  | 6437.2429 | 6943.7729 | 7450.3029 | 7956.8329 | 8463.3629 | 30979.4076 | 30142.4504 | 29305.4932 | 28468.536 | 27631.5788 |  | 0.24486 |  |  |  |  | 1 | 1 | 1 | 1 | 1 | [5 empty] | 4.7111 | 10.2392 | 570.7763 | 26826.484 | 684.9315 | 0.0678 | 0.01172 | 0.0062957 | 0.001176 | 0.0017426 | 0.0678 | 0.01172 | 0.0062957 | 0.001176 | 0.0017426 | 100000 | 100000 | 0 | 0 | 0
2562 |  |  |  | 9795.2055 |  |  |  |  | 7016.0813 | 7527.5613 | 8039.0413 | 8550.5213 | 9062.0013 | 32041.6186 | 31175.9641 | 30310.3096 | 29444.6551 | 28579.0006 |  | 0.0564 |  |  |  |  | 1 | 1 | 1 | 1 | 1 | [5 empty] | 5.6287 | 9.348 | 570.7763 | 26826.484 | 684.9315 | 0.096877 | 0.076863 | 0.066962 | 0.061533 | 0.044509 | 0.096877 | 0.076863 | 0.066962 | 0.061533 | 0.044509 | 100000 | 100000 | 0 | 0 | 0
2563 |  |  |  | 9795.2055 |  |  |  |  | 7207.4714 | 7674.7331 | 8141.9948 | 8609.2564 | 9076.5181 | 32707.8991 | 31824.244 | 30940.5889 | 30056.9338 | 29173.2787 |  | 0 |  |  |  |  | 1 | 1 | 1 | 1 | 1 | [5 empty] | 7.7213 | 8.6783 | 570.7763 | 26826.484 | 684.9315 | 0.10338 | 0.086511 | 0.082726 | 0.087339 | 0.079657 | 0.10338 | 0.086511 | 0.082726 | 0.087339 | 0.079657 | 100000 | 100000 | 0 | 0 | 0
2564 |  |  |  | 9795.2055 |  |  |  |  | 6468.0521 | 6887.3829 | 7306.7137 | 7726.0446 | 8145.3754 | 32085.8245 | 31218.9757 | 30352.1269 | 29485.2782 | 28618.4294 |  | 0 |  |  |  |  | 1 | 1 | 1 | 1 | 1 | [5 empty] | 10.4206 | 8.4899 | 570.7763 | 26826.484 | 684.9315 | 0.10509 | 0.096223 | 0.091959 | 0.088505 | 0.085687 | 0.10509 | 0.096223 | 0.091959 | 0.088505 | 0.085688 | 100000 | 100000 | 0 | 0 | 0
2565 |  |  |  | 9795.2055 |  |  |  |  | 5591.392 | 5976.542 | 6361.692 | 6746.842 | 7131.992 | 28881.2116 | 28100.9405 | 27320.6693 | 26540.3982 | 25760.127 |  | 0 |  |  |  |  | 1 | 1 | 1 | 1 | 1 | [5 empty] | 11.3912 | 8.4935 | 570.7763 | 26826.484 | 684.9315 | 0.10514 | 0.097223 | 0.09208 | 0.087603 | 0.085472 | 0.10514 | 0.097223 | 0.09208 | 0.087603 | 0.085472 | 100000 | 100000 | 0 | 0 | 0
2566 |  |  |  | 9795.2055 |  |  |  |  | 5585.7903 | 5940.3062 | 6294.822 | 6649.3378 | 7003.8537 | 21951.0794 | 21358.0366 | 20764.9939 | 20171.9511 | 19578.9083 |  | 0 |  |  |  |  | 1 | 1 | 1 | 1 | 1 | [5 empty] | 10.8434 | 7.9179 | 570.7763 | 26826.484 | 684.9315 | 0.10505 | 0.096137 | 0.091369 | 0.086498 | 0.084787 | 0.10505 | 0.096137 | 0.091369 | 0.086498 | 0.084787 | 100000 | 100000 | 0 | 0 | 0
2567 |  |  |  | 9795.2055 |  |  |  |  | 4315.1467 | 4653.5492 | 4991.9517 | 5330.3542 | 5668.7567 | 15497.0432 | 15078.3663 | 14659.6895 | 14241.0126 | 13822.3357 |  | 0 |  |  |  |  | 1 | 1 | 1 | 1 | 1 | [5 empty] | 9.8744 | 8.2129 | 570.7763 | 26826.484 | 684.9315 | 0.10577 | 0.096219 | 0.091009 | 0.086381 | 0.08805 | 0.10577 | 0.096219 | 0.091009 | 0.086381 | 0.08805 | 100000 | 100000 | 0 | 0 | 0
2568 |  |  |  | 9795.2055 |  |  |  |  | 3209.5148 | 3567.4956 | 3925.4765 | 4283.4573 | 4641.4381 | 11207.7046 | 10904.911 | 10602.1173 | 10299.3236 | 9996.5299 |  | 0 |  |  |  |  | 1 | 1 | 1 | 1 | 1 | [5 empty] | 8.1412 | 8.3105 | 570.7763 | 26826.484 | 684.9315 | 0.10553 | 0.096219 | 0.091319 | 0.086915 | 0.088123 | 0.10553 | 0.096219 | 0.091319 | 0.086915 | 0.088123 | 100000 | 100000 | 0 | 0 | 0
2569 |  |  |  | 9795.2055 |  |  |  |  | 2450.6147 | 2774.5522 | 3098.4897 | 3422.4272 | 3746.3647 | 12165.511 | 11836.8406 | 11508.1703 | 11179.5 | 10850.8297 |  | 0 |  |  |  |  | 1 | 1 | 1 | 1 | 1 | [5 empty] | 6.2997 | 8.0856 | 570.7763 | 26826.484 | 684.9315 | 0.1056 | 0.096189 | 0.09127 | 0.096263 | 0.08803 | 0.1056 | 0.096189 | 0.09127 | 0.096263 | 0.08803 | 100000 | 100000 | 0 | 0 | 0
2570 |  |  |  | 9795.2055 |  |  |  |  | 1984.6724 | 2203.4541 | 2422.2358 | 2641.0174 | 2859.7991 | 12266.2442 | 11934.8524 | 11603.4606 | 11272.0688 | 10940.677 |  | 0 |  |  |  |  | 1 | 1 | 1 | 1 | 1 | [5 empty] | 4.6006 | 7.3675 | 570.7763 | 26826.484 | 684.9315 | 0.10573 | 0.096306 | 0.091363 | 0.096645 | 0.088104 | 0.10573 | 0.096306 | 0.091363 | 0.096645 | 0.088104 | 100000 | 100000 | 0 | 0 | 0
2571 |  |  |  | 9795.2055 |  |  |  |  | 1866.5593 | 1958.626 | 2050.6927 | 2142.7593 | 2234.826 | 13902.3737 | 13526.7793 | 13151.185 | 12775.5906 | 12399.9962 |  | 0 |  |  |  |  | 1 | 1 | 1 | 1 | 1 | [5 empty] | 2.7177 | 6.8463 | 570.7763 | 26826.484 | 684.9315 | 0.10575 | 0.096105 | 0.091145 | 0.087568 | 0.088073 | 0.10575 | 0.096105 | 0.091145 | 0.087568 | 0.088073 | 100000 | 100000 | 0 | 0 | 0
2572 |  |  |  | 9795.2055 |  |  |  |  | 1972.5821 | 2029.7521 | 2086.9221 | 2144.0921 | 2201.2621 | 17855.4942 | 17373.1 | 16890.7059 | 16408.3118 | 15925.9177 |  | 0 |  |  |  |  | 1 | 1 | 1 | 1 | 1 | [5 empty] | 0.79655 | 7.6117 | 570.7763 | 26826.484 | 684.9315 | 0.10435 | 0.093028 | 0.089492 | 0.083769 | 0.083801 | 0.10435 | 0.093028 | 0.089492 | 0.083769 | 0.083801 | 100000 | 100000 | 0 | 0 | 0
2573 |  |  |  | 9795.2055 |  |  |  |  | 2269.26 | 2310.095 | 2350.93 | 2391.765 | 2432.6 | 26393.7844 | 25680.715 | 24967.6456 | 24254.5762 | 23541.5068 |  | 0 |  |  |  |  | 1 | 1 | 1 | 1 | 1 | [5 empty] | 0.46082 | 8.7009 | 570.7763 | 26826.484 | 684.9315 | 0.1053 | 0.095856 | 0.091322 | 0.094292 | 0.088177 | 0.1053 | 0.095856 | 0.091322 | 0.094292 | 0.088177 | 100000 | 100000 | 0 | 0 | 0
2574 |  |  |  | 9795.2055 |  |  |  |  | 2767.7531 | 2807.7631 | 2847.7731 | 2887.7831 | 2927.7931 | 31126.3897 | 30285.4615 | 29444.5334 | 28603.6052 | 27762.6771 |  | 0.00987 |  |  |  |  | 1 | 1 | 1 | 1 | 1 | [5 empty] | 0.89062 | 8.4971 | 570.7763 | 26826.484 | 684.9315 | 0.10522 | 0.096073 | 0.090909 | 0.094442 | 0.083351 | 0.10522 | 0.096073 | 0.090909 | 0.094442 | 0.083351 | 100000 | 100000 | 0 | 0 | 0
2575 |  |  |  | 9795.2055 |  |  |  |  | 3773.1097 | 3816.4197 | 3859.7297 | 3903.0397 | 3946.3497 | 29882.3265 | 29075.0087 | 28267.6908 | 27460.373 | 26653.0552 |  | 0.11356 |  |  |  |  | 1 | 1 | 1 | 1 | 1 | [5 empty] | 1.5211 | 8.03 | 570.7763 | 26826.484 | 684.9315 | 0.098513 | 0.046678 | 0.042661 | 0.0428 | 0.044429 | 0.098513 | 0.046678 | 0.042661 | 0.0428 | 0.044429 | 100000 | 100000 | 0 | 0 | 0
2576 |  |  |  | 9795.2055 |  |  |  |  | 4803.5769 | 4844.9619 | 4886.3469 | 4927.7319 | 4969.1169 | 28011.5758 | 27254.7992 | 26498.0226 | 25741.2461 | 24984.4695 |  | 0.20613 |  |  |  |  | 1 | 1 | 1 | 1 | 1 | [5 empty] | 1.7144 | 7.6567 | 570.7763 | 26826.484 | 684.9315 | 0.093341 | 0.032243 | 0.027446 | 0.019308 | 0.033831 | 0.093341 | 0.032242 | 0.027446 | 0.019308 | 0.033831 | 100000 | 100000 | 0 | 0 | 0
2577 |  |  |  | 9795.2055 |  |  |  |  | 5766.1524 | 5824.2849 | 5882.4174 | 5940.5499 | 5998.6824 | 26196.5536 | 25488.8127 | 24781.0718 | 24073.3309 | 23365.59 |  | 0.4192 |  |  |  |  | 1 | 1 | 1 | 1 | 1 | [5 empty] | 2.1947 | 7.8043 | 570.7763 | 26826.484 | 684.9315 | 0.086876 | 0.012301 | 0.010561 | 0.0066178 | 0.0021906 | 0.086876 | 0.012301 | 0.010561 | 0.0066178 | 0.0021906 | 100000 | 100000 | 0 | 0 | 0
2578 |  |  |  | 9795.2055 |  |  |  |  | 6481.3412 | 6557.8162 | 6634.2912 | 6710.7662 | 6787.2412 | 24761.7477 | 24092.7703 | 23423.7929 | 22754.8156 | 22085.8382 |  | 0.61307 |  |  |  |  | 1 | 1 | 1 | 1 | 1 | [5 empty] | 2.8513 | 7.7118 | 570.7763 | 26826.484 | 684.9315 | 0.086811 | 0.012392 | 0.01047 | 0.0048064 | 0.0021942 | 0.086811 | 0.012392 | 0.01047 | 0.0048064 | 0.0021941 | 100000 | 100000 | 0 | 0 | 0
2579 |  |  |  | 9795.2055 |  |  |  |  | 7326.7336 | 7448.0036 | 7569.2736 | 7690.5436 | 7811.8136 | 23455.4679 | 22821.7817 | 22188.0955 | 21554.4093 | 20920.7231 |  | 0.7449 |  |  |  |  | 1 | 1 | 1 | 1 | 1 | [5 empty] | 3.0056 | 7.1383 | 570.7763 | 26826.484 | 684.9315 | 0.086835 | 0.012514 | 0.010464 | 0.0048142 | 0.0022128 | 0.086835 | 0.012514 | 0.010464 | 0.0048142 | 0.0022128 | 100000 | 100000 | 0 | 0 | 0
2580 |  |  |  | 9795.2055 |  |  |  |  | 6977.0443 | 7151.4418 | 7325.8393 | 7500.2368 | 7674.6343 | 23149.461 | 22524.0421 | 21898.6231 | 21273.2042 | 20647.7853 |  | 0.72501 |  |  |  |  | 1 | 1 | 1 | 1 | 1 | [5 empty] | 3.2965 | 6.9211 | 570.7763 | 26826.484 | 684.9315 | 0.086875 | 0.012619 | 0.010481 | 0.0047667 | 0.0022155 | 0.086875 | 0.012619 | 0.010481 | 0.0047667 | 0.0022155 | 100000 | 100000 | 0 | 0 | 0
2581 |  |  |  | 9795.2055 |  |  |  |  | 6176.2932 | 6421.1157 | 6665.9382 | 6910.7607 | 7155.5832 | 22769.2446 | 22154.0979 | 21538.9511 | 20923.8043 | 20308.6575 |  | 0.63965 |  |  |  |  | 1 | 1 | 1 | 1 | 1 | [5 empty] | 3.3183 | 6.7009 | 570.7763 | 26826.484 | 684.9315 | 0.086869 | 0.01259 | 0.010481 | 0.0048437 | 0.0022252 | 0.086869 | 0.01259 | 0.010481 | 0.0048436 | 0.0022252 | 100000 | 100000 | 0 | 0 | 0
2582 |  |  |  | 9795.2055 |  |  |  |  | 5578.2874 | 5907.5049 | 6236.7224 | 6565.9399 | 6895.1574 | 23060.7206 | 22437.6991 | 21814.6776 | 21191.6562 | 20568.6347 |  | 0.56896 |  |  |  |  | 1 | 1 | 1 | 1 | 1 | [5 empty] | 3.4822 | 6.2771 | 570.7763 | 26826.484 | 684.9315 | 0.086852 | 0.012526 | 0.011198 | 0.0048008 | 0.00225 | 0.086852 | 0.012526 | 0.011198 | 0.0048009 | 0.00225 | 100000 | 100000 | 0 | 0 | 0
2583 |  |  |  | 9795.2055 |  |  |  |  | 5253.7088 | 5559.3588 | 5865.0088 | 6170.6588 | 6476.3088 | 23786.7295 | 23144.0937 | 22501.458 | 21858.8223 | 21216.1865 |  | 0.49211 |  |  |  |  | 1 | 1 | 1 | 1 | 1 | [5 empty] | 3.5373 | 6.2758 | 570.7763 | 26826.484 | 684.9315 | 0.086951 | 0.012737 | 0.011289 | 0.0050694 | 0.0022991 | 0.086951 | 0.012737 | 0.011289 | 0.0050694 | 0.0022991 | 100000 | 100000 | 0 | 0 | 0
2584 |  |  |  | 9795.2055 |  |  |  |  | 5292.7698 | 5647.2857 | 6001.8015 | 6356.3173 | 6710.8332 | 25262.5901 | 24580.0817 | 23897.5732 | 23215.0648 | 22532.5564 |  | 0.39663 |  |  |  |  | 1 | 1 | 1 | 1 | 1 | [5 empty] | 3.9165 | 6.3347 | 570.7763 | 26826.484 | 684.9315 | 0.089646 | 0.027754 | 0.029082 | 0.013581 | 0.011779 | 0.089646 | 0.027754 | 0.029082 | 0.013581 | 0.011779 | 100000 | 100000 | 0 | 0 | 0
2585 |  |  |  | 9795.2055 |  |  |  |  | 5954.0173 | 6368.4815 | 6782.9456 | 7197.4098 | 7611.874 | 26792.7673 | 26068.9188 | 25345.0702 | 24621.2217 | 23897.3731 |  | 0.18437 |  |  |  |  | 1 | 1 | 1 | 1 | 1 | [5 empty] | 4.0233 | 6.531 | 570.7763 | 26826.484 | 684.9315 | 0.10006 | 0.085436 | 0.04678 | 0.04174 | 0.042758 | 0.10006 | 0.085436 | 0.04678 | 0.04174 | 0.042758 | 100000 | 100000 | 0 | 0 | 0
2586 |  |  |  | 9795.2055 |  |  |  |  | 6494.3616 | 6986.0424 | 7477.7233 | 7969.4041 | 8461.0849 | 27713.4689 | 26964.7462 | 26216.0234 | 25467.3007 | 24718.5779 |  | 0.04775 |  |  |  |  | 1 | 1 | 1 | 1 | 1 | [5 empty] | 4.013 | 6.8014 | 570.7763 | 26826.484 | 684.9315 | 0.10485 | 0.09967 | 0.095039 | 0.099457 | 0.079578 | 0.10485 | 0.09967 | 0.095039 | 0.099456 | 0.079578 | 100000 | 100000 | 0 | 0 | 0
2587 |  |  |  | 9795.2055 |  |  |  |  | 6722.2176 | 7258.9968 | 7795.7759 | 8332.5551 | 8869.3343 | 28291.0589 | 27526.7317 | 26762.4044 | 25998.0772 | 25233.7499 |  | 0 |  |  |  |  | 1 | 1 | 1 | 1 | 1 | [5 empty] | 3.1956 | 7.0303 | 570.7763 | 26826.484 | 684.9315 | 0.10801 | 0.10241 | 0.098035 | 0.10485 | 0.099394 | 0.10801 | 0.10241 | 0.098035 | 0.10485 | 0.099394 | 100000 | 100000 | 0 | 0 | 0
2588 |  |  |  | 9795.2055 |  |  |  |  | 6232.0947 | 6728.5597 | 7225.0247 | 7721.4897 | 8217.9547 | 27755.7927 | 27005.9265 | 26256.0603 | 25506.1941 | 24756.328 |  | 0 |  |  |  |  | 1 | 1 | 1 | 1 | 1 | [5 empty] | 3.3656 | 7.9595 | 570.7763 | 26826.484 | 684.9315 | 0.10788 | 0.10076 | 0.097622 | 0.10441 | 0.099411 | 0.10788 | 0.10076 | 0.097622 | 0.10441 | 0.099411 | 100000 | 100000 | 0 | 0 | 0
2589 |  |  |  | 9795.2055 |  |  |  |  | 5476.9147 | 5878.4547 | 6279.9947 | 6681.5347 | 7083.0747 | 24986.9142 | 24311.8536 | 23636.793 | 22961.7324 | 22286.6718 |  | 0 |  |  |  |  | 1 | 1 | 1 | 1 | 1 | [5 empty] | 4.7794 | 7.6888 | 570.7763 | 26826.484 | 684.9315 | 0.10719 | 0.10067 | 0.097626 | 0.1044 | 0.098906 | 0.10719 | 0.10067 | 0.097626 | 0.1044 | 0.098906 | 100000 | 100000 | 0 | 0 | 0
2590 |  |  |  | 9795.2055 |  |  |  |  | 5234.1783 | 5576.265 | 5918.3516 | 6260.4383 | 6602.525 | 19002.6313 | 18489.2455 | 17975.8597 | 17462.4738 | 16949.088 |  | 0 |  |  |  |  | 1 | 1 | 1 | 1 | 1 | [5 empty] | 4.6298 | 7.4786 | 570.7763 | 26826.484 | 684.9315 | 0.10571 | 0.099979 | 0.096837 | 0.10292 | 0.097487 | 0.10571 | 0.099979 | 0.096837 | 0.10292 | 0.097487 | 100000 | 100000 | 0 | 0 | 0
2591 |  |  |  | 9795.2055 |  |  |  |  | 3790.7802 | 4052.1302 | 4313.4802 | 4574.8302 | 4836.1802 | 13417.3314 | 13054.8412 | 12692.351 | 12329.8607 | 11967.3705 |  | 0 |  |  |  |  | 1 | 1 | 1 | 1 | 1 | [5 empty] | 3.7008 | 7.8185 | 570.7763 | 26826.484 | 684.9315 | 0.10486 | 0.099759 | 0.095823 | 0.10182 | 0.096305 | 0.10486 | 0.099759 | 0.095823 | 0.10182 | 0.096305 | 100000 | 100000 | 0 | 0 | 0
2592 |  |  |  | 9795.2055 |  |  |  |  | 2569.0462 | 2765.6637 | 2962.2812 | 3158.8987 | 3355.5162 | 7926.1128 | 7711.9765 | 7497.8401 | 7283.7038 | 7069.5674 |  | 0 |  |  |  |  | 1 | 1 | 1 | 1 | 1 | [5 empty] | 2.1563 | 8.2555 | 570.7763 | 26826.484 | 684.9315 | 0.10435 | 0.09981 | 0.095923 | 0.10177 | 0.096167 | 0.10435 | 0.09981 | 0.095923 | 0.10177 | 0.096167 | 100000 | 100000 | 0 | 0 | 0
2593 |  |  |  | 9795.2055 |  |  |  |  | 1921.4576 | 2021.4426 | 2121.4276 | 2221.4126 | 2321.3976 | 8503.0412 | 8273.3182 | 8043.5953 | 7813.8723 | 7584.1493 |  | 0 |  |  |  |  | 1 | 1 | 1 | 1 | 1 | [5 empty] | 1.6421 | 7.7707 | 570.7763 | 26826.484 | 684.9315 | 0.10446 | 0.099854 | 0.095931 | 0.10171 | 0.096125 | 0.10446 | 0.099854 | 0.095931 | 0.10171 | 0.096125 | 100000 | 100000 | 0 | 0 | 0
2594 |  |  |  | 9795.2055 |  |  |  |  | 1646.3019 | 1695.1394 | 1743.9769 | 1792.8144 | 1841.6519 | 8858.2103 | 8618.8919 | 8379.5735 | 8140.255 | 7900.9366 |  | 0 |  |  |  |  | 1 | 1 | 1 | 1 | 1 | [5 empty] | 1.7575 | 7.1887 | 570.7763 | 26826.484 | 684.9315 | 0.1042 | 0.099898 | 0.096019 | 0.1017 | 0.096123 | 0.1042 | 0.099898 | 0.096019 | 0.1017 | 0.096123 | 100000 | 100000 | 0 | 0 | 0
2595 |  |  |  | 9795.2055 |  |  |  |  | 1612.9497 | 1654.3347 | 1695.7197 | 1737.1047 | 1778.4897 | 10402.9446 | 10121.8928 | 9840.8409 | 9559.7891 | 9278.7373 |  | 0 |  |  |  |  | 1 | 1 | 1 | 1 | 1 | [5 empty] | 2.3939 | 6.2826 | 570.7763 | 26826.484 | 684.9315 | 0.10413 | 0.099776 | 0.095803 | 0.10148 | 0.095925 | 0.10413 | 0.099776 | 0.095803 | 0.10148 | 0.095925 | 100000 | 100000 | 0 | 0 | 0
2596 |  |  |  | 9795.2055 |  |  |  |  | 1771.3726 | 1812.3451 | 1853.3176 | 1894.2901 | 1935.2626 | 14712.9161 | 14315.4237 | 13917.9312 | 13520.4388 | 13122.9463 |  | 0 |  |  |  |  | 1 | 1 | 1 | 1 | 1 | [5 empty] | 3.4484 | 5.1966 | 570.7763 | 26826.484 | 684.9315 | 0.10314 | 0.094574 | 0.09131 | 0.099414 | 0.092847 | 0.10314 | 0.094574 | 0.09131 | 0.099414 | 0.092847 | 100000 | 100000 | 0 | 0 | 0
2597 |  |  |  | 9795.2055 |  |  |  |  | 2437.4903 | 2478.6003 | 2519.7103 | 2560.8203 | 2601.9303 | 24605.3888 | 23940.6357 | 23275.8826 | 22611.1295 | 21946.3764 |  | 0 |  |  |  |  | 1 | 1 | 1 | 1 | 1 | [5 empty] | 4.1547 | 4.5917 | 570.7763 | 26826.484 | 684.9315 | 0.10522 | 0.099418 | 0.095741 | 0.10149 | 0.09637 | 0.10522 | 0.099418 | 0.095741 | 0.10149 | 0.09637 | 100000 | 100000 | 0 | 0 | 0
2598 |  |  |  | 9795.2055 |  |  |  |  | 3816.0481 | 3857.2956 | 3898.5431 | 3939.7906 | 3981.0381 | 30151.7568 | 29337.1599 | 28522.563 | 27707.9661 | 26893.3692 |  | 0.0129 |  |  |  |  | 1 | 1 | 1 | 1 | 1 | [5 empty] | 4.7136 | 4.4537 | 570.7763 | 26826.484 | 684.9315 | 0.10794 | 0.10115 | 0.097665 | 0.10471 | 0.098409 | 0.10794 | 0.10115 | 0.097665 | 0.10471 | 0.098409 | 100000 | 100000 | 0 | 0 | 0
2599 |  |  |  | 9795.2055 |  |  |  |  | 4701.7344 | 4743.2569 | 4784.7794 | 4826.3019 | 4867.8244 | 30390.7559 | 29569.7021 | 28748.6482 | 27927.5944 | 27106.5405 |  | 0.12113 |  |  |  |  | 1 | 1 | 1 | 1 | 1 | [5 empty] | 4.6492 | 4.5631 | 570.7763 | 26826.484 | 684.9315 | 0.10703 | 0.1004 | 0.091707 | 0.089566 | 0.086271 | 0.10703 | 0.1004 | 0.091707 | 0.089566 | 0.086271 | 100000 | 100000 | 0 | 0 | 0
2600 |  |  |  | 9795.2055 |  |  |  |  | 4136.5998 | 4186.2623 | 4235.9248 | 4285.5873 | 4335.2498 | 26617.7305 | 25898.6108 | 25179.4912 | 24460.3715 | 23741.2519 |  | 0.32992 |  |  |  |  | 1 | 1 | 1 | 1 | 1 | [5 empty] | 3.8911 | 4.7191 | 570.7763 | 26826.484 | 684.9315 | 0.10588 | 0.088588 | 0.061307 | 0.053877 | 0.043491 | 0.10588 | 0.088588 | 0.061307 | 0.053877 | 0.043491 | 100000 | 100000 | 0 | 0 | 0
2601 |  |  |  | 9795.2055 |  |  |  |  | 3915.1782 | 3990.6632 | 4066.1482 | 4141.6332 | 4217.1182 | 24670.3815 | 24003.8725 | 23337.3635 | 22670.8545 | 22004.3456 |  | 0.5313 |  |  |  |  | 1 | 1 | 1 | 1 | 1 | [5 empty] | 3.8921 | 4.3887 | 570.7763 | 26826.484 | 684.9315 | 0.097919 | 0.057504 | 0.047709 | 0.037327 | 0.04104 | 0.097919 | 0.057504 | 0.047709 | 0.037327 | 0.04104 | 100000 | 100000 | 0 | 0 | 0
2602 |  |  |  | 9795.2055 |  |  |  |  | 4078.2335 | 4187.981 | 4297.7285 | 4407.476 | 4517.2235 | 22939.2891 | 22319.5483 | 21699.8075 | 21080.0667 | 20460.3259 |  | 0.67637 |  |  |  |  | 1 | 1 | 1 | 1 | 1 | [5 empty] | 3.6902 | 3.5631 | 570.7763 | 26826.484 | 684.9315 | 0.095386 | 0.043778 | 0.037752 | 0.036084 | 0.040621 | 0.095386 | 0.043778 | 0.037752 | 0.036084 | 0.040621 | 100000 | 100000 | 0 | 0 | 0
2603 |  |  |  | 9795.2055 |  |  |  |  | 4609.0894 | 4774.0827 | 4939.0761 | 5104.0694 | 5269.0627 | 21007.4089 | 20439.8609 | 19872.3128 | 19304.7648 | 18737.2168 |  | 0.77087 |  |  |  |  | 1 | 1 | 1 | 1 | 1 | [5 empty] | 3.7969 | 4.0635 | 570.7763 | 26826.484 | 684.9315 | 0.095251 | 0.043486 | 0.03784 | 0.036333 | 0.040705 | 0.095251 | 0.043486 | 0.03784 | 0.036333 | 0.040705 | 100000 | 100000 | 0 | 0 | 0
2604 |  |  |  | 9795.2055 |  |  |  |  | 4641.5151 | 4843.6326 | 5045.7501 | 5247.8676 | 5449.9851 | 20008.9725 | 19468.3988 | 18927.8251 | 18387.2514 | 17846.6776 |  | 0.80142 |  |  |  |  | 1 | 1 | 1 | 1 | 1 | [5 empty] | 3.9912 | 4.602 | 570.7763 | 26826.484 | 684.9315 | 0.095231 | 0.043478 | 0.037851 | 0.036347 | 0.040723 | 0.095231 | 0.043478 | 0.037851 | 0.036347 | 0.040723 | 100000 | 100000 | 0 | 0 | 0
2605 |  |  |  | 9795.2055 |  |  |  |  | 4549.7966 | 4819.9466 | 5090.0966 | 5360.2466 | 5630.3966 | 19577.4983 | 19048.5815 | 18519.6647 | 17990.748 | 17461.8312 |  | 0.80613 |  |  |  |  | 1 | 1 | 1 | 1 | 1 | [5 empty] | 3.7761 | 4.9143 | 570.7763 | 26826.484 | 684.9315 | 0.095237 | 0.043471 | 0.037847 | 0.036353 | 0.040743 | 0.095237 | 0.043471 | 0.037847 | 0.036353 | 0.040743 | 100000 | 100000 | 0 | 0 | 0
2606 |  |  |  | 9795.2055 |  |  |  |  | 4368.2124 | 4692.0949 | 5015.9774 | 5339.8599 | 5663.7424 | 19104.0811 | 18587.9544 | 18071.8277 | 17555.7011 | 17039.5744 |  | 0.7376 |  |  |  |  | 1 | 1 | 1 | 1 | 1 | [5 empty] | 3.7843 | 5.6767 | 570.7763 | 26826.484 | 684.9315 | 0.095253 | 0.043484 | 0.03788 | 0.036353 | 0.040764 | 0.095253 | 0.043484 | 0.03788 | 0.036353 | 0.040764 | 100000 | 100000 | 0 | 0 | 0
2607 |  |  |  | 9795.2055 |  |  |  |  | 3992.0736 | 4413.9061 | 4835.7386 | 5257.5711 | 5679.4036 | 19368.8224 | 18845.5434 | 18322.2643 | 17798.9853 | 17275.7062 |  | 0.61641 |  |  |  |  | 1 | 1 | 1 | 1 | 1 | [5 empty] | 4.0248 | 5.8875 | 570.7763 | 26826.484 | 684.9315 | 0.095252 | 0.043481 | 0.037892 | 0.036532 | 0.040771 | 0.095252 | 0.043481 | 0.037892 | 0.036532 | 0.040771 | 100000 | 100000 | 0 | 0 | 0
2608 |  |  |  | 9795.2055 |  |  |  |  | 3993.9265 | 4606.4648 | 5219.0032 | 5831.5415 | 6444.0798 | 20251.3961 | 19704.2729 | 19157.1498 | 18610.0266 | 18062.9034 |  | 0.44706 |  |  |  |  | 1 | 1 | 1 | 1 | 1 | [5 empty] | 3.7539 | 5.4047 | 570.7763 | 26826.484 | 684.9315 | 0.095476 | 0.045653 | 0.038903 | 0.038595 | 0.041337 | 0.095476 | 0.045653 | 0.038903 | 0.038595 | 0.041337 | 100000 | 100000 | 0 | 0 | 0
2609 |  |  |  | 9795.2055 |  |  |  |  | 4723.0428 | 5506.7619 | 6290.4811 | 7074.2003 | 7857.9194 | 21417.6045 | 20838.9743 | 20260.3442 | 19681.7141 | 19103.084 |  | 0.25179 |  |  |  |  | 1 | 1 | 1 | 1 | 1 | [5 empty] | 4.1838 | 5.187 | 570.7763 | 26826.484 | 684.9315 | 0.10594 | 0.09633 | 0.091756 | 0.044473 | 0.044858 | 0.10594 | 0.09633 | 0.091756 | 0.044473 | 0.044858 | 100000 | 100000 | 0 | 0 | 0
2610 |  |  |  | 9795.2055 |  |  |  |  | 5774.5637 | 6605.0312 | 7435.4987 | 8265.9662 | 9096.4337 | 22988.8129 | 22367.7341 | 21746.6554 | 21125.5766 | 20504.4978 |  | 0.05847 |  |  |  |  | 1 | 1 | 1 | 1 | 1 | [5 empty] | 4.5735 | 5.3213 | 570.7763 | 26826.484 | 684.9315 | 0.10995 | 0.1159 | 0.10471 | 0.109 | 0.10832 | 0.10995 | 0.1159 | 0.10471 | 0.109 | 0.10832 | 100000 | 100000 | 0 | 0 | 0
2611 |  |  |  | 9795.2055 |  |  |  |  | 6701.0138 | 7476.4838 | 8251.9538 | 9027.4238 | 9802.8938 | 24966.0605 | 24291.5633 | 23617.0661 | 22942.5689 | 22268.0717 |  | 0 |  |  |  |  | 1 | 1 | 1 | 1 | 1 | [5 empty] | 6.4761 | 5.377 | 570.7763 | 26826.484 | 684.9315 | 0.11281 | 0.14619 | 0.11043 | 0.13081 | 0.11134 | 0.11281 | 0.14619 | 0.11043 | 0.13081 | 0.11134 | 100000 | 100000 | 0 | 0 | 0
2612 |  |  |  | 9795.2055 |  |  |  |  | 6436.049 | 7065.1149 | 7694.1807 | 8323.2465 | 8952.3124 | 24921.0003 | 24247.7204 | 23574.4406 | 22901.1608 | 22227.8809 |  | 0 |  |  |  |  | 1 | 1 | 1 | 1 | 1 | [5 empty] | 7.069 | 5.0617 | 570.7763 | 26826.484 | 684.9315 | 0.11287 | 0.14149 | 0.10855 | 0.13118 | 0.11007 | 0.11287 | 0.14149 | 0.10855 | 0.13118 | 0.11007 | 100000 | 100000 | 0 | 0 | 0
2613 |  |  |  | 9795.2055 |  |  |  |  | 5672.6541 | 6207.095 | 6741.5358 | 7275.9766 | 7810.4175 | 23151.3894 | 22525.9184 | 21900.4473 | 21274.9763 | 20649.5053 |  | 0 |  |  |  |  | 1 | 1 | 1 | 1 | 1 | [5 empty] | 6.3379 | 4.5218 | 570.7763 | 26826.484 | 684.9315 | 0.11212 | 0.12363 | 0.10716 | 0.12193 | 0.11008 | 0.11212 | 0.12363 | 0.10716 | 0.12193 | 0.11008 | 100000 | 100000 | 0 | 0 | 0
2614 |  |  |  | 9795.2055 |  |  |  |  | 5251.1193 | 5704.851 | 6158.5827 | 6612.3143 | 7066.046 | 17588.5135 | 17113.3322 | 16638.151 | 16162.9698 | 15687.7886 |  | 0 |  |  |  |  | 1 | 1 | 1 | 1 | 1 | [5 empty] | 3.1215 | 3.8255 | 570.7763 | 26826.484 | 684.9315 | 0.11022 | 0.11935 | 0.10513 | 0.11248 | 0.10908 | 0.11022 | 0.11935 | 0.10513 | 0.11248 | 0.10908 | 100000 | 100000 | 0 | 0 | 0
2615 |  |  |  | 9795.2055 |  |  |  |  | 3671.5219 | 4045.0402 | 4418.5585 | 4792.0769 | 5165.5952 | 10347.1862 | 10067.6408 | 9788.0954 | 9508.55 | 9229.0045 |  | 0 |  |  |  |  | 1 | 1 | 1 | 1 | 1 | [5 empty] | 2.0918 | 2.8188 | 570.7763 | 26826.484 | 684.9315 | 0.10996 | 0.11673 | 0.10471 | 0.11016 | 0.10831 | 0.10996 | 0.11673 | 0.10471 | 0.11016 | 0.10831 | 100000 | 100000 | 0 | 0 | 0
2616 |  |  |  | 9795.2055 |  |  |  |  | 2559.1679 | 2757.8479 | 2956.5279 | 3155.2079 | 3353.8879 | 7447.2888 | 7246.0886 | 7044.8884 | 6843.6883 | 6642.4881 |  | 0 |  |  |  |  | 1 | 1 | 1 | 1 | 1 | [5 empty] | 2.2056 | 1.9339 | 570.7763 | 26826.484 | 684.9315 | 0.10942 | 0.11587 | 0.10467 | 0.10944 | 0.10826 | 0.10942 | 0.11587 | 0.10466 | 0.10944 | 0.10826 | 100000 | 100000 | 0 | 0 | 0
2617 |  |  |  | 9795.2055 |  |  |  |  | 1914.0693 | 2012.7343 | 2111.3993 | 2210.0643 | 2308.7293 | 7987.9085 | 7772.1026 | 7556.2968 | 7340.4909 | 7124.6851 |  | 0 |  |  |  |  | 1 | 1 | 1 | 1 | 1 | [5 empty] | 2.4217 | 1.2088 | 570.7763 | 26826.484 | 684.9315 | 0.1094 | 0.11583 | 0.1047 | 0.10899 | 0.10839 | 0.1094 | 0.11583 | 0.1047 | 0.10899 | 0.10839 | 100000 | 100000 | 0 | 0 | 0
2618 |  |  |  | 9795.2055 |  |  |  |  | 1639.9716 | 1687.9841 | 1735.9966 | 1784.0091 | 1832.0216 | 8320.4516 | 8095.6616 | 7870.8716 | 7646.0816 | 7421.2915 |  | 0 |  |  |  |  | 1 | 1 | 1 | 1 | 1 | [5 empty] | 2.1567 | 1.4814 | 570.7763 | 26826.484 | 684.9315 | 0.10941 | 0.11582 | 0.10475 | 0.10898 | 0.10842 | 0.10941 | 0.11582 | 0.10475 | 0.10898 | 0.10842 | 100000 | 100000 | 0 | 0 | 0
2619 |  |  |  | 9795.2055 |  |  |  |  | 1606.7477 | 1647.7202 | 1688.6927 | 1729.6652 | 1770.6377 | 9771.0354 | 9507.0556 | 9243.0757 | 8979.0959 | 8715.1161 |  | 0 |  |  |  |  | 1 | 1 | 1 | 1 | 1 | [5 empty] | 2.5176 | 2.8528 | 570.7763 | 26826.484 | 684.9315 | 0.10942 | 0.11584 | 0.10474 | 0.10896 | 0.10839 | 0.10942 | 0.11584 | 0.10474 | 0.10896 | 0.10839 | 100000 | 100000 | 0 | 0 | 0
2620 |  |  |  | 9795.2055 |  |  |  |  | 1764.5615 | 1807.184 | 1849.8065 | 1892.429 | 1935.0515 | 13819.6468 | 13446.2874 | 13072.928 | 12699.5686 | 12326.2092 |  | 0 |  |  |  |  | 1 | 1 | 1 | 1 | 1 | [5 empty] | 3.2453 | 3.9362 | 570.7763 | 26826.484 | 684.9315 | 0.10908 | 0.11 | 0.10131 | 0.10504 | 0.10667 | 0.10908 | 0.11 | 0.10131 | 0.10504 | 0.10667 | 100000 | 100000 | 0 | 0 | 0
2621 |  |  |  | 9795.2055 |  |  |  |  | 2428.1178 | 2467.0278 | 2505.9378 | 2544.8478 | 2583.7578 | 23105.5269 | 22481.2949 | 21857.0629 | 21232.8309 | 20608.599 |  | 0 |  |  |  |  | 1 | 1 | 1 | 1 | 1 | [5 empty] | 3.8457 | 4.9101 | 570.7763 | 26826.484 | 684.9315 | 0.10908 | 0.11021 | 0.10265 | 0.10536 | 0.107 | 0.10908 | 0.11021 | 0.10265 | 0.10536 | 0.107 | 100000 | 100000 | 0 | 0 | 0
2622 |  |  |  | 9795.2055 |  |  |  |  | 3801.3748 | 3841.3848 | 3881.3948 | 3921.4048 | 3961.4148 | 28311.1391 | 27546.2694 | 26781.3996 | 26016.5299 | 25251.6602 |  | 0.01415 |  |  |  |  | 1 | 1 | 1 | 1 | 1 | [5 empty] | 4.4665 | 6.0535 | 570.7763 | 26826.484 | 684.9315 | 0.10909 | 0.10983 | 0.10272 | 0.10452 | 0.10591 | 0.10909 | 0.10983 | 0.10272 | 0.10452 | 0.10591 | 100000 | 100000 | 0 | 0 | 0
2623 |  |  |  | 9795.2055 |  |  |  |  | 4683.6556 | 4725.4531 | 4767.2506 | 4809.0481 | 4850.8456 | 28532.0209 | 27761.1837 | 26990.3465 | 26219.5093 | 25448.6721 |  | 0.12082 |  |  |  |  | 1 | 1 | 1 | 1 | 1 | [5 empty] | 5.1538 | 7.6792 | 570.7763 | 26826.484 | 684.9315 | 0.10682 | 0.097558 | 0.091903 | 0.046076 | 0.045727 | 0.10682 | 0.097558 | 0.091904 | 0.046076 | 0.045727 | 100000 | 100000 | 0 | 0 | 0
2624 |  |  |  | 9795.2055 |  |  |  |  | 4120.694 | 4169.8615 | 4219.029 | 4268.1965 | 4317.364 | 24993.368 | 24318.133 | 23642.898 | 22967.6631 | 22292.4281 |  | 0.33591 |  |  |  |  | 1 | 1 | 1 | 1 | 1 | [5 empty] | 4.0298 | 8.0929 | 570.7763 | 26826.484 | 684.9315 | 0.096803 | 0.041569 | 0.038225 | 0.040048 | 0.04184 | 0.096803 | 0.041569 | 0.038225 | 0.040048 | 0.04184 | 100000 | 100000 | 0 | 0 | 0
2625 |  |  |  | 9795.2055 |  |  |  |  | 3900.1238 | 3975.1138 | 4050.1038 | 4125.0938 | 4200.0838 | 23165.6854 | 22539.8282 | 21913.9709 | 21288.1137 | 20662.2564 |  | 0.12537 |  |  |  |  | 1 | 1 | 1 | 1 | 1 | [5 empty] | 4.0893 | 8.8333 | 570.7763 | 26826.484 | 684.9315 | 0.090998 | 0.034565 | 0.026928 | 0.024309 | 0.03367 | 0.090998 | 0.034565 | 0.026928 | 0.024308 | 0.03367 | 100000 | 100000 | 0 | 0 | 0
2626 |  |  |  | 9795.2055 |  |  |  |  | 4062.5521 | 4168.0096 | 4273.4671 | 4378.9246 | 4484.3821 | 21541.0286 | 20959.064 | 20377.0994 | 19795.1348 | 19213.1702 |  | 0.09237 |  |  |  |  | 1 | 1 | 1 | 1 | 1 | [5 empty] | 6.1 | 9.0101 | 570.7763 | 26826.484 | 684.9315 | 0.085437 | 0.014634 | 0.010236 | 0.0069682 | 0.014417 | 0.085437 | 0.014634 | 0.010236 | 0.0069682 | 0.014417 | 100000 | 100000 | 0 | 0 | 0
2627 |  |  |  | 9795.2055 |  |  |  |  | 4591.3668 | 4760.2093 | 4929.0518 | 5097.8943 | 5266.7368 | 19728.0478 | 19195.0637 | 18662.0796 | 18129.0955 | 17596.1114 |  | 0.04975 |  |  |  |  | 1 | 1 | 1 | 1 | 1 | [5 empty] | 7.4711 | 10.2217 | 570.7763 | 26826.484 | 684.9315 | 0.078421 | 0.0031997 | 0.0056267 | 0.0036316 | 0.0074202 | 0.078421 | 0.0031997 | 0.0056267 | 0.0036316 | 0.0074202 | 100000 | 100000 | 0 | 0 | 0
2628 |  |  |  | 9795.2055 |  |  |  |  | 4623.6679 | 4836.7854 | 5049.9029 | 5263.0204 | 5476.1379 | 18791.4781 | 18283.7969 | 17776.1157 | 17268.4345 | 16760.7533 |  | 0.24259 |  |  |  |  | 1 | 1 | 1 | 1 | 1 | [5 empty] | 9.6445 | 9.8831 | 570.7763 | 26826.484 | 684.9315 | 0.048189 | 0.0010576 | 0.0021686 | 0.0015783 | 0.0054265 | 0.048189 | 0.0010576 | 0.0021686 | 0.0015783 | 0.0054265 | 100000 | 100000 | 0 | 0 | 0
2629 |  |  |  | 9795.2055 |  |  |  |  | 4532.302 | 4791.012 | 5049.722 | 5308.432 | 5567.142 | 18385.8771 | 17889.1539 | 17392.4306 | 16895.7074 | 16398.9841 |  | 0.77843 |  |  |  |  | 1 | 1 | 1 | 1 | 1 | [5 empty] | 10.4489 | 12.1641 | 570.7763 | 26826.484 | 684.9315 | 0.041564 | 0.00090328 | 0.001671 | 0.0011165 | 0.0048535 | 0.041564 | 0.00090328 | 0.001671 | 0.0011165 | 0.0048535 | 100000 | 100000 | 0 | 0 | 0
2630 |  |  |  | 9795.2055 |  |  |  |  | 4351.416 | 4675.2985 | 4999.181 | 5323.0635 | 5646.946 | 17940.7713 | 17456.0733 | 16971.3753 | 16486.6773 | 16001.9793 |  | 0.64497 |  |  |  |  | 1 | 1 | 1 | 1 | 1 | [5 empty] | 10.8756 | 13.0295 | 570.7763 | 26826.484 | 684.9315 | 0.036821 | 0.00091948 | 0.0016815 | 0.0011059 | 0.0045358 | 0.036821 | 0.00091948 | 0.0016815 | 0.0011059 | 0.0045358 | 100000 | 100000 | 0 | 0 | 0
2631 |  |  |  | 9795.2055 |  |  |  |  | 3976.7235 | 4398.5568 | 4820.3902 | 5242.2235 | 5664.0568 | 18188.8034 | 17697.4044 | 17206.0054 | 16714.6064 | 16223.2074 |  | 0.50608 |  |  |  |  | 1 | 1 | 1 | 1 | 1 | [5 empty] | 9.9454 | 13.0075 | 570.7763 | 26826.484 | 684.9315 | 0.032053 | 0.00089974 | 0.0016587 | 0.0010537 | 0.0043905 | 0.032053 | 0.00089974 | 0.0016587 | 0.0010537 | 0.0043905 | 100000 | 100000 | 0 | 0 | 0
2632 |  |  |  | 9795.2055 |  |  |  |  | 3978.5693 | 4609.6693 | 5240.7693 | 5871.8693 | 6502.9693 | 19016.5094 | 18502.7486 | 17988.9878 | 17475.2271 | 16961.4663 |  | 0.18411 |  |  |  |  | 1 | 1 | 1 | 1 | 1 | [5 empty] | 6.5208 | 13.5119 | 570.7763 | 26826.484 | 684.9315 | 0.03115 | 0.00089135 | 0.0016641 | 0.0014811 | 0.0090608 | 0.03115 | 0.00089135 | 0.0016641 | 0.0014812 | 0.0090608 | 100000 | 100000 | 0 | 0 | 0
2633 |  |  |  | 9795.2055 |  |  |  |  | 4704.882 | 5465.0895 | 6225.297 | 6985.5045 | 7745.712 | 20111.0986 | 19567.7658 | 19024.433 | 18481.1001 | 17937.7673 |  | 0.18971 |  |  |  |  | 1 | 1 | 1 | 1 | 1 | [5 empty] | 10.1247 | 16.0342 | 570.7763 | 26826.484 | 684.9315 | 0.05633 | 0.010785 | 0.010867 | 0.020502 | 0.032331 | 0.05633 | 0.010785 | 0.010867 | 0.020502 | 0.032331 | 100000 | 100000 | 0 | 0 | 0
2634 |  |  |  | 9795.2055 |  |  |  |  | 5752.3596 | 6577.3271 | 7402.2946 | 8227.2621 | 9052.2296 | 21586.4855 | 21003.2928 | 20420.1001 | 19836.9074 | 19253.7147 |  | 0.05698 |  |  |  |  | 1 | 1 | 1 | 1 | 1 | [5 empty] | 9.1355 | 15.0433 | 570.7763 | 26826.484 | 684.9315 | 0.085472 | 0.033696 | 0.044235 | 0.040533 | 0.04293 | 0.085472 | 0.033696 | 0.044235 | 0.040533 | 0.04293 | 100000 | 100000 | 0 | 0 | 0
2635 |  |  |  | 9795.2055 |  |  |  |  | 6675.2474 | 7430.0383 | 8184.8291 | 8939.6199 | 9694.4108 | 23443.1208 | 22809.7682 | 22176.4156 | 21543.063 | 20909.7104 |  | 0 |  |  |  |  | 1 | 1 | 1 | 1 | 1 | [5 empty] | 8.264 | 15.7122 | 570.7763 | 26826.484 | 684.9315 | 0.091467 | 0.048455 | 0.050668 | 0.047362 | 0.044687 | 0.091467 | 0.048455 | 0.050668 | 0.047362 | 0.044687 | 100000 | 100000 | 0 | 0 | 0
2636 |  |  |  | 9795.2055 |  |  |  |  | 6411.3015 | 7067.5357 | 7723.7698 | 8380.004 | 9036.2382 | 23402.2641 | 22770.0153 | 22137.7665 | 21505.5177 | 20873.2689 |  | 0 |  |  |  |  | 1 | 1 | 1 | 1 | 1 | [5 empty] | 9.006 | 17.0806 | 570.7763 | 26826.484 | 684.9315 | 0.090537 | 0.04733 | 0.049659 | 0.046157 | 0.044282 | 0.090537 | 0.04733 | 0.049659 | 0.046157 | 0.044282 | 100000 | 100000 | 0 | 0 | 0
2637 |  |  |  | 9795.2055 |  |  |  |  | 5650.842 | 6170.9845 | 6691.127 | 7211.2695 | 7731.412 | 21742.2519 | 21154.851 | 20567.45 | 19980.049 | 19392.6481 |  | 0 |  |  |  |  | 1 | 1 | 1 | 1 | 1 | [5 empty] | 9.6015 | 15.5919 | 570.7763 | 26826.484 | 684.9315 | 0.090172 | 0.045827 | 0.047283 | 0.043941 | 0.044239 | 0.090172 | 0.045827 | 0.047283 | 0.043941 | 0.044239 | 100000 | 100000 | 0 | 0 | 0
2638 |  |  |  | 9795.2055 |  |  |  |  | 5230.928 | 5684.6605 | 6138.393 | 6592.1255 | 7045.858 | 16521.4874 | 16075.1335 | 15628.7797 | 15182.4259 | 14736.072 |  | 0 |  |  |  |  | 1 | 1 | 1 | 1 | 1 | [5 empty] | 10.2935 | 15.0807 | 570.7763 | 26826.484 | 684.9315 | 0.090284 | 0.045766 | 0.047373 | 0.042035 | 0.044143 | 0.090284 | 0.045766 | 0.047372 | 0.042035 | 0.044143 | 100000 | 100000 | 0 | 0 | 0
2639 |  |  |  | 9795.2055 |  |  |  |  | 3657.4043 | 4041.2618 | 4425.1193 | 4808.9768 | 5192.8343 | 9722.8748 | 9460.1961 | 9197.5174 | 8934.8387 | 8672.1601 |  | 0 |  |  |  |  | 1 | 1 | 1 | 1 | 1 | [5 empty] | 9.1749 | 13.4394 | 570.7763 | 26826.484 | 684.9315 | 0.089083 | 0.043554 | 0.045854 | 0.041604 | 0.043441 | 0.089083 | 0.043554 | 0.045854 | 0.041604 | 0.043441 | 100000 | 100000 | 0 | 0 | 0
2640 |  |  |  | 9795.2055 |  |  |  |  | 2549.3254 | 2757.6304 | 2965.9354 | 3174.2404 | 3382.5454 | 7538.4736 | 7334.8099 | 7131.1462 | 6927.4826 | 6723.8189 |  | 0 |  |  |  |  | 1 | 1 | 1 | 1 | 1 | [5 empty] | 7.7656 | 13.8524 | 570.7763 | 26826.484 | 684.9315 | 0.088248 | 0.041846 | 0.045461 | 0.041547 | 0.043293 | 0.088248 | 0.041846 | 0.045461 | 0.041547 | 0.043293 | 100000 | 100000 | 0 | 0 | 0
2641 |  |  |  | 9795.2055 |  |  |  |  | 1906.7078 | 2006.0328 | 2105.3578 | 2204.6828 | 2304.0078 | 8085.9955 | 7867.5396 | 7649.0838 | 7430.628 | 7212.1722 |  | 0 |  |  |  |  | 1 | 1 | 1 | 1 | 1 | [5 empty] | 7.1537 | 13.7769 | 570.7763 | 26826.484 | 684.9315 | 0.088248 | 0.040221 | 0.045246 | 0.041536 | 0.043269 | 0.088248 | 0.040221 | 0.045246 | 0.041536 | 0.043269 | 100000 | 100000 | 0 | 0 | 0
2642 |  |  |  | 9795.2055 |  |  |  |  | 1633.6643 | 1682.6668 | 1731.6693 | 1780.6718 | 1829.6743 | 8422.8375 | 8195.2814 | 7967.7253 | 7740.1691 | 7512.613 |  | 0 |  |  |  |  | 1 | 1 | 1 | 1 | 1 | [5 empty] | 6.3712 | 16.8055 | 570.7763 | 26826.484 | 684.9315 | 0.087826 | 0.038672 | 0.044731 | 0.041468 | 0.043239 | 0.087826 | 0.038672 | 0.044731 | 0.041468 | 0.043239 | 100000 | 100000 | 0 | 0 | 0
2643 |  |  |  | 9795.2055 |  |  |  |  | 1600.5682 | 1641.2657 | 1681.9632 | 1722.6607 | 1763.3582 | 9891.3438 | 9624.1137 | 9356.8836 | 9089.6534 | 8822.4233 |  | 0 |  |  |  |  | 1 | 1 | 1 | 1 | 1 | [5 empty] | 5.8765 | 17.1817 | 570.7763 | 26826.484 | 684.9315 | 0.087896 | 0.038724 | 0.044307 | 0.041427 | 0.043221 | 0.087896 | 0.038724 | 0.044307 | 0.041427 | 0.043221 | 100000 | 100000 | 0 | 0 | 0
2644 |  |  |  | 9795.2055 |  |  |  |  | 1757.775 | 1799.71 | 1841.645 | 1883.58 | 1925.515 | 13989.719 | 13611.7648 | 13233.8107 | 12855.8565 | 12477.9024 |  | 0 |  |  |  |  | 1 | 1 | 1 | 1 | 1 | [5 empty] | 5.4875 | 15.6941 | 570.7763 | 26826.484 | 684.9315 | 0.087218 | 0.036479 | 0.042989 | 0.040942 | 0.043582 | 0.087218 | 0.036479 | 0.042989 | 0.040942 | 0.043582 | 100000 | 100000 | 0 | 0 | 0
2645 |  |  |  | 9795.2055 |  |  |  |  | 2418.7793 | 2458.9268 | 2499.0743 | 2539.2218 | 2579.3693 | 23391.0399 | 22759.0943 | 22127.1488 | 21495.2032 | 20863.2577 |  | 0 |  |  |  |  | 1 | 1 | 1 | 1 | 1 | [5 empty] | 5.2736 | 15.7636 | 570.7763 | 26826.484 | 684.9315 | 0.08736 | 0.037664 | 0.044674 | 0.041494 | 0.043747 | 0.08736 | 0.037665 | 0.044674 | 0.041494 | 0.043747 | 100000 | 100000 | 0 | 0 | 0
2646 |  |  |  | 9795.2055 |  |  |  |  | 3786.7549 | 3829.3774 | 3871.9999 | 3914.6224 | 3957.2449 | 28661.496 | 27887.1608 | 27112.8256 | 26338.4904 | 25564.1553 |  | 0.016 |  |  |  |  | 1 | 1 | 1 | 1 | 1 | [5 empty] | 5.4442 | 17.7573 | 570.7763 | 26826.484 | 684.9315 | 0.087954 | 0.040618 | 0.048064 | 0.041534 | 0.043832 | 0.087954 | 0.040618 | 0.048064 | 0.041534 | 0.043832 | 100000 | 100000 | 0 | 0 | 0
2647 |  |  |  | 9795.2055 |  |  |  |  | 4665.6424 | 4706.3399 | 4747.0374 | 4787.7349 | 4828.4324 | 28885.797 | 28105.4019 | 27325.0069 | 26544.6119 | 25764.2169 |  | 0.12494 |  |  |  |  | 1 | 1 | 1 | 1 | 1 | [5 empty] | 6.3635 | 14.5083 | 570.7763 | 26826.484 | 684.9315 | 0.089494 | 0.024559 | 0.035632 | 0.038259 | 0.041381 | 0.089494 | 0.024559 | 0.035631 | 0.038259 | 0.041381 | 100000 | 100000 | 0 | 0 | 0
2648 |  |  |  | 9795.2055 |  |  |  |  | 4104.8459 | 4151.7034 | 4198.5609 | 4245.4184 | 4292.2759 | 25302.5655 | 24618.9771 | 23935.3887 | 23251.8003 | 22568.2119 |  | 0.33442 |  |  |  |  | 1 | 1 | 1 | 1 | 1 | [5 empty] | 6.629 | 15.6285 | 570.7763 | 26826.484 | 684.9315 | 0.075814 | 0.01266 | 0.011497 | 0.0093697 | 0.018741 | 0.075814 | 0.01266 | 0.011497 | 0.0093697 | 0.018741 | 100000 | 100000 | 0 | 0 | 0
2649 |  |  |  | 9795.2055 |  |  |  |  | 3885.1241 | 3959.6191 | 4034.1141 | 4108.6091 | 4183.1041 | 23452.1114 | 22818.5159 | 22184.9204 | 21551.3249 | 20917.7294 |  | 0.53159 |  |  |  |  | 1 | 1 | 1 | 1 | 1 | [5 empty] | 7.6831 | 15.2882 | 570.7763 | 26826.484 | 684.9315 | 0.060716 | 0.00089864 | 0.00087214 | 0.00084188 | 0.00066917 | 0.060716 | 0.00089864 | 0.00087214 | 0.00084188 | 0.00066917 | 100000 | 100000 | 0 | 0 | 0
2650 |  |  |  | 9795.2055 |  |  |  |  | 4046.9276 | 4153.4576 | 4259.9876 | 4366.5176 | 4473.0476 | 21807.2012 | 21218.0455 | 20628.8898 | 20039.7342 | 19450.5785 |  | 0.68346 |  |  |  |  | 1 | 1 | 1 | 1 | 1 | [5 empty] | 7.7814 | 14.2575 | 570.7763 | 26826.484 | 684.9315 | 0.014741 | 0.00016474 | 0.00040101 | 0.00067555 | 0.00066871 | 0.014741 | 0.00016475 | 0.00040101 | 0.00067555 | 0.00066871 | 100000 | 100000 | 0 | 0 | 0
2651 |  |  |  | 9795.2055 |  |  |  |  | 4573.7085 | 4742.5519 | 4911.3952 | 5080.2385 | 5249.0819 | 19971.5962 | 19432.0323 | 18892.4683 | 18352.9044 | 17813.3405 |  | 0.79028 |  |  |  |  | 1 | 1 | 1 | 1 | 1 | [5 empty] | 7.3291 | 14.5991 | 570.7763 | 26826.484 | 684.9315 | 0.0083698 | 0.00016317 | 0.0004105 | 0.00070189 | 0.00068764 | 0.0083698 | 0.00016317 | 0.0004105 | 0.00070189 | 0.00068765 | 100000 | 100000 | 0 | 0 | 0
2652 |  |  |  | 9795.2055 |  |  |  |  | 4605.8854 | 4800.4404 | 4994.9954 | 5189.5504 | 5384.1054 | 19023.258 | 18509.3149 | 17995.3718 | 17481.4287 | 16967.4856 |  | 0.84302 |  |  |  |  | 1 | 1 | 1 | 1 | 1 | [5 empty] | 7.1328 | 13.404 | 570.7763 | 26826.484 | 684.9315 | 0.0081608 | 0.00016281 | 0.00040862 | 0.00070277 | 0.00068688 | 0.0081608 | 0.00016281 | 0.00040862 | 0.00070277 | 0.00068688 | 100000 | 100000 | 0 | 0 | 0
2653 |  |  |  | 9795.2055 |  |  |  |  | 4514.8709 | 4777.1009 | 5039.3309 | 5301.5609 | 5563.7909 | 18612.7282 | 18109.8762 | 17607.0243 | 17104.1723 | 16601.3203 |  | 0.83629 |  |  |  |  | 1 | 1 | 1 | 1 | 1 | [5 empty] | 7.0338 | 10.6513 | 570.7763 | 26826.484 | 684.9315 | 0.0081568 | 0.00016709 | 0.00042144 | 0.00069616 | 0.00068737 | 0.0081568 | 0.00016709 | 0.00042144 | 0.00069616 | 0.00068737 | 100000 | 100000 | 0 | 0 | 0
2654 |  |  |  | 9795.2055 |  |  |  |  | 4334.6805 | 4655.3455 | 4976.0105 | 5296.6755 | 5617.3405 | 18162.2285 | 17671.5475 | 17180.8665 | 16690.1854 | 16199.5044 |  | 0.75146 |  |  |  |  | 1 | 1 | 1 | 1 | 1 | [5 empty] | 6.8994 | 15.7058 | 570.7763 | 26826.484 | 684.9315 | 0.0081505 | 0.00016514 | 0.000407 | 0.00069088 | 0.00068673 | 0.0081505 | 0.00016514 | 0.000407 | 0.00069088 | 0.00068673 | 100000 | 100000 | 0 | 0 | 0
2655 |  |  |  | 9795.2055 |  |  |  |  | 3961.4292 | 4384.6917 | 4807.9542 | 5231.2167 | 5654.4792 | 18413.4366 | 17915.9688 | 17418.501 | 16921.0331 | 16423.5653 |  | 0.63215 |  |  |  |  | 1 | 1 | 1 | 1 | 1 | [5 empty] | 6.8545 | 13.3293 | 570.7763 | 26826.484 | 684.9315 | 0.0081537 | 0.00015643 | 0.00037977 | 0.00067982 | 0.00067642 | 0.0081537 | 0.00015643 | 0.00037977 | 0.00067982 | 0.00067642 | 100000 | 100000 | 0 | 0 | 0
2656 |  |  |  | 9795.2055 |  |  |  |  | 3963.2678 | 4596.4303 | 5229.5928 | 5862.7553 | 6495.9178 | 19251.5782 | 18731.4667 | 18211.3552 | 17691.2437 | 17171.1321 |  | 0.46324 |  |  |  |  | 1 | 1 | 1 | 1 | 1 | [5 empty] | 6.7727 | 12.9845 | 570.7763 | 26826.484 | 684.9315 | 0.010023 | 0.0004806 | 0.00068521 | 0.000785 | 0.0052036 | 0.010023 | 0.0004806 | 0.00068521 | 0.000785 | 0.0052036 | 100000 | 100000 | 0 | 0 | 0
2657 |  |  |  | 9795.2055 |  |  |  |  | 4686.7872 | 5462.6697 | 6238.5522 | 7014.4347 | 7790.3172 | 20359.7964 | 19809.7446 | 19259.6929 | 18709.6411 | 18159.5893 |  | 0.25004 |  |  |  |  | 1 | 1 | 1 | 1 | 1 | [5 empty] | 6.2075 | 11.8346 | 570.7763 | 26826.484 | 684.9315 | 0.069164 | 0.011912 | 0.013192 | 0.032186 | 0.035235 | 0.069164 | 0.011912 | 0.013192 | 0.032186 | 0.035235 | 100000 | 100000 | 0 | 0 | 0
2658 |  |  |  | 9795.2055 |  |  |  |  | 5730.2362 | 6522.2054 | 7314.1746 | 8106.1437 | 8898.1129 | 21853.4235 | 21263.0191 | 20672.6146 | 20082.2102 | 19491.8057 |  | 0.05515 |  |  |  |  | 1 | 1 | 1 | 1 | 1 | [5 empty] | 6.1668 | 11.4684 | 570.7763 | 26826.484 | 684.9315 | 0.092554 | 0.062507 | 0.055021 | 0.042815 | 0.044075 | 0.092554 | 0.062507 | 0.055021 | 0.042815 | 0.044075 | 100000 | 100000 | 0 | 0 | 0
2659 |  |  |  | 9795.2055 |  |  |  |  | 6649.5746 | 7414.7038 | 8179.833 | 8944.9621 | 9710.0913 | 23733.0178 | 23091.8332 | 22450.6485 | 21809.4639 | 21168.2793 |  | 0 |  |  |  |  | 1 | 1 | 1 | 1 | 1 | [5 empty] | 7.6481 | 11.3259 | 570.7763 | 26826.484 | 684.9315 | 0.097968 | 0.07462 | 0.066678 | 0.047934 | 0.045244 | 0.097968 | 0.07462 | 0.066678 | 0.047934 | 0.045244 | 100000 | 100000 | 0 | 0 | 0
2660 |  |  |  | 9795.2055 |  |  |  |  | 6386.6439 | 7028.2489 | 7669.8539 | 8311.4589 | 8953.0639 | 23691.373 | 23051.3135 | 22411.254 | 21771.1944 | 21131.1349 |  | 0 |  |  |  |  | 1 | 1 | 1 | 1 | 1 | [5 empty] | 7.6695 | 10.8577 | 570.7763 | 26826.484 | 684.9315 | 0.10129 | 0.078049 | 0.070073 | 0.049324 | 0.045831 | 0.10129 | 0.078049 | 0.070073 | 0.049324 | 0.045831 | 100000 | 100000 | 0 | 0 | 0
2661 |  |  |  | 9795.2055 |  |  |  |  | 5629.109 | 6176.0623 | 6723.0157 | 7269.969 | 7816.9223 | 22010.5122 | 21415.8637 | 20821.2153 | 20226.5668 | 19631.9184 |  | 0 |  |  |  |  | 1 | 1 | 1 | 1 | 1 | [5 empty] | 6.6981 | 12.3852 | 570.7763 | 26826.484 | 684.9315 | 0.10225 | 0.093364 | 0.071058 | 0.049756 | 0.046151 | 0.10225 | 0.093364 | 0.071058 | 0.049756 | 0.046151 | 100000 | 100000 | 0 | 0 | 0
2662 |  |  |  | 9795.2055 |  |  |  |  | 5210.81 | 5663.03 | 6115.25 | 6567.47 | 7019.69 | 16724.6486 | 16272.806 | 15820.9635 | 15369.1209 | 14917.2784 |  | 0 |  |  |  |  | 1 | 1 | 1 | 1 | 1 | [5 empty] | 6.0336 | 11.8066 | 570.7763 | 26826.484 | 684.9315 | 0.10016 | 0.093889 | 0.069604 | 0.048582 | 0.045974 | 0.10016 | 0.093889 | 0.069604 | 0.048582 | 0.045974 | 100000 | 100000 | 0 | 0 | 0
2663 |  |  |  | 9795.2055 |  |  |  |  | 3643.3381 | 4020.7322 | 4398.1264 | 4775.5206 | 5152.9147 | 9841.772 | 9575.8811 | 9309.9902 | 9044.0993 | 8778.2085 |  | 0 |  |  |  |  | 1 | 1 | 1 | 1 | 1 | [5 empty] | 3.4283 | 11.1508 | 570.7763 | 26826.484 | 684.9315 | 0.098201 | 0.083033 | 0.068 | 0.047199 | 0.045074 | 0.098201 | 0.083033 | 0.068 | 0.047199 | 0.045074 | 100000 | 100000 | 0 | 0 | 0
2664 |  |  |  | 9795.2055 |  |  |  |  | 2539.5211 | 2751.2636 | 2963.0061 | 3174.7486 | 3386.4911 | 8384.3607 | 8157.844 | 7931.3274 | 7704.8108 | 7478.2942 |  | 0 |  |  |  |  | 1 | 1 | 1 | 1 | 1 | [5 empty] | 0.35321 | 10.3251 | 570.7763 | 26826.484 | 684.9315 | 0.097279 | 0.076819 | 0.066245 | 0.046745 | 0.044985 | 0.097279 | 0.076819 | 0.066245 | 0.046745 | 0.044985 | 100000 | 100000 | 0 | 0 | 0
2665 |  |  |  | 9795.2055 |  |  |  |  | 1899.3749 | 1997.7099 | 2096.0449 | 2194.3799 | 2292.7149 | 8996.192 | 8753.1458 | 8510.0996 | 8267.0534 | 8024.0071 |  | 0 |  |  |  |  | 1 | 1 | 1 | 1 | 1 | [5 empty] | 5.2361 | 9.8611 | 570.7763 | 26826.484 | 684.9315 | 0.096974 | 0.076949 | 0.066114 | 0.046703 | 0.044948 | 0.096974 | 0.076949 | 0.066114 | 0.046703 | 0.044948 | 100000 | 100000 | 0 | 0 | 0
2666 |  |  |  | 9795.2055 |  |  |  |  | 1627.3815 | 1677.374 | 1727.3665 | 1777.359 | 1827.3515 | 9373.1388 | 9119.9088 | 8866.6788 | 8613.4488 | 8360.2188 |  | 0 |  |  |  |  | 1 | 1 | 1 | 1 | 1 | [5 empty] | 6.0887 | 10.5458 | 570.7763 | 26826.484 | 684.9315 | 0.096906 | 0.076307 | 0.066034 | 0.046701 | 0.044931 | 0.096906 | 0.076307 | 0.066034 | 0.046701 | 0.044931 | 100000 | 100000 | 0 | 0 | 0
2667 |  |  |  | 9795.2055 |  |  |  |  | 1594.4126 | 1635.7976 | 1677.1826 | 1718.5676 | 1759.9526 | 11008.0661 | 10710.666 | 10413.2658 | 10115.8657 | 9818.4655 |  | 0 |  |  |  |  | 1 | 1 | 1 | 1 | 1 | [5 empty] | 5.7674 | 9.4413 | 570.7763 | 26826.484 | 684.9315 | 0.097225 | 0.077365 | 0.066889 | 0.046712 | 0.044907 | 0.097225 | 0.077365 | 0.066889 | 0.046712 | 0.044907 | 100000 | 100000 | 0 | 0 | 0
2668 |  |  |  | 9795.2055 |  |  |  |  | 1751.0149 | 1793.2249 | 1835.4349 | 1877.6449 | 1919.8549 | 15568.2716 | 15147.6704 | 14727.0691 | 14306.4679 | 13885.8667 |  | 0 |  |  |  |  | 1 | 1 | 1 | 1 | 1 | [5 empty] | 4.475 | 9.0281 | 570.7763 | 26826.484 | 684.9315 | 0.096507 | 0.075121 | 0.065615 | 0.045775 | 0.044797 | 0.096507 | 0.075121 | 0.065615 | 0.045775 | 0.044798 | 100000 | 100000 | 0 | 0 | 0
2669 |  |  |  | 9795.2055 |  |  |  |  | 2409.4771 | 2449.3496 | 2489.2221 | 2529.0946 | 2568.9671 | 26042.223 | 25338.6515 | 24635.0801 | 23931.5087 | 23227.9373 |  | 0 |  |  |  |  | 1 | 1 | 1 | 1 | 1 | [5 empty] | 4.4556 | 8.9977 | 570.7763 | 26826.484 | 684.9315 | 0.097204 | 0.078244 | 0.068055 | 0.04716 | 0.045306 | 0.097204 | 0.078244 | 0.068055 | 0.04716 | 0.045306 | 100000 | 100000 | 0 | 0 | 0
2670 |  |  |  | 9795.2055 |  |  |  |  | 3772.1916 | 3812.6141 | 3853.0366 | 3893.4591 | 3933.8816 | 31915.3079 | 31053.0659 | 30190.8239 | 29328.5819 | 28466.3399 |  | 0.01706 |  |  |  |  | 1 | 1 | 1 | 1 | 1 | [5 empty] | 4.31 | 9.0756 | 570.7763 | 26826.484 | 684.9315 | 0.09723 | 0.083117 | 0.064904 | 0.046065 | 0.045269 | 0.09723 | 0.083117 | 0.064904 | 0.046065 | 0.045269 | 100000 | 100000 | 0 | 0 | 0
2671 |  |  |  | 9795.2055 |  |  |  |  | 4647.699 | 4688.534 | 4729.369 | 4770.204 | 4811.039 | 32172.0363 | 31302.8584 | 30433.6805 | 29564.5025 | 28695.3246 |  | 0.13214 |  |  |  |  | 1 | 1 | 1 | 1 | 1 | [5 empty] | 3.2484 | 8.5344 | 570.7763 | 26826.484 | 684.9315 | 0.094146 | 0.057118 | 0.039853 | 0.042788 | 0.04413 | 0.094146 | 0.057119 | 0.039853 | 0.042788 | 0.04413 | 100000 | 100000 | 0 | 0 | 0
2672 |  |  |  | 9795.2055 |  |  |  |  | 4089.0593 | 4138.7218 | 4188.3843 | 4238.0468 | 4287.7093 | 28174.0264 | 27412.861 | 26651.6956 | 25890.5301 | 25129.3647 |  | 0.35336 |  |  |  |  | 1 | 1 | 1 | 1 | 1 | [5 empty] | 2.4889 | 8.3152 | 570.7763 | 26826.484 | 684.9315 | 0.087941 | 0.03762 | 0.034321 | 0.035806 | 0.041209 | 0.087941 | 0.03762 | 0.034321 | 0.035806 | 0.041209 | 100000 | 100000 | 0 | 0 | 0
2673 |  |  |  | 9795.2055 |  |  |  |  | 3870.1825 | 3943.6875 | 4017.1925 | 4090.6975 | 4164.2025 | 26111.9383 | 25406.4834 | 24701.0286 | 23995.5737 | 23290.1188 |  | 0.53401 |  |  |  |  | 1 | 1 | 1 | 1 | 1 | [5 empty] | 2.1101 | 7.7073 | 570.7763 | 26826.484 | 684.9315 | 0.085458 | 0.027185 | 0.019606 | 0.016751 | 0.021214 | 0.085458 | 0.027185 | 0.019606 | 0.016751 | 0.021214 | 100000 | 100000 | 0 | 0 | 0
2674 |  |  |  | 9795.2055 |  |  |  |  | 4031.3638 | 4140.3963 | 4249.4288 | 4358.4613 | 4467.4938 | 24278.7869 | 23622.8575 | 22966.9281 | 22310.9986 | 21655.0692 |  | 0.6924 |  |  |  |  | 1 | 1 | 1 | 1 | 1 | [5 empty] | 1.0616 | 7.0715 | 570.7763 | 26826.484 | 684.9315 | 0.085427 | 0.02719 | 0.019852 | 0.016673 | 0.016278 | 0.085427 | 0.02719 | 0.019852 | 0.016673 | 0.016278 | 100000 | 100000 | 0 | 0 | 0
2675 |  |  |  | 9795.2055 |  |  |  |  | 4556.1187 | 4716.7129 | 4877.3071 | 5037.9012 | 5198.4954 | 22232.8842 | 21632.228 | 21031.5718 | 20430.9157 | 19830.2595 |  | 0.67625 |  |  |  |  | 1 | 1 | 1 | 1 | 1 | [5 empty] | 1.0003 | 7.1717 | 570.7763 | 26826.484 | 684.9315 | 0.085407 | 0.027252 | 0.020246 | 0.016821 | 0.01641 | 0.085407 | 0.027252 | 0.020246 | 0.016822 | 0.01641 | 100000 | 100000 | 0 | 0 | 0
2676 |  |  |  | 9795.2055 |  |  |  |  | 4588.1718 | 4796.4768 | 5004.7818 | 5213.0868 | 5421.3918 | 21175.0751 | 20602.9973 | 20030.9195 | 19458.8417 | 18886.7639 |  | 0.77043 |  |  |  |  | 1 | 1 | 1 | 1 | 1 | [5 empty] | 1.0198 | 7.0271 | 570.7763 | 26826.484 | 684.9315 | 0.085423 | 0.027428 | 0.020508 | 0.017074 | 0.01641 | 0.085423 | 0.027428 | 0.020508 | 0.017074 | 0.01641 | 100000 | 100000 | 0 | 0 | 0
2677 |  |  |  | 9795.2055 |  |  |  |  | 4497.5074 | 4758.8574 | 5020.2074 | 5281.5574 | 5542.9074 | 20718.8598 | 20159.1074 | 19599.355 | 19039.6025 | 18479.8501 |  | 0.77851 |  |  |  |  | 1 | 1 | 1 | 1 | 1 | [5 empty] | 1.2699 | 6.9993 | 570.7763 | 26826.484 | 684.9315 | 0.085422 | 0.027438 | 0.020379 | 0.017173 | 0.016393 | 0.085422 | 0.027438 | 0.020379 | 0.017173 | 0.016393 | 100000 | 100000 | 0 | 0 | 0
2678 |  |  |  | 9795.2055 |  |  |  |  | 4318.01 | 4646.1825 | 4974.355 | 5302.5275 | 5630.7 | 20218.3784 | 19672.1472 | 19125.9161 | 18579.685 | 18033.4538 |  | 0.66518 |  |  |  |  | 1 | 1 | 1 | 1 | 1 | [5 empty] | 1.3403 | 7.2513 | 570.7763 | 26826.484 | 684.9315 | 0.085402 | 0.027466 | 0.020584 | 0.017222 | 0.016455 | 0.085402 | 0.027466 | 0.020584 | 0.017222 | 0.016455 | 100000 | 100000 | 0 | 0 | 0
2679 |  |  |  | 9795.2055 |  |  |  |  | 3946.1941 | 4395.1966 | 4844.1991 | 5293.2016 | 5742.2041 | 20499.1871 | 19945.3694 | 19391.5518 | 18837.7342 | 18283.9166 |  | 0.60021 |  |  |  |  | 1 | 1 | 1 | 1 | 1 | [5 empty] | 1.428 | 7.1278 | 570.7763 | 26826.484 | 684.9315 | 0.085378 | 0.027483 | 0.020659 | 0.017072 | 0.016535 | 0.085378 | 0.027483 | 0.020659 | 0.017072 | 0.016535 | 100000 | 100000 | 0 | 0 | 0
2680 |  |  |  | 9795.2055 |  |  |  |  | 3948.0257 | 4585.3132 | 5222.6007 | 5859.8882 | 6497.1757 | 21434.4352 | 20855.3503 | 20276.2655 | 19697.1807 | 19118.0959 |  | 0.46701 |  |  |  |  | 1 | 1 | 1 | 1 | 1 | [5 empty] | 1.4875 | 7.5464 | 570.7763 | 26826.484 | 684.9315 | 0.08545 | 0.030389 | 0.031078 | 0.031152 | 0.022105 | 0.08545 | 0.030389 | 0.031077 | 0.031152 | 0.022105 | 100000 | 100000 | 0 | 0 | 0
2681 |  |  |  | 9795.2055 |  |  |  |  | 4668.7625 | 5431.5825 | 6194.4025 | 6957.2225 | 7720.0425 | 22669.3089 | 22056.862 | 21444.4152 | 20831.9683 | 20219.5214 |  | 0.25139 |  |  |  |  | 1 | 1 | 1 | 1 | 1 | [5 empty] | 1.1536 | 7.4874 | 570.7763 | 26826.484 | 684.9315 | 0.095505 | 0.050607 | 0.043113 | 0.040914 | 0.042402 | 0.095505 | 0.050607 | 0.043113 | 0.040914 | 0.042401 | 100000 | 100000 | 0 | 0 | 0
2682 |  |  |  | 9795.2055 |  |  |  |  | 5708.1986 | 6549.6653 | 7391.1319 | 8232.5986 | 9074.0653 | 24332.317 | 23674.9414 | 23017.5657 | 22360.1901 | 21702.8145 |  | 0.06181 |  |  |  |  | 1 | 1 | 1 | 1 | 1 | [5 empty] | 1.0799 | 7.3684 | 570.7763 | 26826.484 | 684.9315 | 0.1073 | 0.10304 | 0.096987 | 0.097976 | 0.076381 | 0.1073 | 0.10304 | 0.096987 | 0.097976 | 0.076381 | 100000 | 100000 | 0 | 0 | 0
2683 |  |  |  | 9795.2055 |  |  |  |  | 6624.0014 | 7399.4714 | 8174.9414 | 8950.4114 | 9725.8814 | 26425.1176 | 25711.2017 | 24997.2858 | 24283.3699 | 23569.4539 |  | 0 |  |  |  |  | 1 | 1 | 1 | 1 | 1 | [5 empty] | 2.7548 | 6.9654 | 570.7763 | 26826.484 | 684.9315 | 0.10907 | 0.10989 | 0.10224 | 0.10478 | 0.10164 | 0.10907 | 0.10989 | 0.10224 | 0.10478 | 0.10164 | 100000 | 100000 | 0 | 0 | 0
2684 |  |  |  | 9795.2055 |  |  |  |  | 6362.0818 | 6972.3385 | 7582.5951 | 8192.8518 | 8803.1085 | 26375.8773 | 25663.2916 | 24950.706 | 24238.1204 | 23525.5348 |  | 0 |  |  |  |  | 1 | 1 | 1 | 1 | 1 | [5 empty] | 5.4578 | 6.65 | 570.7763 | 26826.484 | 684.9315 | 0.10907 | 0.10834 | 0.10239 | 0.10478 | 0.10054 | 0.10907 | 0.10834 | 0.10239 | 0.10478 | 0.10054 | 100000 | 100000 | 0 | 0 | 0
2685 |  |  |  | 9795.2055 |  |  |  |  | 5607.4603 | 6134.752 | 6662.0436 | 7189.3353 | 7716.627 | 24501.0913 | 23839.156 | 23177.2207 | 22515.2853 | 21853.35 |  | 0 |  |  |  |  | 1 | 1 | 1 | 1 | 1 | [5 empty] | 7.9153 | 6.4897 | 570.7763 | 26826.484 | 684.9315 | 0.10921 | 0.10781 | 0.10115 | 0.10438 | 0.098806 | 0.10921 | 0.10781 | 0.10115 | 0.10438 | 0.098806 | 100000 | 100000 | 0 | 0 | 0
2686 |  |  |  | 9795.2055 |  |  |  |  | 5190.7701 | 5650.5526 | 6110.3351 | 6570.1176 | 7029.9001 | 18610.163 | 18107.3804 | 17604.5977 | 17101.815 | 16599.0323 |  | 0 |  |  |  |  | 1 | 1 | 1 | 1 | 1 | [5 empty] | 10.1681 | 6.263 | 570.7763 | 26826.484 | 684.9315 | 0.10908 | 0.10644 | 0.10005 | 0.10326 | 0.097773 | 0.10908 | 0.10644 | 0.10005 | 0.10326 | 0.097773 | 100000 | 100000 | 0 | 0 | 0
2687 |  |  |  | 9795.2055 |  |  |  |  | 3629.3263 | 4006.7213 | 4384.1163 | 4761.5113 | 5138.9063 | 10944.5876 | 10648.9025 | 10353.2173 | 10057.5321 | 9761.847 |  | 0 |  |  |  |  | 1 | 1 | 1 | 1 | 1 | [5 empty] | 10.3267 | 6.5513 | 570.7763 | 26826.484 | 684.9315 | 0.10882 | 0.10473 | 0.099041 | 0.10221 | 0.096843 | 0.10882 | 0.10473 | 0.099041 | 0.10221 | 0.096843 | 100000 | 100000 | 0 | 0 | 0
2688 |  |  |  | 9795.2055 |  |  |  |  | 2529.7571 | 2729.8121 | 2929.8671 | 3129.9221 | 3329.9771 | 8340.1567 | 8114.8344 | 7889.512 | 7664.1896 | 7438.8672 |  | 0 |  |  |  |  | 1 | 1 | 1 | 1 | 1 | [5 empty] | 9.4481 | 7.0935 | 570.7763 | 26826.484 | 684.9315 | 0.10792 | 0.10385 | 0.098412 | 0.10216 | 0.096068 | 0.10792 | 0.10385 | 0.098412 | 0.10216 | 0.096068 | 100000 | 100000 | 0 | 0 | 0
2689 |  |  |  | 9795.2055 |  |  |  |  | 1892.0722 | 1990.7381 | 2089.4039 | 2188.0697 | 2286.7356 | 8948.6144 | 8706.8536 | 8465.0927 | 8223.3319 | 7981.5711 |  | 0 |  |  |  |  | 1 | 1 | 1 | 1 | 1 | [5 empty] | 7.9351 | 7.5753 | 570.7763 | 26826.484 | 684.9315 | 0.1079 | 0.10386 | 0.098432 | 0.10226 | 0.096067 | 0.1079 | 0.10386 | 0.098432 | 0.10226 | 0.096067 | 100000 | 100000 | 0 | 0 | 0
2690 |  |  |  | 9795.2055 |  |  |  |  | 1621.1246 | 1670.7871 | 1720.4496 | 1770.1121 | 1819.7746 | 9323.455 | 9071.5673 | 8819.6796 | 8567.7918 | 8315.9041 |  | 0 |  |  |  |  | 1 | 1 | 1 | 1 | 1 | [5 empty] | 7.0799 | 7.8261 | 570.7763 | 26826.484 | 684.9315 | 0.10791 | 0.10386 | 0.098453 | 0.10227 | 0.0961 | 0.10791 | 0.10386 | 0.098453 | 0.10227 | 0.0961 | 100000 | 100000 | 0 | 0 | 0
2691 |  |  |  | 9795.2055 |  |  |  |  | 1588.2824 | 1629.5299 | 1670.7774 | 1712.0249 | 1753.2724 | 10949.6781 | 10653.8554 | 10358.0327 | 10062.21 | 9766.3873 |  | 0 |  |  |  |  | 1 | 1 | 1 | 1 | 1 | [5 empty] | 7.1365 | 7.8721 | 570.7763 | 26826.484 | 684.9315 | 0.10792 | 0.10386 | 0.098441 | 0.1022 | 0.096066 | 0.10792 | 0.10386 | 0.098441 | 0.1022 | 0.096066 | 100000 | 100000 | 0 | 0 | 0
2692 |  |  |  | 9795.2055 |  |  |  |  | 1744.2826 | 1784.5676 | 1824.8526 | 1865.1376 | 1905.4226 | 15485.7407 | 15067.3691 | 14648.9976 | 14230.6261 | 13812.2546 |  | 0 |  |  |  |  | 1 | 1 | 1 | 1 | 1 | [5 empty] | 6.5271 | 8.356 | 570.7763 | 26826.484 | 684.9315 | 0.10538 | 0.10247 | 0.095711 | 0.099961 | 0.093998 | 0.10538 | 0.10247 | 0.095711 | 0.099961 | 0.093998 | 100000 | 100000 | 0 | 0 | 0
2693 |  |  |  | 9795.2055 |  |  |  |  | 2400.2131 | 2441.0481 | 2481.8831 | 2522.7181 | 2563.5531 | 25903.5588 | 25203.7336 | 24503.9084 | 23804.0832 | 23104.258 |  | 0 |  |  |  |  | 1 | 1 | 1 | 1 | 1 | [5 empty] | 5.9682 | 8.2922 | 570.7763 | 26826.484 | 684.9315 | 0.10762 | 0.10387 | 0.098615 | 0.10231 | 0.096107 | 0.10762 | 0.10387 | 0.098615 | 0.10231 | 0.096107 | 100000 | 100000 | 0 | 0 | 0
2694 |  |  |  | 9795.2055 |  |  |  |  | 3757.6883 | 3801.2733 | 3844.8583 | 3888.4433 | 3932.0283 | 31745.101 | 30887.4574 | 30029.8138 | 29172.1702 | 28314.5266 |  | 0.01764 |  |  |  |  | 1 | 1 | 1 | 1 | 1 | [5 empty] | 6.2136 | 8.0306 | 570.7763 | 26826.484 | 684.9315 | 0.10826 | 0.10398 | 0.098933 | 0.10239 | 0.096278 | 0.10826 | 0.10398 | 0.098933 | 0.10239 | 0.096278 | 100000 | 100000 | 0 | 0 | 0
2695 |  |  |  | 9795.2055 |  |  |  |  | 4629.8296 | 4672.1771 | 4714.5246 | 4756.8721 | 4799.2196 | 32000.1019 | 31135.5691 | 30271.0362 | 29406.5034 | 28541.9705 |  | 0.1017 |  |  |  |  | 1 | 1 | 1 | 1 | 1 | [5 empty] | 5.8978 | 7.7858 | 570.7763 | 26826.484 | 684.9315 | 0.10682 | 0.093943 | 0.090572 | 0.083631 | 0.071175 | 0.10682 | 0.093943 | 0.090572 | 0.083631 | 0.071175 | 100000 | 100000 | 0 | 0 | 0
2696 |  |  |  | 9795.2055 |  |  |  |  | 4073.3378 | 4123.6603 | 4173.9828 | 4224.3053 | 4274.6278 | 28023.8249 | 27266.7174 | 26509.6099 | 25752.5024 | 24995.3949 |  | 0.22967 |  |  |  |  | 1 | 1 | 1 | 1 | 1 | [5 empty] | 4.7903 | 7.6518 | 570.7763 | 26826.484 | 684.9315 | 0.10129 | 0.04859 | 0.042216 | 0.040012 | 0.041432 | 0.1013 | 0.04859 | 0.042216 | 0.040012 | 0.041432 | 100000 | 100000 | 0 | 0 | 0
2697 |  |  |  | 9795.2055 |  |  |  |  | 3855.3024 | 3931.0349 | 4006.7674 | 4082.4999 | 4158.2324 | 25972.8144 | 25271.1181 | 24569.4219 | 23867.7256 | 23166.0294 |  | 0.34215 |  |  |  |  | 1 | 1 | 1 | 1 | 1 | [5 empty] | 3.7018 | 7.8961 | 570.7763 | 26826.484 | 684.9315 | 0.096691 | 0.038541 | 0.036441 | 0.026184 | 0.026063 | 0.096691 | 0.038541 | 0.036441 | 0.026184 | 0.026063 | 100000 | 100000 | 0 | 0 | 0
2698 |  |  |  | 9795.2055 |  |  |  |  | 4015.864 | 4125.969 | 4236.074 | 4346.179 | 4456.284 | 24149.5166 | 23497.0796 | 22844.6426 | 22192.2056 | 21539.7686 |  | 0.5165 |  |  |  |  | 1 | 1 | 1 | 1 | 1 | [5 empty] | 2.6853 | 7.9622 | 570.7763 | 26826.484 | 684.9315 | 0.096332 | 0.038083 | 0.036044 | 0.023434 | 0.019378 | 0.096332 | 0.038083 | 0.036044 | 0.023434 | 0.019378 | 100000 | 100000 | 0 | 0 | 0
2699 |  |  |  | 9795.2055 |  |  |  |  | 4538.6014 | 4696.4448 | 4854.2881 | 5012.1314 | 5169.9748 | 22114.623 | 21517.1619 | 20919.7007 | 20322.2396 | 19724.7784 |  | 0.54445 |  |  |  |  | 1 | 1 | 1 | 1 | 1 | [5 empty] | 2.283 | 8.1708 | 570.7763 | 26826.484 | 684.9315 | 0.095803 | 0.03784 | 0.036028 | 0.019092 | 0.018608 | 0.095803 | 0.03784 | 0.036028 | 0.019092 | 0.018608 | 100000 | 100000 | 0 | 0 | 0
2700 |  |  |  | 9795.2055 |  |  |  |  | 4570.5313 | 4768.5238 | 4966.5163 | 5164.5088 | 5362.5013 | 21062.5485 | 20493.5108 | 19924.4731 | 19355.4353 | 18786.3976 |  | 0.3662 |  |  |  |  | 1 | 1 | 1 | 1 | 1 | [5 empty] | 2.1011 | 8.2711 | 570.7763 | 26826.484 | 684.9315 | 0.095807 | 0.037836 | 0.036025 | 0.019058 | 0.018605 | 0.095807 | 0.037836 | 0.036025 | 0.019058 | 0.018605 | 100000 | 100000 | 0 | 0 | 0
2701 |  |  |  | 9795.2055 |  |  |  |  | 4480.2154 | 4740.6854 | 5001.1554 | 5261.6254 | 5522.0954 | 20608.7189 | 20051.9421 | 19495.1653 | 18938.3885 | 18381.6117 |  | 0.41086 |  |  |  |  | 1 | 1 | 1 | 1 | 1 | [5 empty] | 1.5066 | 8.5413 | 570.7763 | 26826.484 | 684.9315 | 0.095576 | 0.037851 | 0.036031 | 0.018812 | 0.018335 | 0.095576 | 0.037851 | 0.036031 | 0.018812 | 0.018335 | 100000 | 100000 | 0 | 0 | 0
2702 |  |  |  | 9795.2055 |  |  |  |  | 4301.4082 | 4621.0007 | 4940.5932 | 5260.1857 | 5579.7782 | 20110.8468 | 19567.5208 | 19024.1948 | 18480.8688 | 17937.5428 |  | 0.35025 |  |  |  |  | 1 | 1 | 1 | 1 | 1 | [5 empty] | 1.299 | 8.7746 | 570.7763 | 26826.484 | 684.9315 | 0.095608 | 0.037763 | 0.036074 | 0.01883 | 0.018355 | 0.095608 | 0.037763 | 0.036074 | 0.01883 | 0.018355 | 100000 | 100000 | 0 | 0 | 0
2703 |  |  |  | 9795.2055 |  |  |  |  | 3931.0218 | 4371.4443 | 4811.8668 | 5252.2893 | 5692.7118 | 20390.1022 | 19839.2317 | 19288.3612 | 18737.4907 | 18186.6201 |  | 0.37563 |  |  |  |  | 1 | 1 | 1 | 1 | 1 | [5 empty] | 0.79042 | 8.1279 | 570.7763 | 26826.484 | 684.9315 | 0.095565 | 0.037795 | 0.036102 | 0.018838 | 0.018371 | 0.095565 | 0.037795 | 0.036102 | 0.018838 | 0.018371 | 100000 | 100000 | 0 | 0 | 0
2704 |  |  |  | 9795.2055 |  |  |  |  | 3932.8464 | 4549.5106 | 5166.1747 | 5782.8389 | 6399.5031 | 21320.2619 | 20744.2617 | 20168.2614 | 19592.2612 | 19016.2609 |  | 0.254 |  |  |  |  | 1 | 1 | 1 | 1 | 1 | [5 empty] | 1.3164 | 8.1076 | 570.7763 | 26826.484 | 684.9315 | 0.095601 | 0.037816 | 0.036267 | 0.019743 | 0.01956 | 0.095601 | 0.037816 | 0.036267 | 0.019743 | 0.01956 | 100000 | 100000 | 0 | 0 | 0
2705 |  |  |  | 9795.2055 |  |  |  |  | 4650.8121 | 5424.0821 | 6197.3521 | 6970.6221 | 7743.8921 | 22548.5065 | 21939.3233 | 21330.1401 | 20720.9569 | 20111.7737 |  | 0.16701 |  |  |  |  | 1 | 1 | 1 | 1 | 1 | [5 empty] | 1.9059 | 8.1973 | 570.7763 | 26826.484 | 684.9315 | 0.099621 | 0.077787 | 0.045231 | 0.042868 | 0.043751 | 0.099621 | 0.077787 | 0.045231 | 0.042868 | 0.043751 | 100000 | 100000 | 0 | 0 | 0
2706 |  |  |  | 9795.2055 |  |  |  |  | 5686.2518 | 6494.7201 | 7303.1885 | 8111.6568 | 8920.1251 | 24202.6552 | 23548.7825 | 22894.9099 | 22241.0373 | 21587.1647 |  | 0.04978 |  |  |  |  | 1 | 1 | 1 | 1 | 1 | [5 empty] | 3.0976 | 8.4892 | 570.7763 | 26826.484 | 684.9315 | 0.10737 | 0.10314 | 0.099451 | 0.10093 | 0.094749 | 0.10737 | 0.10314 | 0.099451 | 0.10093 | 0.094749 | 100000 | 100000 | 0 | 0 | 0
2707 |  |  |  | 9795.2055 |  |  |  |  | 6598.5335 | 7353.3243 | 8108.1152 | 8862.906 | 9617.6968 | 26284.3037 | 25574.1921 | 24864.0805 | 24153.9689 | 23443.8573 |  | 0 |  |  |  |  | 1 | 1 | 1 | 1 | 1 | [5 empty] | 6.1389 | 8.7455 | 570.7763 | 26826.484 | 684.9315 | 0.10907 | 0.10869 | 0.10356 | 0.10527 | 0.10816 | 0.10907 | 0.10869 | 0.10356 | 0.10527 | 0.10815 | 100000 | 100000 | 0 | 0 | 0
2708 |  |  |  | 9795.2055 |  |  |  |  | 6337.6209 | 6956.2368 | 7574.8526 | 8193.4684 | 8812.0843 | 26235.4735 | 25526.6811 | 24817.8888 | 24109.0964 | 23400.304 |  | 0 |  |  |  |  | 1 | 1 | 1 | 1 | 1 | [5 empty] | 8.7068 | 8.2084 | 570.7763 | 26826.484 | 684.9315 | 0.10907 | 0.10981 | 0.10388 | 0.10612 | 0.10818 | 0.10907 | 0.10981 | 0.10388 | 0.10612 | 0.10818 | 100000 | 100000 | 0 | 0 | 0
2709 |  |  |  | 9795.2055 |  |  |  |  | 5585.9008 | 6125.705 | 6665.5092 | 7205.3133 | 7745.1175 | 24370.8457 | 23712.4292 | 23054.0127 | 22395.5961 | 21737.1796 |  | 0 |  |  |  |  | 1 | 1 | 1 | 1 | 1 | [5 empty] | 9.4441 | 7.0151 | 570.7763 | 26826.484 | 684.9315 | 0.10908 | 0.10838 | 0.1037 | 0.10537 | 0.10826 | 0.10908 | 0.10838 | 0.1037 | 0.10537 | 0.10826 | 100000 | 100000 | 0 | 0 | 0
2710 |  |  |  | 9795.2055 |  |  |  |  | 5170.8126 | 5632.1068 | 6093.401 | 6554.6951 | 7015.9893 | 18511.5907 | 18011.4711 | 17511.3515 | 17011.2319 | 16511.1123 |  | 0 |  |  |  |  | 1 | 1 | 1 | 1 | 1 | [5 empty] | 10.3548 | 6.6557 | 570.7763 | 26826.484 | 684.9315 | 0.10908 | 0.10692 | 0.10254 | 0.10497 | 0.10683 | 0.10908 | 0.10692 | 0.10254 | 0.10497 | 0.10683 | 100000 | 100000 | 0 | 0 | 0
2711 |  |  |  | 9795.2055 |  |  |  |  | 3615.3724 | 4026.3715 | 4437.3707 | 4848.3699 | 5259.369 | 10886.9642 | 10592.8358 | 10298.7074 | 10004.579 | 9710.4507 |  | 0 |  |  |  |  | 1 | 1 | 1 | 1 | 1 | [5 empty] | 9.8107 | 5.8571 | 570.7763 | 26826.484 | 684.9315 | 0.10826 | 0.10548 | 0.10235 | 0.10425 | 0.10632 | 0.10826 | 0.10548 | 0.10235 | 0.10425 | 0.10632 | 100000 | 100000 | 0 | 0 | 0
2712 |  |  |  | 9795.2055 |  |  |  |  | 2776.3107 | 3091.8882 | 3407.4657 | 3723.0432 | 4038.6207 | 7166.1168 | 6972.513 | 6778.9091 | 6585.3052 | 6391.7014 |  | 0 |  |  |  |  | 1 | 1 | 1 | 1 | 1 | [5 empty] | 9.0697 | 4.7647 | 570.7763 | 26826.484 | 684.9315 | 0.10766 | 0.10535 | 0.1024 | 0.10428 | 0.10634 | 0.10766 | 0.10535 | 0.1024 | 0.10428 | 0.10634 | 100000 | 100000 | 0 | 0 | 0
2713 |  |  |  | 9795.2055 |  |  |  |  | 1998.3984 | 2171.0634 | 2343.7284 | 2516.3934 | 2689.0584 | 7685.4883 | 7477.8528 | 7270.2173 | 7062.5818 | 6854.9463 |  | 0 |  |  |  |  | 1 | 1 | 1 | 1 | 1 | [5 empty] | 8.0193 | 4.119 | 570.7763 | 26826.484 | 684.9315 | 0.10764 | 0.10535 | 0.1024 | 0.10428 | 0.10633 | 0.10764 | 0.10535 | 0.1024 | 0.10427 | 0.10632 | 100000 | 100000 | 0 | 0 | 0
2714 |  |  |  | 9795.2055 |  |  |  |  | 1608.5335 | 1716.4935 | 1824.4535 | 1932.4135 | 2040.3735 | 8004.8037 | 7788.5414 | 7572.2791 | 7356.0168 | 7139.7545 |  | 0 |  |  |  |  | 1 | 1 | 1 | 1 | 1 | [5 empty] | 7.8204 | 3.5689 | 570.7763 | 26826.484 | 684.9315 | 0.10773 | 0.10535 | 0.10242 | 0.10432 | 0.10638 | 0.10773 | 0.10535 | 0.10242 | 0.10432 | 0.10638 | 100000 | 100000 | 0 | 0 | 0
2715 |  |  |  | 9795.2055 |  |  |  |  | 1531.2876 | 1589.9976 | 1648.7076 | 1707.4176 | 1766.1276 | 9400.1426 | 9146.183 | 8892.2234 | 8638.2639 | 8384.3043 |  | 0 |  |  |  |  | 1 | 1 | 1 | 1 | 1 | [5 empty] | 7.1479 | 2.803 | 570.7763 | 26826.484 | 684.9315 | 0.10778 | 0.10531 | 0.1024 | 0.10434 | 0.10637 | 0.10778 | 0.10531 | 0.1024 | 0.10434 | 0.10637 | 100000 | 100000 | 0 | 0 | 0
2716 |  |  |  | 9795.2055 |  |  |  |  | 1647.6109 | 1696.7784 | 1745.9459 | 1795.1134 | 1844.2809 | 13295.3293 | 12936.1351 | 12576.941 | 12217.7469 | 11858.5528 |  | 0 |  |  |  |  | 1 | 1 | 1 | 1 | 1 | [5 empty] | 7.0569 | 2.4895 | 570.7763 | 26826.484 | 684.9315 | 0.10781 | 0.10412 | 0.10065 | 0.1028 | 0.1042 | 0.10781 | 0.10412 | 0.10065 | 0.1028 | 0.1042 | 100000 | 100000 | 0 | 0 | 0
2717 |  |  |  | 9795.2055 |  |  |  |  | 2019.3003 | 2069.4578 | 2119.6153 | 2169.7728 | 2219.9303 | 22225.4588 | 21625.0033 | 21024.5477 | 20424.0921 | 19823.6366 |  | 0 |  |  |  |  | 1 | 1 | 1 | 1 | 1 | [5 empty] | 7.5716 | 2.4384 | 570.7763 | 26826.484 | 684.9315 | 0.10855 | 0.10545 | 0.10232 | 0.10433 | 0.10639 | 0.10855 | 0.10545 | 0.10232 | 0.10432 | 0.10639 | 100000 | 100000 | 0 | 0 | 0
2718 |  |  |  | 9795.2055 |  |  |  |  | 2693.6121 | 2735.5471 | 2777.4821 | 2819.4171 | 2861.3521 | 27231.2593 | 26495.5642 | 25759.8691 | 25024.174 | 24288.4789 |  | 0.01874 |  |  |  |  | 1 | 1 | 1 | 1 | 1 | [5 empty] | 7.5803 | 2.2976 | 570.7763 | 26826.484 | 684.9315 | 0.10829 | 0.10505 | 0.10229 | 0.10348 | 0.10579 | 0.10829 | 0.10505 | 0.10229 | 0.10348 | 0.10579 | 100000 | 100000 | 0 | 0 | 0
2719 |  |  |  | 9795.2055 |  |  |  |  | 3463.3453 | 3504.3178 | 3545.2903 | 3586.2628 | 3627.2353 | 27441.6862 | 26700.3061 | 25958.926 | 25217.5459 | 24476.1658 |  | 0.13468 |  |  |  |  | 1 | 1 | 1 | 1 | 1 | [5 empty] | 6.7728 | 2.2308 | 570.7763 | 26826.484 | 684.9315 | 0.10646 | 0.094848 | 0.090861 | 0.051504 | 0.046471 | 0.10646 | 0.094848 | 0.090861 | 0.051504 | 0.046471 | 100000 | 100000 | 0 | 0 | 0
2720 |  |  |  | 9795.2055 |  |  |  |  | 3743.2484 | 3817.4959 | 3891.7434 | 3965.9909 | 4040.2384 | 24040.3381 | 23390.8507 | 22741.3634 | 22091.876 | 21442.3886 |  | 0.34918 |  |  |  |  | 1 | 1 | 1 | 1 | 1 | [5 empty] | 4.6284 | 3.157 | 570.7763 | 26826.484 | 684.9315 | 0.099355 | 0.043256 | 0.038133 | 0.03782 | 0.039991 | 0.099355 | 0.043256 | 0.038133 | 0.03782 | 0.039991 | 100000 | 100000 | 0 | 0 | 0
2721 |  |  |  | 9795.2055 |  |  |  |  | 4392.1144 | 4515.0344 | 4637.9544 | 4760.8744 | 4883.7944 | 22282.8241 | 21680.8187 | 21078.8133 | 20476.808 | 19874.8026 |  | 0.54018 |  |  |  |  | 1 | 1 | 1 | 1 | 1 | [5 empty] | 2.7978 | 2.7208 | 570.7763 | 26826.484 | 684.9315 | 0.091878 | 0.014526 | 0.02067 | 0.012353 | 0.006806 | 0.091878 | 0.014526 | 0.02067 | 0.012353 | 0.006806 | 100000 | 100000 | 0 | 0 | 0
2722 |  |  |  | 9795.2055 |  |  |  |  | 4845.5936 | 5086.8411 | 5328.0886 | 5569.3361 | 5810.5836 | 20720.5748 | 20160.7761 | 19600.9773 | 19041.1785 | 18481.3798 |  | 0.6849 |  |  |  |  | 1 | 1 | 1 | 1 | 1 | [5 empty] | 1.9058 | 2.411 | 570.7763 | 26826.484 | 684.9315 | 0.091711 | 0.014784 | 0.019572 | 0.0068903 | 0.0064611 | 0.091711 | 0.014784 | 0.019572 | 0.0068903 | 0.0064611 | 100000 | 100000 | 0 | 0 | 0
2723 |  |  |  | 9795.2055 |  |  |  |  | 5442.6595 | 5746.1645 | 6049.6695 | 6353.1745 | 6656.6795 | 18977.3036 | 18464.6021 | 17951.9005 | 17439.199 | 16926.4974 |  | 0.77964 |  |  |  |  | 1 | 1 | 1 | 1 | 1 | [5 empty] | 1.6589 | 1.9544 | 570.7763 | 26826.484 | 684.9315 | 0.091846 | 0.014939 | 0.019602 | 0.0068814 | 0.0064426 | 0.091846 | 0.014939 | 0.019602 | 0.0068814 | 0.0064426 | 100000 | 100000 | 0 | 0 | 0
2724 |  |  |  | 9795.2055 |  |  |  |  | 5339.059 | 5775.6324 | 6212.2057 | 6648.779 | 7085.3524 | 18076.9854 | 17588.6074 | 17100.2293 | 16611.8512 | 16123.4732 |  | 0.813 |  |  |  |  | 1 | 1 | 1 | 1 | 1 | [5 empty] | 1.6058 | 1.9537 | 570.7763 | 26826.484 | 684.9315 | 0.092368 | 0.014983 | 0.019716 | 0.0069279 | 0.0064337 | 0.092368 | 0.014983 | 0.019716 | 0.0069279 | 0.0064337 | 100000 | 100000 | 0 | 0 | 0
2725 |  |  |  | 9795.2055 |  |  |  |  | 5110.0475 | 5609.5933 | 6109.1391 | 6608.685 | 7108.2308 | 17686.5873 | 17208.7564 | 16730.9256 | 16253.0947 | 15775.2639 |  | 0.81173 |  |  |  |  | 1 | 1 | 1 | 1 | 1 | [5 empty] | 1.5373 | 1.926 | 570.7763 | 26826.484 | 684.9315 | 0.092451 | 0.015347 | 0.01967 | 0.0069038 | 0.006447 | 0.092451 | 0.015347 | 0.01967 | 0.0069038 | 0.006447 | 100000 | 100000 | 0 | 0 | 0
2726 |  |  |  | 9795.2055 |  |  |  |  | 5281.8061 | 5793.4245 | 6305.0428 | 6816.6611 | 7328.2795 | 17258.1207 | 16791.8656 | 16325.6104 | 15859.3553 | 15393.1001 |  | 0.74332 |  |  |  |  | 1 | 1 | 1 | 1 | 1 | [5 empty] | 1.8465 | 1.5007 | 570.7763 | 26826.484 | 684.9315 | 0.092053 | 0.015433 | 0.019838 | 0.0069377 | 0.0065128 | 0.092053 | 0.015433 | 0.019838 | 0.0069377 | 0.0065128 | 100000 | 100000 | 0 | 0 | 0
2727 |  |  |  | 9795.2055 |  |  |  |  | 5418.1225 | 5907.7675 | 6397.4125 | 6887.0575 | 7376.7025 | 17496.3766 | 17023.6846 | 16550.9926 | 16078.3006 | 15605.6086 |  | 0.62245 |  |  |  |  | 1 | 1 | 1 | 1 | 1 | [5 empty] | 1.812 | 1.4755 | 570.7763 | 26826.484 | 684.9315 | 0.091909 | 0.015213 | 0.019716 | 0.0069317 | 0.0065344 | 0.091909 | 0.015213 | 0.019716 | 0.0069317 | 0.0065344 | 100000 | 100000 | 0 | 0 | 0
2728 |  |  |  | 9795.2055 |  |  |  |  | 5614.4181 | 6088.114 | 6561.8098 | 7035.5056 | 7509.2015 | 18291.941 | 17797.7556 | 17303.5702 | 16809.3848 | 16315.1993 |  | 0.44959 |  |  |  |  | 1 | 1 | 1 | 1 | 1 | [5 empty] | 1.7855 | 1.987 | 570.7763 | 26826.484 | 684.9315 | 0.092013 | 0.01571 | 0.022913 | 0.017862 | 0.0070297 | 0.092013 | 0.01571 | 0.022913 | 0.017862 | 0.0070297 | 100000 | 100000 | 0 | 0 | 0
2729 |  |  |  | 9795.2055 |  |  |  |  | 6266.0105 | 6772.5405 | 7279.0705 | 7785.6005 | 8292.1305 | 19344.5329 | 18821.91 | 18299.2872 | 17776.6644 | 17254.0415 |  | 0.25738 |  |  |  |  | 1 | 1 | 1 | 1 | 1 | [5 empty] | 1.7175 | 2.5525 | 570.7763 | 26826.484 | 684.9315 | 0.10003 | 0.048478 | 0.042106 | 0.039822 | 0.0415 | 0.10003 | 0.048478 | 0.042106 | 0.039822 | 0.0415 | 100000 | 100000 | 0 | 0 | 0
2730 |  |  |  | 9795.2055 |  |  |  |  | 6829.4517 | 7340.9317 | 7852.4117 | 8363.8917 | 8875.3717 | 20763.6973 | 20202.7335 | 19641.7697 | 19080.8059 | 18519.8421 |  | 0.06229 |  |  |  |  | 1 | 1 | 1 | 1 | 1 | [5 empty] | 2.8043 | 3.2639 | 570.7763 | 26826.484 | 684.9315 | 0.10795 | 0.094837 | 0.08855 | 0.078446 | 0.046354 | 0.10796 | 0.094837 | 0.08855 | 0.078446 | 0.046354 | 100000 | 100000 | 0 | 0 | 0
2731 |  |  |  | 9795.2055 |  |  |  |  | 7015.7507 | 7483.0124 | 7950.2741 | 8417.5357 | 8884.7974 | 22549.5656 | 21940.3538 | 21331.142 | 20721.9302 | 20112.7183 |  | 0 |  |  |  |  | 1 | 1 | 1 | 1 | 1 | [5 empty] | 5.7592 | 4.3959 | 570.7763 | 26826.484 | 684.9315 | 0.10852 | 0.10231 | 0.093698 | 0.091485 | 0.048624 | 0.10852 | 0.10231 | 0.093698 | 0.091485 | 0.048624 | 100000 | 100000 | 0 | 0 | 0
2732 |  |  |  | 9795.2055 |  |  |  |  | 6296.0002 | 6715.331 | 7134.6618 | 7553.9927 | 7973.3235 | 22511.1032 | 21902.9305 | 21294.7578 | 20686.5851 | 20078.4124 |  | 0 |  |  |  |  | 1 | 1 | 1 | 1 | 1 | [5 empty] | 8.3275 | 6.5041 | 570.7763 | 26826.484 | 684.9315 | 0.10857 | 0.10028 | 0.091127 | 0.085932 | 0.048274 | 0.10857 | 0.10028 | 0.091127 | 0.085932 | 0.048274 | 100000 | 100000 | 0 | 0 | 0
2733 |  |  |  | 9795.2055 |  |  |  |  | 5442.6595 | 5827.8095 | 6212.9595 | 6598.1095 | 6983.2595 | 20915.3142 | 20350.2543 | 19785.1943 | 19220.1344 | 18655.0744 |  | 0 |  |  |  |  | 1 | 1 | 1 | 1 | 1 | [5 empty] | 9.1078 | 8.0361 | 570.7763 | 26826.484 | 684.9315 | 0.108 | 0.09815 | 0.088655 | 0.075022 | 0.047564 | 0.108 | 0.09815 | 0.088655 | 0.075022 | 0.047564 | 100000 | 100000 | 0 | 0 | 0
2734 |  |  |  | 9795.2055 |  |  |  |  | 5437.2068 | 5791.7227 | 6146.2385 | 6500.7543 | 6855.2702 | 15895.1396 | 15465.7075 | 15036.2754 | 14606.8433 | 14177.4113 |  | 0 |  |  |  |  | 1 | 1 | 1 | 1 | 1 | [5 empty] | 9.7228 | 10.5959 | 570.7763 | 26826.484 | 684.9315 | 0.10677 | 0.093548 | 0.082969 | 0.074217 | 0.046682 | 0.10677 | 0.093548 | 0.082969 | 0.074217 | 0.046682 | 100000 | 100000 | 0 | 0 | 0
2735 |  |  |  | 9795.2055 |  |  |  |  | 4200.3627 | 4538.7652 | 4877.1677 | 5215.5702 | 5553.9727 | 9356.2321 | 9103.4588 | 8850.6856 | 8597.9123 | 8345.1391 |  | 0 |  |  |  |  | 1 | 1 | 1 | 1 | 1 | [5 empty] | 9.9741 | 10.2866 | 570.7763 | 26826.484 | 684.9315 | 0.10421 | 0.088839 | 0.081347 | 0.071447 | 0.045844 | 0.10421 | 0.088839 | 0.081347 | 0.071447 | 0.045844 | 100000 | 100000 | 0 | 0 | 0
2736 |  |  |  | 9795.2055 |  |  |  |  | 3124.1436 | 3482.1245 | 3840.1053 | 4198.0861 | 4556.067 | 5686.6178 | 5532.9849 | 5379.352 | 5225.7191 | 5072.0863 |  | 0 |  |  |  |  | 1 | 1 | 1 | 1 | 1 | [5 empty] | 9.5323 | 10.5552 | 570.7763 | 26826.484 | 684.9315 | 0.10273 | 0.082648 | 0.073458 | 0.065782 | 0.045272 | 0.10273 | 0.082648 | 0.073458 | 0.065782 | 0.045272 | 100000 | 100000 | 0 | 0 | 0
2737 |  |  |  | 9795.2055 |  |  |  |  | 2385.4299 | 2709.3674 | 3033.3049 | 3357.2424 | 3681.1799 | 6094.9611 | 5930.2962 | 5765.6313 | 5600.9664 | 5436.3015 |  | 0 |  |  |  |  | 1 | 1 | 1 | 1 | 1 | [5 empty] | 8.8006 | 10.5717 | 570.7763 | 26826.484 | 684.9315 | 0.10176 | 0.081019 | 0.07111 | 0.063969 | 0.045044 | 0.10176 | 0.081019 | 0.07111 | 0.063969 | 0.045044 | 100000 | 100000 | 0 | 0 | 0
2738 |  |  |  | 9795.2055 |  |  |  |  | 1931.8813 | 2150.663 | 2369.4447 | 2588.2263 | 2807.008 | 6345.2981 | 6173.87 | 6002.4418 | 5831.0136 | 5659.5855 |  | 0 |  |  |  |  | 1 | 1 | 1 | 1 | 1 | [5 empty] | 7.8555 | 10.4558 | 570.7763 | 26826.484 | 684.9315 | 0.10171 | 0.081128 | 0.070707 | 0.063528 | 0.045035 | 0.10171 | 0.081128 | 0.070707 | 0.063528 | 0.045035 | 100000 | 100000 | 0 | 0 | 0
2739 |  |  |  | 9795.2055 |  |  |  |  | 1816.91 | 1908.9766 | 2001.0433 | 2093.11 | 2185.1766 | 7450.3879 | 7249.104 | 7047.8201 | 6846.5362 | 6645.2524 |  | 0 |  |  |  |  | 1 | 1 | 1 | 1 | 1 | [5 empty] | 6.9004 | 10.6786 | 570.7763 | 26826.484 | 684.9315 | 0.10141 | 0.080164 | 0.070341 | 0.063172 | 0.044935 | 0.10141 | 0.080164 | 0.070341 | 0.063172 | 0.044935 | 100000 | 100000 | 0 | 0 | 0
2740 |  |  |  | 9795.2055 |  |  |  |  | 1920.1126 | 1977.2826 | 2034.4526 | 2091.6226 | 2148.7926 | 10538.7983 | 10254.0761 | 9969.354 | 9684.6319 | 9399.9097 |  | 0 |  |  |  |  | 1 | 1 | 1 | 1 | 1 | [5 empty] | 5.2132 | 9.8747 | 570.7763 | 26826.484 | 684.9315 | 0.099077 | 0.074615 | 0.060532 | 0.044772 | 0.04448 | 0.099077 | 0.074615 | 0.060532 | 0.044772 | 0.04448 | 100000 | 100000 | 0 | 0 | 0
2741 |  |  |  | 9795.2055 |  |  |  |  | 2208.899 | 2249.734 | 2290.569 | 2331.404 | 2372.239 | 17601.7996 | 17126.2594 | 16650.7193 | 16175.1791 | 15699.6389 |  | 0 |  |  |  |  | 1 | 1 | 1 | 1 | 1 | [5 empty] | 3.9979 | 9.8777 | 570.7763 | 26826.484 | 684.9315 | 0.099022 | 0.077208 | 0.05614 | 0.045621 | 0.04464 | 0.099022 | 0.077208 | 0.05614 | 0.045621 | 0.04464 | 100000 | 100000 | 0 | 0 | 0
2742 |  |  |  | 9795.2055 |  |  |  |  | 2694.1326 | 2734.1426 | 2774.1526 | 2814.1626 | 2854.1726 | 21559.2521 | 20976.7951 | 20394.3382 | 19811.8813 | 19229.4243 |  | 0.02058 |  |  |  |  | 1 | 1 | 1 | 1 | 1 | [5 empty] | 2.9643 | 10.1824 | 570.7763 | 26826.484 | 684.9315 | 0.098393 | 0.066664 | 0.042093 | 0.040968 | 0.043306 | 0.098393 | 0.066664 | 0.042093 | 0.040968 | 0.043306 | 100000 | 100000 | 0 | 0 | 0
2743 |  |  |  | 9795.2055 |  |  |  |  | 3672.7472 | 3716.0572 | 3759.3672 | 3802.6772 | 3845.9872 | 21716.6318 | 21129.923 | 20543.2142 | 19956.5054 | 19369.7966 |  | 0.12792 |  |  |  |  | 1 | 1 | 1 | 1 | 1 | [5 empty] | 1.756 | 10.3333 | 570.7763 | 26826.484 | 684.9315 | 0.085443 | 0.0043102 | 0.0018257 | 0.0040851 | 0.031634 | 0.085443 | 0.0043101 | 0.0018257 | 0.0040851 | 0.031634 | 100000 | 100000 | 0 | 0 | 0
2744 |  |  |  | 9795.2055 |  |  |  |  | 4675.8047 | 4717.1897 | 4758.5747 | 4799.9597 | 4841.3447 | 19034.3277 | 18520.0856 | 18005.8434 | 17491.6012 | 16977.3591 |  | 0.32313 |  |  |  |  | 1 | 1 | 1 | 1 | 1 | [5 empty] | 0.29075 | 10.1095 | 570.7763 | 26826.484 | 684.9315 | 0.063994 | 0.00085861 | 0.00041525 | 0.00047215 | 0.00047103 | 0.063994 | 0.00085861 | 0.00041525 | 0.00047215 | 0.00047103 | 100000 | 100000 | 0 | 0 | 0
2745 |  |  |  | 9795.2055 |  |  |  |  | 5612.7762 | 5670.9087 | 5729.0412 | 5787.1737 | 5845.3062 | 17644.9519 | 17168.2459 | 16691.5399 | 16214.8339 | 15738.1279 |  | 0.51699 |  |  |  |  | 1 | 1 | 1 | 1 | 1 | [5 empty] | 0.62588 | 10.1972 | 570.7763 | 26826.484 | 684.9315 | 0.066549 | 0.00052787 | 0.00062542 | 0.00042938 | 0.00044576 | 0.066549 | 0.00052787 | 0.00062542 | 0.00042938 | 0.00044576 | 100000 | 100000 | 0 | 0 | 0
2746 |  |  |  | 9795.2055 |  |  |  |  | 6308.9415 | 6385.4165 | 6461.8915 | 6538.3665 | 6614.8415 | 16410.092 | 15966.7476 | 15523.4033 | 15080.059 | 14636.7147 |  | 0.65223 |  |  |  |  | 1 | 1 | 1 | 1 | 1 | [5 empty] | 1.6876 | 10.0433 | 570.7763 | 26826.484 | 684.9315 | 0.068683 | 0.00052328 | 0.00062341 | 0.00044418 | 0.0004643 | 0.068683 | 0.00052328 | 0.00062341 | 0.00044418 | 0.0004643 | 100000 | 100000 | 0 | 0 | 0
2747 |  |  |  | 9795.2055 |  |  |  |  | 7131.8469 | 7253.1169 | 7374.3869 | 7495.6569 | 7616.9269 | 15032.4551 | 14626.3298 | 14220.2045 | 13814.0792 | 13407.9539 |  | 0.71513 |  |  |  |  | 1 | 1 | 1 | 1 | 1 | [5 empty] | 2.7905 | 9.3351 | 570.7763 | 26826.484 | 684.9315 | 0.068695 | 0.00052271 | 0.00062253 | 0.00044579 | 0.0004631 | 0.068695 | 0.00052271 | 0.00062253 | 0.00044579 | 0.0004631 | 100000 | 100000 | 0 | 0 | 0
2748 |  |  |  | 9795.2055 |  |  |  |  | 6791.4592 | 6965.8567 | 7140.2542 | 7314.6517 | 7489.0492 | 14322.0605 | 13935.1276 | 13548.1947 | 13161.2619 | 12774.329 |  | 0.68209 |  |  |  |  | 1 | 1 | 1 | 1 | 1 | [5 empty] | 3.4445 | 9.0393 | 570.7763 | 26826.484 | 684.9315 | 0.068708 | 0.00052487 | 0.00061971 | 0.00044217 | 0.00075673 | 0.068708 | 0.00052487 | 0.00061971 | 0.00044217 | 0.00075673 | 100000 | 100000 | 0 | 0 | 0
2749 |  |  |  | 9795.2055 |  |  |  |  | 6012.0075 | 6256.83 | 6501.6525 | 6746.475 | 6991.2975 | 14011.7607 | 13633.211 | 13254.6614 | 12876.1117 | 12497.5621 |  | 0.64622 |  |  |  |  | 1 | 1 | 1 | 1 | 1 | [5 empty] | 4.8666 | 8.9006 | 570.7763 | 26826.484 | 684.9315 | 0.068613 | 0.00052615 | 0.00061686 | 0.00043631 | 0.00074993 | 0.068613 | 0.00052615 | 0.00061686 | 0.0004363 | 0.00074993 | 100000 | 100000 | 0 | 0 | 0
2750 |  |  |  | 9795.2055 |  |  |  |  | 5429.9083 | 5759.1258 | 6088.3433 | 6417.5608 | 6746.7783 | 13671.0021 | 13301.6586 | 12932.3151 | 12562.9715 | 12193.628 |  | 0.56005 |  |  |  |  | 1 | 1 | 1 | 1 | 1 | [5 empty] | 3.629 | 8.3829 | 570.7763 | 26826.484 | 684.9315 | 0.068435 | 0.00052801 | 0.0006139 | 0.00072175 | 0.00075779 | 0.068435 | 0.00052801 | 0.0006139 | 0.00072175 | 0.00075779 | 100000 | 100000 | 0 | 0 | 0
2751 |  |  |  | 9795.2055 |  |  |  |  | 5113.9633 | 5419.6133 | 5725.2633 | 6030.9133 | 6336.5633 | 13858.1993 | 13483.7983 | 13109.3974 | 12734.9964 | 12360.5955 |  | 0.49513 |  |  |  |  | 1 | 1 | 1 | 1 | 1 | [5 empty] | 2.7037 | 8.5135 | 570.7763 | 26826.484 | 684.9315 | 0.068305 | 0.00053183 | 0.00061811 | 0.00085137 | 0.00087764 | 0.068305 | 0.00053183 | 0.00061811 | 0.00085137 | 0.00087764 | 100000 | 100000 | 0 | 0 | 0
2752 |  |  |  | 9795.2055 |  |  |  |  | 5151.9854 | 5506.5012 | 5861.017 | 6215.5329 | 6570.0487 | 14485.4663 | 14094.1188 | 13702.7712 | 13311.4237 | 12920.0761 |  | 0.4074 |  |  |  |  | 1 | 1 | 1 | 1 | 1 | [5 empty] | 3.3673 | 8.3079 | 570.7763 | 26826.484 | 684.9315 | 0.074274 | 0.0035678 | 0.0018512 | 0.0028757 | 0.0028857 | 0.074274 | 0.0035678 | 0.0018512 | 0.0028757 | 0.0028857 | 100000 | 100000 | 0 | 0 | 0
2753 |  |  |  | 9795.2055 |  |  |  |  | 5795.644 | 6210.1082 | 6624.5724 | 7039.0365 | 7453.5007 | 15317.6957 | 14903.8642 | 14490.0327 | 14076.2011 | 13662.3696 |  | 0.15421 |  |  |  |  | 1 | 1 | 1 | 1 | 1 | [5 empty] | 4.8166 | 8.478 | 570.7763 | 26826.484 | 684.9315 | 0.08357 | 0.012568 | 0.025022 | 0.036126 | 0.038133 | 0.08357 | 0.012568 | 0.025023 | 0.036126 | 0.038133 | 100000 | 100000 | 0 | 0 | 0
2754 |  |  |  | 9795.2055 |  |  |  |  | 6321.6155 | 6813.2963 | 7304.9772 | 7796.658 | 8288.3388 | 16441.5052 | 15997.3122 | 15553.1192 | 15108.9262 | 14664.7332 |  | 0.00378 |  |  |  |  | 1 | 1 | 1 | 1 | 1 | [5 empty] | 5.08 | 8.6019 | 570.7763 | 26826.484 | 684.9315 | 0.099375 | 0.049311 | 0.04276 | 0.042615 | 0.043982 | 0.099375 | 0.049311 | 0.04276 | 0.042615 | 0.043982 | 100000 | 100000 | 0 | 0 | 0
2755 |  |  |  | 9795.2055 |  |  |  |  | 6543.4107 | 7080.1898 | 7616.969 | 8153.7482 | 8690.5273 | 17855.627 | 17373.2293 | 16890.8315 | 16408.4338 | 15926.0361 |  | 0 |  |  |  |  | 1 | 1 | 1 | 1 | 1 | [5 empty] | 4.2318 | 8.6156 | 570.7763 | 26826.484 | 684.9315 | 0.1003 | 0.051137 | 0.042782 | 0.043217 | 0.044379 | 0.1003 | 0.051137 | 0.042782 | 0.043218 | 0.044379 | 100000 | 100000 | 0 | 0 | 0
2756 |  |  |  | 9795.2055 |  |  |  |  | 6066.3247 | 6562.7897 | 7059.2547 | 7555.7197 | 8052.1847 | 17828.972 | 17347.2944 | 16865.6168 | 16383.9392 | 15902.2616 |  | 0 |  |  |  |  | 1 | 1 | 1 | 1 | 1 | [5 empty] | 4.7085 | 9.2908 | 570.7763 | 26826.484 | 684.9315 | 0.099349 | 0.050764 | 0.042701 | 0.043173 | 0.044365 | 0.099349 | 0.050764 | 0.042701 | 0.043173 | 0.044365 | 100000 | 100000 | 0 | 0 | 0
2757 |  |  |  | 9795.2055 |  |  |  |  | 5331.2321 | 5732.7721 | 6134.3121 | 6535.8521 | 6937.3921 | 16569.6795 | 16122.0237 | 15674.3679 | 15226.712 | 14779.0562 |  | 0 |  |  |  |  | 1 | 1 | 1 | 1 | 1 | [5 empty] | 5.935 | 9.633 | 570.7763 | 26826.484 | 684.9315 | 0.099062 | 0.050557 | 0.042692 | 0.042981 | 0.044242 | 0.099062 | 0.050557 | 0.042692 | 0.042981 | 0.044242 | 100000 | 100000 | 0 | 0 | 0
2758 |  |  |  | 9795.2055 |  |  |  |  | 5094.9523 | 5437.039 | 5779.1256 | 6121.2123 | 6463.299 | 12601.7559 | 12261.2998 | 11920.8436 | 11580.3875 | 11239.9313 |  | 0 |  |  |  |  | 1 | 1 | 1 | 1 | 1 | [5 empty] | 5.2318 | 11.8611 | 570.7763 | 26826.484 | 684.9315 | 0.099342 | 0.051227 | 0.042966 | 0.04301 | 0.044314 | 0.099342 | 0.051227 | 0.042966 | 0.04301 | 0.044314 | 100000 | 100000 | 0 | 0 | 0
2759 |  |  |  | 9795.2055 |  |  |  |  | 3689.9477 | 3951.2977 | 4212.6477 | 4473.9977 | 4735.3477 | 7426.582 | 7225.9413 | 7025.3006 | 6824.6598 | 6624.0191 |  | 0 |  |  |  |  | 1 | 1 | 1 | 1 | 1 | [5 empty] | 4.1046 | 12.9704 | 570.7763 | 26826.484 | 684.9315 | 0.099557 | 0.051129 | 0.042967 | 0.042952 | 0.044331 | 0.099557 | 0.051129 | 0.042968 | 0.042952 | 0.044331 | 100000 | 100000 | 0 | 0 | 0
2760 |  |  |  | 9795.2055 |  |  |  |  | 2500.73 | 2697.3475 | 2893.965 | 3090.5825 | 3287.2 | 5826.0864 | 5668.6856 | 5511.2847 | 5353.8839 | 5196.4831 |  | 0 |  |  |  |  | 1 | 1 | 1 | 1 | 1 | [5 empty] | 5.8285 | 13.3463 | 570.7763 | 26826.484 | 684.9315 | 0.099587 | 0.051026 | 0.042979 | 0.042891 | 0.044325 | 0.099587 | 0.051026 | 0.042979 | 0.042891 | 0.044325 | 100000 | 100000 | 0 | 0 | 0
2761 |  |  |  | 9795.2055 |  |  |  |  | 1870.362 | 1970.347 | 2070.332 | 2170.317 | 2270.302 | 6244.8469 | 6076.1326 | 5907.4183 | 5738.704 | 5569.9897 |  | 0 |  |  |  |  | 1 | 1 | 1 | 1 | 1 | [5 empty] | 6.7978 | 13.1869 | 570.7763 | 26826.484 | 684.9315 | 0.09955 | 0.051591 | 0.042999 | 0.042876 | 0.044347 | 0.09955 | 0.051591 | 0.042999 | 0.042876 | 0.044347 | 100000 | 100000 | 0 | 0 | 0
2762 |  |  |  | 9795.2055 |  |  |  |  | 1602.5233 | 1651.3608 | 1700.1983 | 1749.0358 | 1797.8733 | 6501.6468 | 6325.9946 | 6150.3425 | 5974.6903 | 5799.0381 |  | 0 |  |  |  |  | 1 | 1 | 1 | 1 | 1 | [5 empty] | 7.6164 | 8.9152 | 570.7763 | 26826.484 | 684.9315 | 0.10048 | 0.051631 | 0.043316 | 0.042966 | 0.044374 | 0.10048 | 0.051631 | 0.043316 | 0.042966 | 0.044374 | 100000 | 100000 | 0 | 0 | 0
2763 |  |  |  | 9795.2055 |  |  |  |  | 1570.058 | 1611.443 | 1652.828 | 1694.213 | 1735.598 | 7634.0695 | 7427.8232 | 7221.5769 | 7015.3305 | 6809.0842 |  | 0 |  |  |  |  | 1 | 1 | 1 | 1 | 1 | [5 empty] | 8.7031 | 8.0823 | 570.7763 | 26826.484 | 684.9315 | 0.10042 | 0.051999 | 0.04325 | 0.043199 | 0.0446 | 0.10042 | 0.051999 | 0.04325 | 0.043199 | 0.0446 | 100000 | 100000 | 0 | 0 | 0
2764 |  |  |  | 9795.2055 |  |  |  |  | 1724.2682 | 1765.2407 | 1806.2132 | 1847.1857 | 1888.1582 | 10798.4992 | 10506.7608 | 10215.0225 | 9923.2841 | 9631.5458 |  | 0 |  |  |  |  | 1 | 1 | 1 | 1 | 1 | [5 empty] | 7.6394 | 5.1323 | 570.7763 | 26826.484 | 684.9315 | 0.098476 | 0.046982 | 0.040859 | 0.043151 | 0.04428 | 0.098476 | 0.046982 | 0.040859 | 0.043151 | 0.04428 | 100000 | 100000 | 0 | 0 | 0
2765 |  |  |  | 9795.2055 |  |  |  |  | 2372.6724 | 2413.7824 | 2454.8924 | 2496.0024 | 2537.1124 | 18037.2065 | 17549.9031 | 17062.5998 | 16575.2964 | 16087.993 |  | 0 |  |  |  |  | 1 | 1 | 1 | 1 | 1 | [5 empty] | 7.4218 | 3.213 | 570.7763 | 26826.484 | 684.9315 | 0.10036 | 0.051086 | 0.043286 | 0.043397 | 0.044332 | 0.10036 | 0.051086 | 0.043286 | 0.043397 | 0.044332 | 100000 | 100000 | 0 | 0 | 0
2766 |  |  |  | 9795.2055 |  |  |  |  | 3714.5715 | 3755.819 | 3797.0665 | 3838.314 | 3879.5615 | 22093.2917 | 21496.4068 | 20899.5219 | 20302.6371 | 19705.7522 |  | 0.00218 |  |  |  |  | 1 | 1 | 1 | 1 | 1 | [5 empty] | 6.6299 | 3.5195 | 570.7763 | 26826.484 | 684.9315 | 0.099301 | 0.04439 | 0.040387 | 0.042813 | 0.04409 | 0.099301 | 0.04439 | 0.040387 | 0.042813 | 0.04409 | 100000 | 100000 | 0 | 0 | 0
2767 |  |  |  | 9795.2055 |  |  |  |  | 4576.7056 | 4618.2281 | 4659.7506 | 4701.2731 | 4742.7956 | 22255.5476 | 21654.2791 | 21053.0107 | 20451.7422 | 19850.4738 |  | 0.10043 |  |  |  |  | 1 | 1 | 1 | 1 | 1 | [5 empty] | 6.0309 | 4.7887 | 570.7763 | 26826.484 | 684.9315 | 0.095708 | 0.043972 | 0.03694 | 0.039096 | 0.040908 | 0.095708 | 0.043972 | 0.03694 | 0.039096 | 0.040908 | 100000 | 100000 | 0 | 0 | 0
2768 |  |  |  | 9795.2055 |  |  |  |  | 4026.5991 | 4076.2616 | 4125.9241 | 4175.5866 | 4225.2491 | 19505.6788 | 18978.7023 | 18451.7259 | 17924.7494 | 17397.773 |  | 0.30643 |  |  |  |  | 1 | 1 | 1 | 1 | 1 | [5 empty] | 5.9407 | 4.6205 | 570.7763 | 26826.484 | 684.9315 | 0.09711 | 0.043567 | 0.038093 | 0.039058 | 0.041272 | 0.09711 | 0.043567 | 0.038093 | 0.039058 | 0.041272 | 100000 | 100000 | 0 | 0 | 0
2769 |  |  |  | 9795.2055 |  |  |  |  | 3811.0656 | 3886.5506 | 3962.0356 | 4037.5206 | 4113.0056 | 18081.6679 | 17593.1633 | 17104.6588 | 16616.1542 | 16127.6496 |  | 0.44684 |  |  |  |  | 1 | 1 | 1 | 1 | 1 | [5 empty] | 6.8788 | 5.8367 | 570.7763 | 26826.484 | 684.9315 | 0.094467 | 0.041283 | 0.032354 | 0.037108 | 0.039082 | 0.094467 | 0.041283 | 0.032354 | 0.037108 | 0.039082 | 100000 | 100000 | 0 | 0 | 0
2770 |  |  |  | 9795.2055 |  |  |  |  | 3969.7848 | 4079.5323 | 4189.2798 | 4299.0273 | 4408.7748 | 16816.0087 | 16361.6979 | 15907.3871 | 15453.0763 | 14998.7655 |  | 0.39869 |  |  |  |  | 1 | 1 | 1 | 1 | 1 | [5 empty] | 7.3033 | 8.869 | 570.7763 | 26826.484 | 684.9315 | 0.093288 | 0.039045 | 0.027904 | 0.027646 | 0.013413 | 0.093288 | 0.039045 | 0.027904 | 0.027646 | 0.013413 | 100000 | 100000 | 0 | 0 | 0
2771 |  |  |  | 9795.2055 |  |  |  |  | 4486.5242 | 4651.5175 | 4816.5109 | 4981.5042 | 5146.4975 | 15403.9785 | 14987.8159 | 14571.6533 | 14155.4907 | 13739.3281 |  | 0.70528 |  |  |  |  | 1 | 1 | 1 | 1 | 1 | [5 empty] | 6.308 | 7.3944 | 570.7763 | 26826.484 | 684.9315 | 0.092842 | 0.038531 | 0.026529 | 0.027084 | 0.0096537 | 0.092842 | 0.038531 | 0.026529 | 0.027084 | 0.0096537 | 100000 | 100000 | 0 | 0 | 0
2772 |  |  |  | 9795.2055 |  |  |  |  | 4518.0877 | 4720.2052 | 4922.3227 | 5124.4402 | 5326.5577 | 14675.7327 | 14279.2448 | 13882.7569 | 13486.269 | 13089.7811 |  | 0.73938 |  |  |  |  | 1 | 1 | 1 | 1 | 1 | [5 empty] | 5.6238 | 8.5631 | 570.7763 | 26826.484 | 684.9315 | 0.093195 | 0.038578 | 0.026633 | 0.027134 | 0.0097112 | 0.093195 | 0.038578 | 0.026633 | 0.027134 | 0.0097112 | 100000 | 100000 | 0 | 0 | 0
2773 |  |  |  | 9795.2055 |  |  |  |  | 4428.8081 | 4698.9581 | 4969.1081 | 5239.2581 | 5509.4081 | 14357.8756 | 13969.9752 | 13582.0747 | 13194.1742 | 12806.2737 |  | 0 |  |  |  |  | 1 | 1 | 1 | 1 | 1 | [5 empty] | 5.7674 | 10.7547 | 570.7763 | 26826.484 | 684.9315 | 0.092484 | 0.038653 | 0.026569 | 0.027152 | 0.0097334 | 0.092484 | 0.038653 | 0.026569 | 0.027152 | 0.0097334 | 100000 | 100000 | 0 | 0 | 0
2774 |  |  |  | 9795.2055 |  |  |  |  | 4252.0526 | 4575.9351 | 4899.8176 | 5223.7001 | 5547.5826 | 14008.8393 | 13630.3686 | 13251.8979 | 12873.4272 | 12494.9564 |  | 0.60823 |  |  |  |  | 1 | 1 | 1 | 1 | 1 | [5 empty] | 5.5221 | 10.8009 | 570.7763 | 26826.484 | 684.9315 | 0.092354 | 0.038683 | 0.026618 | 0.027282 | 0.009771 | 0.092354 | 0.038683 | 0.026618 | 0.027282 | 0.009771 | 100000 | 100000 | 0 | 0 | 0
2775 |  |  |  | 9795.2055 |  |  |  |  | 3885.9161 | 4307.7486 | 4729.5811 | 5151.4136 | 5573.2461 | 14200.8255 | 13817.1679 | 13433.5104 | 13049.8529 | 12666.1953 |  | 0.52435 |  |  |  |  | 1 | 1 | 1 | 1 | 1 | [5 empty] | 5.0169 | 10.357 | 570.7763 | 26826.484 | 684.9315 | 0.092405 | 0.039048 | 0.026721 | 0.027529 | 0.0098504 | 0.092405 | 0.039048 | 0.026721 | 0.027529 | 0.0098504 | 100000 | 100000 | 0 | 0 | 0
2776 |  |  |  | 9795.2055 |  |  |  |  | 3887.7198 | 4500.2581 | 5112.7964 | 5725.3348 | 6337.8731 | 14843.9051 | 14442.8738 | 14041.8424 | 13640.8111 | 13239.7798 |  | 0.39888 |  |  |  |  | 1 | 1 | 1 | 1 | 1 | [5 empty] | 5.4794 | 11.1264 | 570.7763 | 26826.484 | 684.9315 | 0.092618 | 0.040254 | 0.027994 | 0.034415 | 0.0365 | 0.092618 | 0.040254 | 0.027994 | 0.034415 | 0.0365 | 100000 | 100000 | 0 | 0 | 0
2777 |  |  |  | 9795.2055 |  |  |  |  | 4597.4473 | 5381.1665 | 6164.8856 | 6948.6048 | 7732.324 | 15696.868 | 15272.7926 | 14848.7171 | 14424.6417 | 14000.5662 |  | 0.26255 |  |  |  |  | 1 | 1 | 1 | 1 | 1 | [5 empty] | 4.2169 | 12.2199 | 570.7763 | 26826.484 | 684.9315 | 0.10224 | 0.047465 | 0.042292 | 0.042341 | 0.043793 | 0.10224 | 0.047465 | 0.042292 | 0.042341 | 0.043793 | 100000 | 100000 | 0 | 0 | 0
2778 |  |  |  | 9795.2055 |  |  |  |  | 5621.0061 | 6451.4736 | 7281.9411 | 8112.4086 | 8942.8761 | 16848.4894 | 16393.3011 | 15938.1127 | 15482.9244 | 15027.7361 |  | 0.06387 |  |  |  |  | 1 | 1 | 1 | 1 | 1 | [5 empty] | 5.1517 | 11.9871 | 570.7763 | 26826.484 | 684.9315 | 0.10659 | 0.09615 | 0.078799 | 0.066072 | 0.046541 | 0.10659 | 0.09615 | 0.078799 | 0.066072 | 0.046541 | 100000 | 100000 | 0 | 0 | 0
2779 |  |  |  | 9795.2055 |  |  |  |  | 6522.82 | 7298.29 | 8073.76 | 8849.23 | 9624.7 | 18297.6154 | 17803.2766 | 17308.9379 | 16814.5992 | 16320.2605 |  | 0.00208 |  |  |  |  | 1 | 1 | 1 | 1 | 1 | [5 empty] | 6.8818 | 10.8794 | 570.7763 | 26826.484 | 684.9315 | 0.10766 | 0.10056 | 0.081186 | 0.070394 | 0.048786 | 0.10765 | 0.10056 | 0.081186 | 0.070394 | 0.048786 | 100000 | 100000 | 0 | 0 | 0
2780 |  |  |  | 9795.2055 |  |  |  |  | 6264.9012 | 6893.9671 | 7523.0329 | 8152.0987 | 8781.1646 | 18269.8974 | 17776.3075 | 17282.7176 | 16789.1277 | 16295.5379 |  | 0 |  |  |  |  | 1 | 1 | 1 | 1 | 1 | [5 empty] | 9.0498 | 9.8296 | 570.7763 | 26826.484 | 684.9315 | 0.10621 | 0.099541 | 0.078697 | 0.071181 | 0.048095 | 0.10621 | 0.099541 | 0.078697 | 0.071181 | 0.048095 | 100000 | 100000 | 0 | 0 | 0
2781 |  |  |  | 9795.2055 |  |  |  |  | 5521.8066 | 6056.2474 | 6590.6882 | 7125.1291 | 7659.5699 | 16978.9753 | 16520.2617 | 16061.5482 | 15602.8346 | 15144.121 |  | 0 |  |  |  |  | 1 | 1 | 1 | 1 | 1 | [5 empty] | 8.2262 | 9.9519 | 570.7763 | 26826.484 | 684.9315 | 0.10544 | 0.083893 | 0.07604 | 0.066421 | 0.047527 | 0.10544 | 0.083893 | 0.07604 | 0.066421 | 0.047527 | 100000 | 100000 | 0 | 0 | 0
2782 |  |  |  | 9795.2055 |  |  |  |  | 5111.4812 | 5565.2129 | 6018.9446 | 6472.6762 | 6926.4079 | 12912.0633 | 12563.2237 | 12214.3841 | 11865.5445 | 11516.7049 |  | 0 |  |  |  |  | 1 | 1 | 1 | 1 | 1 | [5 empty] | 7.9753 | 10.1263 | 570.7763 | 26826.484 | 684.9315 | 0.1042 | 0.081467 | 0.072636 | 0.064168 | 0.046708 | 0.1042 | 0.081468 | 0.072636 | 0.064168 | 0.046708 | 100000 | 100000 | 0 | 0 | 0
2783 |  |  |  | 9795.2055 |  |  |  |  | 3573.8885 | 3947.4069 | 4320.9252 | 4694.4435 | 5067.9619 | 7608.5114 | 7402.9556 | 7197.3997 | 6991.8439 | 6786.288 |  | 0 |  |  |  |  | 1 | 1 | 1 | 1 | 1 | [5 empty] | 6.1498 | 11.0649 | 570.7763 | 26826.484 | 684.9315 | 0.10281 | 0.080579 | 0.072299 | 0.061441 | 0.046504 | 0.10281 | 0.08058 | 0.072299 | 0.061441 | 0.046504 | 100000 | 100000 | 0 | 0 | 0
2784 |  |  |  | 9795.2055 |  |  |  |  | 2491.1497 | 2689.8297 | 2888.5097 | 3087.1897 | 3285.8697 | 5862.3671 | 5703.9861 | 5545.6051 | 5387.2241 | 5228.843 |  | 0 |  |  |  |  | 1 | 1 | 1 | 1 | 1 | [5 empty] | 4.9588 | 10.6377 | 570.7763 | 26826.484 | 684.9315 | 0.10208 | 0.078446 | 0.071842 | 0.061056 | 0.04642 | 0.10208 | 0.078446 | 0.071842 | 0.061056 | 0.04642 | 100000 | 100000 | 0 | 0 | 0
2785 |  |  |  | 9795.2055 |  |  |  |  | 1863.1967 | 1961.8617 | 2060.5267 | 2159.1917 | 2257.8567 | 6283.8389 | 6114.0712 | 5944.3035 | 5774.5357 | 5604.768 |  | 0 |  |  |  |  | 1 | 1 | 1 | 1 | 1 | [5 empty] | 3.5275 | 9.7512 | 570.7763 | 26826.484 | 684.9315 | 0.10197 | 0.078989 | 0.072359 | 0.0613 | 0.046426 | 0.10197 | 0.078989 | 0.072359 | 0.0613 | 0.046426 | 100000 | 100000 | 0 | 0 | 0
2786 |  |  |  | 9795.2055 |  |  |  |  | 1596.3841 | 1644.3966 | 1692.4091 | 1740.4216 | 1788.4341 | 6542.3212 | 6365.5702 | 6188.8191 | 6012.0681 | 5835.317 |  | 0 |  |  |  |  | 1 | 1 | 1 | 1 | 1 | [5 empty] | 3.101 | 8.2233 | 570.7763 | 26826.484 | 684.9315 | 0.10174 | 0.077947 | 0.071953 | 0.060717 | 0.046379 | 0.10174 | 0.077947 | 0.071953 | 0.060717 | 0.046379 | 100000 | 100000 | 0 | 0 | 0
2787 |  |  |  | 9795.2055 |  |  |  |  | 1564.0431 | 1605.0156 | 1645.9881 | 1686.9606 | 1727.9331 | 7681.8551 | 7474.3177 | 7266.7804 | 7059.243 | 6851.7057 |  | 0 |  |  |  |  | 1 | 1 | 1 | 1 | 1 | [5 empty] | 1.2297 | 8.3002 | 570.7763 | 26826.484 | 684.9315 | 0.10163 | 0.077201 | 0.071208 | 0.060291 | 0.046366 | 0.10163 | 0.077201 | 0.071208 | 0.060291 | 0.046366 | 100000 | 100000 | 0 | 0 | 0
2788 |  |  |  | 9795.2055 |  |  |  |  | 1717.6625 | 1760.285 | 1802.9075 | 1845.53 | 1888.1525 | 10866.061 | 10572.4974 | 10278.9337 | 9985.3701 | 9691.8064 |  | 0 |  |  |  |  | 1 | 1 | 1 | 1 | 1 | [5 empty] | 2.4841 | 7.1975 | 570.7763 | 26826.484 | 684.9315 | 0.10045 | 0.07453 | 0.067097 | 0.058159 | 0.0455 | 0.10045 | 0.07453 | 0.067097 | 0.058159 | 0.0455 | 100000 | 100000 | 0 | 0 | 0
2789 |  |  |  | 9795.2055 |  |  |  |  | 2363.5827 | 2402.4927 | 2441.4027 | 2480.3127 | 2519.2227 | 18150.4847 | 17660.121 | 17169.7572 | 16679.3934 | 16189.0297 |  | 0 |  |  |  |  | 1 | 1 | 1 | 1 | 1 | [5 empty] | 3.0013 | 8.556 | 570.7763 | 26826.484 | 684.9315 | 0.1012 | 0.078416 | 0.069295 | 0.061783 | 0.046415 | 0.1012 | 0.078416 | 0.069295 | 0.061784 | 0.046415 | 100000 | 100000 | 0 | 0 | 0
2790 |  |  |  | 9795.2055 |  |  |  |  | 3700.341 | 3740.351 | 3780.361 | 3820.371 | 3860.381 | 22232.2335 | 21631.5949 | 21030.9563 | 20430.3177 | 19829.6791 |  | 0.01147 |  |  |  |  | 1 | 1 | 1 | 1 | 1 | [5 empty] | 4.3139 | 9.1939 | 570.7763 | 26826.484 | 684.9315 | 0.10272 | 0.08111 | 0.072266 | 0.062549 | 0.046803 | 0.10272 | 0.08111 | 0.072266 | 0.062549 | 0.046803 | 100000 | 100000 | 0 | 0 | 0
2791 |  |  |  | 9795.2055 |  |  |  |  | 4559.1723 | 4600.9698 | 4642.7673 | 4684.5648 | 4726.3623 | 22395.7616 | 21790.705 | 21185.6485 | 20580.5919 | 19975.5354 |  | 0.12074 |  |  |  |  | 1 | 1 | 1 | 1 | 1 | [5 empty] | 4.1016 | 9.6702 | 570.7763 | 26826.484 | 684.9315 | 0.10318 | 0.082019 | 0.071596 | 0.054713 | 0.045493 | 0.10318 | 0.082019 | 0.071596 | 0.054713 | 0.045493 | 100000 | 100000 | 0 | 0 | 0
2792 |  |  |  | 9795.2055 |  |  |  |  | 4011.1733 | 4060.3408 | 4109.5083 | 4158.6758 | 4207.8433 | 19628.3103 | 19098.0208 | 18567.7312 | 18037.4417 | 17507.1522 |  | 0.35057 |  |  |  |  | 1 | 1 | 1 | 1 | 1 | [5 empty] | 2.2177 | 9.7431 | 570.7763 | 26826.484 | 684.9315 | 0.098527 | 0.065785 | 0.038955 | 0.039024 | 0.041348 | 0.098527 | 0.065785 | 0.038955 | 0.039024 | 0.041348 | 100000 | 100000 | 0 | 0 | 0
2793 |  |  |  | 9795.2055 |  |  |  |  | 3796.4654 | 3871.4554 | 3946.4454 | 4021.4354 | 4096.4254 | 18195.2876 | 17703.7134 | 17212.1392 | 16720.5651 | 16228.9909 |  | 0.54842 |  |  |  |  | 1 | 1 | 1 | 1 | 1 | [5 empty] | 0.78292 | 9.7193 | 570.7763 | 26826.484 | 684.9315 | 0.092812 | 0.018293 | 0.011607 | 0.0167 | 0.019562 | 0.092812 | 0.018293 | 0.011607 | 0.0167 | 0.019562 | 100000 | 100000 | 0 | 0 | 0
2794 |  |  |  | 9795.2055 |  |  |  |  | 3954.5766 | 4060.0341 | 4165.4916 | 4270.9491 | 4376.4066 | 16921.6145 | 16464.4506 | 16007.2867 | 15550.1228 | 15092.9589 |  | 0.69146 |  |  |  |  | 1 | 1 | 1 | 1 | 1 | [5 empty] | 0.071053 | 8.2334 | 570.7763 | 26826.484 | 684.9315 | 0.092438 | 0.016378 | 0.0067681 | 0.0043119 | 0.0038377 | 0.092438 | 0.016378 | 0.0067681 | 0.0043119 | 0.0038377 | 100000 | 100000 | 0 | 0 | 0
2795 |  |  |  | 9795.2055 |  |  |  |  | 4469.3364 | 4638.1789 | 4807.0214 | 4975.8639 | 5144.7064 | 15500.6351 | 15081.8612 | 14663.0873 | 14244.3134 | 13825.5394 |  | 0.75532 |  |  |  |  | 1 | 1 | 1 | 1 | 1 | [5 empty] | 0.43262 | 7.4369 | 570.7763 | 26826.484 | 684.9315 | 0.092495 | 0.014724 | 0.0067819 | 0.0043296 | 0.0038222 | 0.092495 | 0.014724 | 0.0067819 | 0.0043296 | 0.0038222 | 100000 | 100000 | 0 | 0 | 0
2796 |  |  |  | 9795.2055 |  |  |  |  | 4500.7789 | 4713.8964 | 4927.0139 | 5140.1314 | 5353.2489 | 14767.744 | 14368.7703 | 13969.7966 | 13570.8229 | 13171.8492 |  | 0.66478 |  |  |  |  | 1 | 1 | 1 | 1 | 1 | [5 empty] | 0.94489 | 8.1219 | 570.7763 | 26826.484 | 684.9315 | 0.092535 | 0.01487 | 0.0067629 | 0.0043456 | 0.0038148 | 0.092535 | 0.014869 | 0.0067629 | 0.0043456 | 0.0038148 | 100000 | 100000 | 0 | 0 | 0
2797 |  |  |  | 9795.2055 |  |  |  |  | 4411.8414 | 4670.5514 | 4929.2614 | 5187.9714 | 5446.6814 | 14447.9213 | 14057.5881 | 13667.2549 | 13276.9217 | 12886.5885 |  | 0.46673 |  |  |  |  | 1 | 1 | 1 | 1 | 1 | [5 empty] | 0.85743 | 7.975 | 570.7763 | 26826.484 | 684.9315 | 0.092519 | 0.014974 | 0.0067847 | 0.0043774 | 0.0038214 | 0.092519 | 0.014974 | 0.0067847 | 0.0043774 | 0.0038214 | 100000 | 100000 | 0 | 0 | 0
2798 |  |  |  | 9795.2055 |  |  |  |  | 4235.763 | 4559.6455 | 4883.528 | 5207.4105 | 5531.293 | 14096.732 | 13715.8867 | 13335.0414 | 12954.1961 | 12573.3509 |  | 0.63126 |  |  |  |  | 1 | 1 | 1 | 1 | 1 | [5 empty] | 1.4279 | 7.3034 | 570.7763 | 26826.484 | 684.9315 | 0.092406 | 0.014981 | 0.006811 | 0.004405 | 0.0038526 | 0.092406 | 0.014981 | 0.006811 | 0.004405 | 0.0038526 | 100000 | 100000 | 0 | 0 | 0
2799 |  |  |  | 9795.2055 |  |  |  |  | 3871.0292 | 4292.8626 | 4714.6959 | 5136.5292 | 5558.3626 | 14289.9646 | 13903.8988 | 13517.8331 | 13131.7673 | 12745.7016 |  | 0.5791 |  |  |  |  | 1 | 1 | 1 | 1 | 1 | [5 empty] | 1.3767 | 6.4981 | 570.7763 | 26826.484 | 684.9315 | 0.092482 | 0.015005 | 0.0068911 | 0.0044457 | 0.0038967 | 0.092482 | 0.015005 | 0.0068911 | 0.0044457 | 0.0038967 | 100000 | 100000 | 0 | 0 | 0
2800 |  |  |  | 9795.2055 |  |  |  |  | 3872.826 | 4503.926 | 5135.026 | 5766.126 | 6397.226 | 14937.1592 | 14533.6085 | 14130.0577 | 13726.507 | 13322.9563 |  | 0.24807 |  |  |  |  | 1 | 1 | 1 | 1 | 1 | [5 empty] | 1.0809 | 7.2232 | 570.7763 | 26826.484 | 684.9315 | 0.093591 | 0.01582 | 0.0072583 | 0.0049806 | 0.0045738 | 0.093591 | 0.01582 | 0.0072583 | 0.0049806 | 0.0045738 | 100000 | 100000 | 0 | 0 | 0
2801 |  |  |  | 9795.2055 |  |  |  |  | 4579.8345 | 5340.042 | 6100.2495 | 6860.457 | 7620.6645 | 15795.5169 | 15368.7763 | 14942.0356 | 14515.295 | 14088.5544 |  | 0.12547 |  |  |  |  | 1 | 1 | 1 | 1 | 1 | [5 empty] | 1.1031 | 7.1165 | 570.7763 | 26826.484 | 684.9315 | 0.10162 | 0.07427 | 0.041237 | 0.041356 | 0.043317 | 0.10162 | 0.07427 | 0.041236 | 0.041356 | 0.043317 | 100000 | 100000 | 0 | 0 | 0
2802 |  |  |  | 9795.2055 |  |  |  |  | 5599.4721 | 6424.4396 | 7249.4071 | 8074.3746 | 8899.3421 | 16954.374 | 16496.325 | 16038.2761 | 15580.2271 | 15122.1781 |  | 0.06636 |  |  |  |  | 1 | 1 | 1 | 1 | 1 | [5 empty] | 0.65375 | 7.1744 | 570.7763 | 26826.484 | 684.9315 | 0.10678 | 0.10104 | 0.083797 | 0.072936 | 0.047945 | 0.10678 | 0.10104 | 0.083797 | 0.072936 | 0.047945 | 100000 | 100000 | 0 | 0 | 0
2803 |  |  |  | 9795.2055 |  |  |  |  | 6497.8312 | 7252.622 | 8007.4128 | 8762.2037 | 9516.9945 | 18412.607 | 17915.1616 | 17417.7162 | 16920.2708 | 16422.8254 |  | 0.0025 |  |  |  |  | 1 | 1 | 1 | 1 | 1 | [5 empty] | 1.0292 | 7.0873 | 570.7763 | 26826.484 | 684.9315 | 0.10904 | 0.10607 | 0.097712 | 0.10046 | 0.052412 | 0.10904 | 0.10607 | 0.097712 | 0.10047 | 0.052412 | 100000 | 100000 | 0 | 0 | 0
2804 |  |  |  | 9795.2055 |  |  |  |  | 6240.9005 | 6897.1346 | 7553.3688 | 8209.603 | 8865.8371 | 18384.6109 | 17887.9219 | 17391.2329 | 16894.5438 | 16397.8548 |  | 0 |  |  |  |  | 1 | 1 | 1 | 1 | 1 | [5 empty] | 5.1506 | 7.8908 | 570.7763 | 26826.484 | 684.9315 | 0.10933 | 0.10665 | 0.098 | 0.10169 | 0.060273 | 0.10933 | 0.10665 | 0.098 | 0.10169 | 0.060273 | 100000 | 100000 | 0 | 0 | 0
2805 |  |  |  | 9795.2055 |  |  |  |  | 5500.6526 | 6020.7951 | 6540.9376 | 7061.0801 | 7581.2226 | 17085.4582 | 16623.8678 | 16162.2774 | 15700.687 | 15239.0966 |  | 0 |  |  |  |  | 1 | 1 | 1 | 1 | 1 | [5 empty] | 8.3384 | 8.2015 | 570.7763 | 26826.484 | 684.9315 | 0.10934 | 0.10622 | 0.098296 | 0.10169 | 0.052514 | 0.10934 | 0.10622 | 0.098296 | 0.10169 | 0.052514 | 100000 | 100000 | 0 | 0 | 0
2806 |  |  |  | 9795.2055 |  |  |  |  | 5091.8992 | 5545.6317 | 5999.3642 | 6453.0967 | 6906.8292 | 12992.7897 | 12641.7691 | 12290.7486 | 11939.728 | 11588.7075 |  | 0 |  |  |  |  | 1 | 1 | 1 | 1 | 1 | [5 empty] | 9.4106 | 7.956 | 570.7763 | 26826.484 | 684.9315 | 0.10935 | 0.1059 | 0.097474 | 0.10086 | 0.051202 | 0.10935 | 0.1059 | 0.097474 | 0.10086 | 0.051202 | 100000 | 100000 | 0 | 0 | 0
2807 |  |  |  | 9795.2055 |  |  |  |  | 3560.197 | 3944.0545 | 4327.912 | 4711.7695 | 5095.627 | 7655.8368 | 7449.0024 | 7242.168 | 7035.3336 | 6828.4992 |  | 0 |  |  |  |  | 1 | 1 | 1 | 1 | 1 | [5 empty] | 10.2329 | 7.6001 | 570.7763 | 26826.484 | 684.9315 | 0.10882 | 0.10278 | 0.093789 | 0.081478 | 0.049596 | 0.10882 | 0.10278 | 0.093789 | 0.081478 | 0.049596 | 100000 | 100000 | 0 | 0 | 0
2808 |  |  |  | 9795.2055 |  |  |  |  | 2481.6207 | 2689.9257 | 2898.2307 | 3106.5357 | 3314.8407 | 5330.5673 | 5186.5537 | 5042.5401 | 4898.5265 | 4754.5129 |  | 0 |  |  |  |  | 1 | 1 | 1 | 1 | 1 | [5 empty] | 11.1041 | 6.9748 | 570.7763 | 26826.484 | 684.9315 | 0.10818 | 0.10281 | 0.093685 | 0.080409 | 0.048621 | 0.10818 | 0.10281 | 0.093685 | 0.080409 | 0.048621 | 100000 | 100000 | 0 | 0 | 0
2809 |  |  |  | 9795.2055 |  |  |  |  | 1856.0697 | 1955.3947 | 2054.7197 | 2154.0447 | 2253.3697 | 5712.3548 | 5558.0266 | 5403.6984 | 5249.3702 | 5095.042 |  | 0 |  |  |  |  | 1 | 1 | 1 | 1 | 1 | [5 empty] | 11.2844 | 6.0063 | 570.7763 | 26826.484 | 684.9315 | 0.10817 | 0.10281 | 0.09369 | 0.074472 | 0.048593 | 0.10817 | 0.10281 | 0.09369 | 0.074472 | 0.048593 | 100000 | 100000 | 0 | 0 | 0
2810 |  |  |  | 9795.2055 |  |  |  |  | 1590.2777 | 1639.2802 | 1688.2827 | 1737.2852 | 1786.2877 | 5946.2233 | 5785.5768 | 5624.9303 | 5464.2837 | 5303.6372 |  | 0 |  |  |  |  | 1 | 1 | 1 | 1 | 1 | [5 empty] | 10.5169 | 5.2882 | 570.7763 | 26826.484 | 684.9315 | 0.10819 | 0.10282 | 0.093695 | 0.074361 | 0.0486 | 0.10819 | 0.10282 | 0.093695 | 0.074361 | 0.0486 | 100000 | 100000 | 0 | 0 | 0
2811 |  |  |  | 9795.2055 |  |  |  |  | 1558.0605 | 1598.758 | 1639.4555 | 1680.153 | 1720.8505 | 6981.5564 | 6792.9388 | 6604.3211 | 6415.7034 | 6227.0857 |  | 0 |  |  |  |  | 1 | 1 | 1 | 1 | 1 | [5 empty] | 10.3655 | 4.4193 | 570.7763 | 26826.484 | 684.9315 | 0.10816 | 0.10277 | 0.093565 | 0.073196 | 0.048525 | 0.10816 | 0.10277 | 0.093565 | 0.073196 | 0.048525 | 100000 | 100000 | 0 | 0 | 0
2812 |  |  |  | 9795.2055 |  |  |  |  | 1711.0923 | 1753.0273 | 1794.9623 | 1836.8973 | 1878.8323 | 9875.9226 | 9609.1091 | 9342.2956 | 9075.482 | 8808.6685 |  | 0 |  |  |  |  | 1 | 1 | 1 | 1 | 1 | [5 empty] | 10.0262 | 4.6146 | 570.7763 | 26826.484 | 684.9315 | 0.10662 | 0.10217 | 0.090574 | 0.056421 | 0.047232 | 0.10662 | 0.10217 | 0.090574 | 0.056421 | 0.047232 | 100000 | 100000 | 0 | 0 | 0
2813 |  |  |  | 9795.2055 |  |  |  |  | 2354.5417 | 2394.6892 | 2434.8367 | 2474.9842 | 2515.1317 | 16490.5979 | 16045.0786 | 15599.5592 | 15154.0399 | 14708.5206 |  | 0 |  |  |  |  | 1 | 1 | 1 | 1 | 1 | [5 empty] | 9.7236 | 4.7129 | 570.7763 | 26826.484 | 684.9315 | 0.10791 | 0.10226 | 0.089727 | 0.056895 | 0.04792 | 0.10791 | 0.10226 | 0.089727 | 0.056895 | 0.04792 | 100000 | 100000 | 0 | 0 | 0
2814 |  |  |  | 9795.2055 |  |  |  |  | 3686.1867 | 3728.8092 | 3771.4317 | 3814.0542 | 3856.6767 | 20196.3994 | 19650.7621 | 19105.1247 | 18559.4874 | 18013.85 |  | 0.02327 |  |  |  |  | 1 | 1 | 1 | 1 | 1 | [5 empty] | 9.2198 | 5.0364 | 570.7763 | 26826.484 | 684.9315 | 0.10791 | 0.1016 | 0.079429 | 0.051079 | 0.045792 | 0.10791 | 0.1016 | 0.079429 | 0.051079 | 0.045792 | 100000 | 100000 | 0 | 0 | 0
2815 |  |  |  | 9795.2055 |  |  |  |  | 4541.7329 | 4582.4304 | 4623.1279 | 4663.8254 | 4704.5229 | 20341.4267 | 19791.8712 | 19242.3157 | 18692.7603 | 18143.2048 |  | 0.1429 |  |  |  |  | 1 | 1 | 1 | 1 | 1 | [5 empty] | 7.9674 | 6.0166 | 570.7763 | 26826.484 | 684.9315 | 0.10587 | 0.089568 | 0.041179 | 0.040894 | 0.043075 | 0.10587 | 0.089568 | 0.041179 | 0.040894 | 0.043075 | 100000 | 100000 | 0 | 0 | 0
2816 |  |  |  | 9795.2055 |  |  |  |  | 3995.83 | 4042.6875 | 4089.545 | 4136.4025 | 4183.26 | 17831.4407 | 17349.6964 | 16867.9522 | 16386.2079 | 15904.4636 |  | 0.35826 |  |  |  |  | 1 | 1 | 1 | 1 | 1 | [5 empty] | 6.2813 | 6.9477 | 570.7763 | 26826.484 | 684.9315 | 0.093234 | 0.0067906 | 0.0013861 | 0.001065 | 0.0035222 | 0.093234 | 0.0067906 | 0.0013861 | 0.001065 | 0.0035222 | 100000 | 100000 | 0 | 0 | 0
2817 |  |  |  | 9795.2055 |  |  |  |  | 3781.9435 | 3856.4385 | 3930.9335 | 4005.4285 | 4079.9235 | 16530.4318 | 16083.8363 | 15637.2408 | 15190.6453 | 14744.0498 |  | 0.54748 |  |  |  |  | 1 | 1 | 1 | 1 | 1 | [5 empty] | 4.8091 | 7.2629 | 570.7763 | 26826.484 | 684.9315 | 0.092217 | 0.0045688 | 0.00061301 | 0.00055467 | 0.0006091 | 0.092217 | 0.0045688 | 0.00061302 | 0.00055467 | 0.0006091 | 100000 | 100000 | 0 | 0 | 0
2818 |  |  |  | 9795.2055 |  |  |  |  | 3939.4499 | 4045.9799 | 4152.5099 | 4259.0399 | 4365.5699 | 15374.1511 | 14958.7943 | 14543.4376 | 14128.0808 | 13712.7241 |  | 0.67964 |  |  |  |  | 1 | 1 | 1 | 1 | 1 | [5 empty] | 3.3267 | 7.4671 | 570.7763 | 26826.484 | 684.9315 | 0.092219 | 0.0045578 | 0.00061026 | 0.00055425 | 0.00062639 | 0.092219 | 0.0045578 | 0.00061026 | 0.00055425 | 0.00062639 | 100000 | 100000 | 0 | 0 | 0
2819 |  |  |  | 9795.2055 |  |  |  |  | 4452.2406 | 4621.0839 | 4789.9273 | 4958.7706 | 5127.6139 | 14084.2598 | 13703.7514 | 13323.2431 | 12942.7348 | 12562.2265 |  | 0.77508 |  |  |  |  | 1 | 1 | 1 | 1 | 1 | [5 empty] | 2.7132 | 7.6927 | 570.7763 | 26826.484 | 684.9315 | 0.092236 | 0.0045558 | 0.00061512 | 0.00055912 | 0.00063886 | 0.092236 | 0.0045558 | 0.00061512 | 0.00055912 | 0.00063886 | 100000 | 100000 | 0 | 0 | 0
2820 |  |  |  | 9795.2055 |  |  |  |  | 4483.5629 | 4678.1179 | 4872.6729 | 5067.2279 | 5261.7829 | 13419.3972 | 13056.8511 | 12694.3051 | 12331.7591 | 11969.2131 |  | 0.8027 |  |  |  |  | 1 | 1 | 1 | 1 | 1 | [5 empty] | 1.7642 | 6.913 | 570.7763 | 26826.484 | 684.9315 | 0.092235 | 0.0045488 | 0.00061702 | 0.00055942 | 0.00063834 | 0.092235 | 0.0045488 | 0.00061702 | 0.00055942 | 0.00063834 | 100000 | 100000 | 0 | 0 | 0
2821 |  |  |  | 9795.2055 |  |  |  |  | 4394.9655 | 4657.1955 | 4919.4255 | 5181.6555 | 5443.8855 | 13128.3951 | 12773.711 | 12419.0268 | 12064.3427 | 11709.6585 |  | 0.79596 |  |  |  |  | 1 | 1 | 1 | 1 | 1 | [5 empty] | 1.4696 | 6.5275 | 570.7763 | 26826.484 | 684.9315 | 0.092209 | 0.0045605 | 0.00062244 | 0.00055876 | 0.00063259 | 0.092209 | 0.0045605 | 0.00062244 | 0.00055877 | 0.00063259 | 100000 | 100000 | 0 | 0 | 0
2822 |  |  |  | 9795.2055 |  |  |  |  | 4219.5607 | 4540.2257 | 4860.8907 | 5181.5557 | 5502.2207 | 12808.7764 | 12462.7273 | 12116.6781 | 11770.629 | 11424.5798 |  | 0.72776 |  |  |  |  | 1 | 1 | 1 | 1 | 1 | [5 empty] | 1.4806 | 5.5559 | 570.7763 | 26826.484 | 684.9315 | 0.092175 | 0.0045645 | 0.0006162 | 0.00055685 | 0.00063318 | 0.092175 | 0.0045645 | 0.0006162 | 0.00055686 | 0.00063318 | 100000 | 100000 | 0 | 0 | 0
2823 |  |  |  | 9795.2055 |  |  |  |  | 3856.222 | 4279.4845 | 4702.747 | 5126.0095 | 5549.272 | 12983.7665 | 12632.9897 | 12282.2129 | 11931.4362 | 11580.6594 |  | 0.61127 |  |  |  |  | 1 | 1 | 1 | 1 | 1 | [5 empty] | 1.2283 | 4.6813 | 570.7763 | 26826.484 | 684.9315 | 0.09218 | 0.0045607 | 0.00062598 | 0.00056047 | 0.00063222 | 0.09218 | 0.0045607 | 0.00062598 | 0.00056047 | 0.00063222 | 100000 | 100000 | 0 | 0 | 0
2824 |  |  |  | 9795.2055 |  |  |  |  | 3858.0119 | 4491.1744 | 5124.3369 | 5757.4994 | 6390.6619 | 13570.7062 | 13204.0723 | 12837.4384 | 12470.8046 | 12104.1707 |  | 0.45084 |  |  |  |  | 1 | 1 | 1 | 1 | 1 | [5 empty] | 1.2214 | 7.0915 | 570.7763 | 26826.484 | 684.9315 | 0.092183 | 0.0045663 | 0.00064964 | 0.00058278 | 0.0006557 | 0.092183 | 0.0045663 | 0.00064964 | 0.00058278 | 0.0006557 | 100000 | 100000 | 0 | 0 | 0
2825 |  |  |  | 9795.2055 |  |  |  |  | 4562.3161 | 5338.1986 | 6114.0811 | 6889.9636 | 7665.8461 | 14350.0353 | 13962.3466 | 13574.6579 | 13186.9693 | 12799.2806 |  | 0.25975 |  |  |  |  | 1 | 1 | 1 | 1 | 1 | [5 empty] | 1.5353 | 9.991 | 570.7763 | 26826.484 | 684.9315 | 0.10177 | 0.044061 | 0.0071553 | 0.0097639 | 0.03479 | 0.10177 | 0.044061 | 0.0071553 | 0.0097639 | 0.03479 | 100000 | 100000 | 0 | 0 | 0
2826 |  |  |  | 9795.2055 |  |  |  |  | 5578.0534 | 6370.0225 | 7161.9917 | 7953.9609 | 8745.93 | 15402.8674 | 14986.7348 | 14570.6022 | 14154.4697 | 13738.3371 |  | 0.0628 |  |  |  |  | 1 | 1 | 1 | 1 | 1 | [5 empty] | 1.5018 | 8.8898 | 570.7763 | 26826.484 | 684.9315 | 0.10968 | 0.10302 | 0.082677 | 0.051926 | 0.045892 | 0.10968 | 0.10302 | 0.082677 | 0.051926 | 0.045892 | 100000 | 100000 | 0 | 0 | 0
2827 |  |  |  | 9795.2055 |  |  |  |  | 6472.9761 | 7238.1053 | 8003.2344 | 8768.3636 | 9533.4928 | 16727.6571 | 16275.7332 | 15823.8094 | 15371.8856 | 14919.9617 |  | 0.00336 |  |  |  |  | 1 | 1 | 1 | 1 | 1 | [5 empty] | 2.053 | 5.1692 | 570.7763 | 26826.484 | 684.9315 | 0.11326 | 0.12762 | 0.092837 | 0.090589 | 0.053526 | 0.11326 | 0.12762 | 0.092837 | 0.090589 | 0.053526 | 100000 | 100000 | 0 | 0 | 0
2828 |  |  |  | 9795.2055 |  |  |  |  | 6217.0282 | 6858.6332 | 7500.2382 | 8141.8432 | 8783.4482 | 16703.677 | 16252.401 | 15801.125 | 15349.8491 | 14898.5731 |  | 0 |  |  |  |  | 1 | 1 | 1 | 1 | 1 | [5 empty] | 2.45 | 4.1049 | 570.7763 | 26826.484 | 684.9315 | 0.11326 | 0.12813 | 0.09338 | 0.089979 | 0.05377 | 0.11326 | 0.12813 | 0.09338 | 0.089979 | 0.05377 | 100000 | 100000 | 0 | 0 | 0
2829 |  |  |  | 9795.2055 |  |  |  |  | 5479.6119 | 6026.5652 | 6573.5185 | 7120.4719 | 7667.4252 | 15525.0614 | 15105.6276 | 14686.1938 | 14266.7599 | 13847.3261 |  | 0 |  |  |  |  | 1 | 1 | 1 | 1 | 1 | [5 empty] | 2.9147 | 3.3765 | 570.7763 | 26826.484 | 684.9315 | 0.11287 | 0.1206 | 0.093008 | 0.088397 | 0.051779 | 0.11287 | 0.1206 | 0.093008 | 0.088397 | 0.051779 | 100000 | 100000 | 0 | 0 | 0
2830 |  |  |  | 9795.2055 |  |  |  |  | 5072.422 | 5524.642 | 5976.862 | 6429.082 | 6881.302 | 11809.6878 | 11490.6306 | 11171.5734 | 10852.5162 | 10533.459 |  | 0 |  |  |  |  | 1 | 1 | 1 | 1 | 1 | [5 empty] | 3.3855 | 4.3418 | 570.7763 | 26826.484 | 684.9315 | 0.11162 | 0.1081 | 0.090215 | 0.083225 | 0.048467 | 0.11162 | 0.1081 | 0.090215 | 0.083225 | 0.048467 | 100000 | 100000 | 0 | 0 | 0
2831 |  |  |  | 9795.2055 |  |  |  |  | 3546.5788 | 3923.9729 | 4301.3671 | 4678.7613 | 5056.1554 | 6962.1132 | 6774.0209 | 6585.9285 | 6397.8361 | 6209.7437 |  | 0 |  |  |  |  | 1 | 1 | 1 | 1 | 1 | [5 empty] | 3.5837 | 3.5088 | 570.7763 | 26826.484 | 684.9315 | 0.10941 | 0.10199 | 0.082688 | 0.051131 | 0.045996 | 0.10941 | 0.10199 | 0.082688 | 0.051131 | 0.045996 | 100000 | 100000 | 0 | 0 | 0
2832 |  |  |  | 9795.2055 |  |  |  |  | 2472.1452 | 2683.8877 | 2895.6302 | 3107.3727 | 3319.1152 | 3597.0394 | 3499.8597 | 3402.6801 | 3305.5004 | 3208.3208 |  | 0 |  |  |  |  | 1 | 1 | 1 | 1 | 1 | [5 empty] | 3.5651 | 3.025 | 570.7763 | 26826.484 | 684.9315 | 0.10726 | 0.099256 | 0.080893 | 0.050674 | 0.045519 | 0.10726 | 0.099256 | 0.080893 | 0.050674 | 0.045519 | 100000 | 100000 | 0 | 0 | 0
2833 |  |  |  | 9795.2055 |  |  |  |  | 1848.9827 | 1947.3177 | 2045.6527 | 2143.9877 | 2242.3227 | 3880.4308 | 3775.5949 | 3670.759 | 3565.9231 | 3461.0872 |  | 0 |  |  |  |  | 1 | 1 | 1 | 1 | 1 | [5 empty] | 4.161 | 13.2271 | 570.7763 | 26826.484 | 684.9315 | 0.10565 | 0.099336 | 0.078411 | 0.050297 | 0.045413 | 0.10565 | 0.099336 | 0.078411 | 0.050297 | 0.045413 | 100000 | 100000 | 0 | 0 | 0
2834 |  |  |  | 9795.2055 |  |  |  |  | 1584.2055 | 1634.198 | 1684.1905 | 1734.183 | 1784.1755 | 3778.9353 | 3676.8414 | 3574.7476 | 3472.6537 | 3370.5599 |  | 0 |  |  |  |  | 1 | 1 | 1 | 1 | 1 | [5 empty] | 4.4706 | 13.7583 | 570.7763 | 26826.484 | 684.9315 | 0.10477 | 0.091079 | 0.075026 | 0.049307 | 0.045227 | 0.10477 | 0.091079 | 0.075026 | 0.049307 | 0.045227 | 100000 | 100000 | 0 | 0 | 0
2835 |  |  |  | 9795.2055 |  |  |  |  | 1552.1113 | 1593.4963 | 1634.8813 | 1676.2663 | 1717.6513 | 4788.8784 | 4659.4993 | 4530.1203 | 4400.7412 | 4271.3622 |  | 0 |  |  |  |  | 1 | 1 | 1 | 1 | 1 | [5 empty] | 4.5529 | 13.4717 | 570.7763 | 26826.484 | 684.9315 | 0.10414 | 0.089518 | 0.073966 | 0.049286 | 0.045098 | 0.10414 | 0.089518 | 0.073966 | 0.049286 | 0.045098 | 100000 | 100000 | 0 | 0 | 0
2836 |  |  |  | 9795.2055 |  |  |  |  | 1704.5588 | 1746.7688 | 1788.9788 | 1831.1888 | 1873.3988 | 7680.5645 | 7473.062 | 7265.5596 | 7058.0571 | 6850.5546 |  | 0 |  |  |  |  | 1 | 1 | 1 | 1 | 1 | [5 empty] | 4.3106 | 14.6603 | 570.7763 | 26826.484 | 684.9315 | 0.086916 | 0.06449 | 0.027167 | 0.0379 | 0.043211 | 0.086916 | 0.06449 | 0.027167 | 0.0379 | 0.043211 | 100000 | 100000 | 0 | 0 | 0
2837 |  |  |  | 9795.2055 |  |  |  |  | 2345.5514 | 2385.4239 | 2425.2964 | 2465.1689 | 2505.0414 | 14441.8909 | 14051.7206 | 13661.5503 | 13271.3801 | 12881.2098 |  | 0 |  |  |  |  | 1 | 1 | 1 | 1 | 1 | [5 empty] | 4.4089 | 13.6291 | 570.7763 | 26826.484 | 684.9315 | 0.076381 | 0.056881 | 0.028682 | 0.041188 | 0.043993 | 0.076381 | 0.056881 | 0.028682 | 0.041188 | 0.043993 | 100000 | 100000 | 0 | 0 | 0
2838 |  |  |  | 9795.2055 |  |  |  |  | 3672.1118 | 3712.5343 | 3752.9568 | 3793.3793 | 3833.8018 | 17046.7657 | 16586.2206 | 16125.6756 | 15665.1305 | 15204.5855 |  | 0.01767 |  |  |  |  | 1 | 1 | 1 | 1 | 1 | [5 empty] | 4.0659 | 12.6429 | 570.7763 | 26826.484 | 684.9315 | 0.067273 | 0.054322 | 0.0069988 | 0.03918 | 0.043135 | 0.067273 | 0.054322 | 0.0069988 | 0.03918 | 0.043135 | 100000 | 100000 | 0 | 0 | 0
2839 |  |  |  | 9795.2055 |  |  |  |  | 4524.3912 | 4565.2262 | 4606.0612 | 4646.8962 | 4687.7312 | 17373.114 | 16903.7521 | 16434.3902 | 15965.0283 | 15495.6665 |  | 0.14321 |  |  |  |  | 1 | 1 | 1 | 1 | 1 | [5 empty] | 3.6938 | 12.418 | 570.7763 | 26826.484 | 684.9315 | 0.03677 | 0.0034034 | 0.0012315 | 0.0039144 | 0.0090908 | 0.03677 | 0.0034035 | 0.0012315 | 0.0039144 | 0.0090908 | 100000 | 100000 | 0 | 0 | 0
2840 |  |  |  | 9795.2055 |  |  |  |  | 3980.5727 | 4030.2352 | 4079.8977 | 4129.5602 | 4179.2227 | 14334.3808 | 13947.1151 | 13559.8494 | 13172.5836 | 12785.3179 |  | 0.35457 |  |  |  |  | 1 | 1 | 1 | 1 | 1 | [5 empty] | 2.5814 | 10.8294 | 570.7763 | 26826.484 | 684.9315 | 0.011349 | 0.00069035 | 0.00042122 | 0.00062026 | 0.00060357 | 0.011349 | 0.00069035 | 0.00042122 | 0.00062026 | 0.00060357 | 100000 | 100000 | 0 | 0 | 0
2841 |  |  |  | 9795.2055 |  |  |  |  | 3767.5029 | 3841.0079 | 3914.5129 | 3988.0179 | 4061.5229 | 14055.4414 | 13675.7116 | 13295.9819 | 12916.2521 | 12536.5224 |  | 0.52205 |  |  |  |  | 1 | 1 | 1 | 1 | 1 | [5 empty] | 3.1642 | 9.4411 | 570.7763 | 26826.484 | 684.9315 | 0.010077 | 0.00027032 | 0.00032859 | 0.00057274 | 0.00041388 | 0.010077 | 0.00027032 | 0.00032859 | 0.00057274 | 0.00041388 | 100000 | 100000 | 0 | 0 | 0
2842 |  |  |  | 9795.2055 |  |  |  |  | 3924.4079 | 4033.4404 | 4142.4729 | 4251.5054 | 4360.5379 | 12775.4627 | 12430.3136 | 12085.1645 | 11740.0153 | 11394.8662 |  | 0.64474 |  |  |  |  | 1 | 1 | 1 | 1 | 1 | [5 empty] | 3.5215 | 7.7661 | 570.7763 | 26826.484 | 684.9315 | 0.012436 | 0.000655 | 0.00033143 | 0.00055995 | 0.00039992 | 0.012436 | 0.000655 | 0.00033143 | 0.00055995 | 0.00039992 | 100000 | 100000 | 0 | 0 | 0
2843 |  |  |  | 9795.2055 |  |  |  |  | 4435.2406 | 4595.8348 | 4756.4289 | 4917.0231 | 5077.6173 | 11751.8985 | 11434.4025 | 11116.9066 | 10799.4107 | 10481.9147 |  | 0.75107 |  |  |  |  | 1 | 1 | 1 | 1 | 1 | [5 empty] | 3.4139 | 7.2237 | 570.7763 | 26826.484 | 684.9315 | 0.013049 | 0.0006562 | 0.00033206 | 0.00081999 | 0.00041088 | 0.013049 | 0.0006562 | 0.00033206 | 0.00081999 | 0.00041088 | 100000 | 100000 | 0 | 0 | 0
2844 |  |  |  | 9795.2055 |  |  |  |  | 4466.4433 | 4674.7483 | 4883.0533 | 5091.3583 | 5299.6633 | 11099.8653 | 10799.985 | 10500.1048 | 10200.2246 | 9900.3443 |  | 0.76059 |  |  |  |  | 1 | 1 | 1 | 1 | 1 | [5 empty] | 3.4262 | 8.3573 | 570.7763 | 26826.484 | 684.9315 | 0.013048 | 0.0010288 | 0.00034911 | 0.00083283 | 0.00082895 | 0.013048 | 0.0010288 | 0.00034911 | 0.00083283 | 0.00082895 | 100000 | 100000 | 0 | 0 | 0
2845 |  |  |  | 9795.2055 |  |  |  |  | 4378.1842 | 4639.5342 | 4900.8842 | 5162.2342 | 5423.5842 | 10139.0263 | 9865.1046 | 9591.183 | 9317.2613 | 9043.3396 |  | 0.77227 |  |  |  |  | 1 | 1 | 1 | 1 | 1 | [5 empty] | 3.3492 | 8.6004 | 570.7763 | 26826.484 | 684.9315 | 0.013046 | 0.001198 | 0.00034732 | 0.00082823 | 0.00081683 | 0.013046 | 0.001198 | 0.00034732 | 0.00082823 | 0.00081683 | 100000 | 100000 | 0 | 0 | 0
2846 |  |  |  | 9795.2055 |  |  |  |  | 4203.4491 | 4531.6216 | 4859.7941 | 5187.9666 | 5516.1391 | 9875.934 | 9609.1202 | 9342.3064 | 9075.4925 | 8808.6787 |  | 0.70842 |  |  |  |  | 1 | 1 | 1 | 1 | 1 | [5 empty] | 4.6888 | 6.8574 | 570.7763 | 26826.484 | 684.9315 | 0.013039 | 0.0013147 | 0.00033771 | 0.00082571 | 0.0008226 | 0.013039 | 0.0013147 | 0.00033771 | 0.00082571 | 0.0008226 | 100000 | 100000 | 0 | 0 | 0
2847 |  |  |  | 9795.2055 |  |  |  |  | 3841.4978 | 4290.5003 | 4739.5028 | 5188.5053 | 5637.5078 | 9306.6599 | 9055.2259 | 8803.7919 | 8552.3579 | 8300.9239 |  | 0.60324 |  |  |  |  | 1 | 1 | 1 | 1 | 1 | [5 empty] | 6.1713 | 6.6514 | 570.7763 | 26826.484 | 684.9315 | 0.013037 | 0.001456 | 0.00081136 | 0.00084301 | 0.00082407 | 0.013037 | 0.001456 | 0.00081136 | 0.00084301 | 0.00082407 | 100000 | 100000 | 0 | 0 | 0
2848 |  |  |  | 9795.2055 |  |  |  |  | 3843.2809 | 4480.5684 | 5117.8559 | 5755.1434 | 6392.4309 | 9906.965 | 9639.3128 | 9371.6606 | 9104.0085 | 8836.3563 |  | 0.45451 |  |  |  |  | 1 | 1 | 1 | 1 | 1 | [5 empty] | 6.6633 | 6.7278 | 570.7763 | 26826.484 | 684.9315 | 0.035418 | 0.0097636 | 0.0015484 | 0.0045788 | 0.0062345 | 0.035418 | 0.0097636 | 0.0015484 | 0.0045788 | 0.0062345 | 100000 | 100000 | 0 | 0 | 0
2849 |  |  |  | 9795.2055 |  |  |  |  | 4544.8958 | 5307.7158 | 6070.5358 | 6833.3558 | 7596.1758 | 10464.8439 | 10182.1198 | 9899.3956 | 9616.6715 | 9333.9473 |  | 0.25482 |  |  |  |  | 1 | 1 | 1 | 1 | 1 | [5 empty] | 7.0311 | 5.5695 | 570.7763 | 26826.484 | 684.9315 | 0.09776 | 0.041862 | 0.038874 | 0.040001 | 0.042199 | 0.09776 | 0.041862 | 0.038874 | 0.040001 | 0.042199 | 100000 | 100000 | 0 | 0 | 0
2850 |  |  |  | 9795.2055 |  |  |  |  | 5556.7547 | 6398.2214 | 7239.688 | 8081.1547 | 8922.6214 | 10928.7012 | 10633.4453 | 10338.1893 | 10042.9333 | 9747.6774 |  | 0.06071 |  |  |  |  | 1 | 1 | 1 | 1 | 1 | [5 empty] | 8.613 | 4.961 | 570.7763 | 26826.484 | 684.9315 | 0.10847 | 0.10088 | 0.083767 | 0.049579 | 0.046094 | 0.10847 | 0.10088 | 0.083767 | 0.049579 | 0.046094 | 100000 | 100000 | 0 | 0 | 0
2851 |  |  |  | 9795.2055 |  |  |  |  | 6448.2604 | 7223.7304 | 7999.2004 | 8774.6704 | 9550.1404 | 12078.1141 | 11751.8049 | 11425.4957 | 11099.1866 | 10772.8774 |  | 0.00377 |  |  |  |  | 1 | 1 | 1 | 1 | 1 | [5 empty] | 10.0473 | 4.3801 | 570.7763 | 26826.484 | 684.9315 | 0.11397 | 0.12654 | 0.099808 | 0.10497 | 0.053448 | 0.11397 | 0.12654 | 0.099808 | 0.10497 | 0.053448 | 100000 | 100000 | 0 | 0 | 0
2852 |  |  |  | 9795.2055 |  |  |  |  | 6193.2897 | 6803.5464 | 7413.8031 | 8024.0597 | 8634.3164 | 12481.0741 | 12143.8783 | 11806.6826 | 11469.4868 | 11132.2911 |  | 0 |  |  |  |  | 1 | 1 | 1 | 1 | 1 | [5 empty] | 8.2467 | 3.1589 | 570.7763 | 26826.484 | 684.9315 | 0.11452 | 0.12696 | 0.10015 | 0.10501 | 0.10494 | 0.11452 | 0.12696 | 0.10015 | 0.10502 | 0.10494 | 100000 | 100000 | 0 | 0 | 0
2853 |  |  |  | 9795.2055 |  |  |  |  | 5458.6891 | 5985.9808 | 6513.2724 | 7040.5641 | 7567.8558 | 11534.6523 | 11223.0256 | 10911.3989 | 10599.7722 | 10288.1455 |  | 0 |  |  |  |  | 1 | 1 | 1 | 1 | 1 | [5 empty] | 7.6165 | 2.9738 | 570.7763 | 26826.484 | 684.9315 | 0.11431 | 0.11574 | 0.10023 | 0.10393 | 0.054319 | 0.11431 | 0.11574 | 0.10023 | 0.10393 | 0.054319 | 100000 | 100000 | 0 | 0 | 0
2854 |  |  |  | 9795.2055 |  |  |  |  | 5053.054 | 5512.8365 | 5972.619 | 6432.4015 | 6892.184 | 9102.9022 | 8856.973 | 8611.0439 | 8365.1147 | 8119.1856 |  | 0 |  |  |  |  | 1 | 1 | 1 | 1 | 1 | [5 empty] | 8.433 | 0.9107 | 570.7763 | 26826.484 | 684.9315 | 0.11291 | 0.10847 | 0.09894 | 0.099943 | 0.049135 | 0.11291 | 0.10847 | 0.09894 | 0.099943 | 0.049135 | 100000 | 100000 | 0 | 0 | 0
2855 |  |  |  | 9795.2055 |  |  |  |  | 3533.0369 | 3910.4319 | 4287.8269 | 4665.2219 | 5042.6169 | 5091.5369 | 4953.9811 | 4816.4252 | 4678.8694 | 4541.3135 |  | 0 |  |  |  |  | 1 | 1 | 1 | 1 | 1 | [5 empty] | 9.4063 | 0.77573 | 570.7763 | 26826.484 | 684.9315 | 0.10781 | 0.10181 | 0.085124 | 0.050191 | 0.047073 | 0.10781 | 0.10181 | 0.085124 | 0.050191 | 0.047073 | 100000 | 100000 | 0 | 0 | 0
2856 |  |  |  | 9795.2055 |  |  |  |  | 2462.7251 | 2662.7801 | 2862.8351 | 3062.8901 | 3262.9451 | 3597.2109 | 3500.0266 | 3402.8423 | 3305.658 | 3208.4737 |  | 0 |  |  |  |  | 1 | 1 | 1 | 1 | 1 | [5 empty] | 9.6759 | 1.7998 | 570.7763 | 26826.484 | 684.9315 | 0.10121 | 0.093196 | 0.048632 | 0.046706 | 0.045493 | 0.10121 | 0.093196 | 0.048632 | 0.046706 | 0.045493 | 100000 | 100000 | 0 | 0 | 0
2857 |  |  |  | 9795.2055 |  |  |  |  | 1841.9372 | 1940.603 | 2039.2689 | 2137.9347 | 2236.6005 | 3880.6163 | 3775.7754 | 3670.9345 | 3566.0935 | 3461.2526 |  | 0 |  |  |  |  | 1 | 1 | 1 | 1 | 1 | [5 empty] | 11.1932 | 1.8699 | 570.7763 | 26826.484 | 684.9315 | 0.099658 | 0.093191 | 0.047753 | 0.045826 | 0.045263 | 0.099658 | 0.093191 | 0.047753 | 0.045826 | 0.045263 | 100000 | 100000 | 0 | 0 | 0
2858 |  |  |  | 9795.2055 |  |  |  |  | 1578.1689 | 1627.8314 | 1677.4939 | 1727.1564 | 1776.8189 | 3779.1164 | 3677.0177 | 3574.9189 | 3472.8202 | 3370.7214 |  | 0 |  |  |  |  | 1 | 1 | 1 | 1 | 1 | [5 empty] | 11.249 | 1.8617 | 570.7763 | 26826.484 | 684.9315 | 0.098788 | 0.0923 | 0.047628 | 0.045816 | 0.045272 | 0.098788 | 0.0923 | 0.047628 | 0.045816 | 0.045272 | 100000 | 100000 | 0 | 0 | 0
2859 |  |  |  | 9795.2055 |  |  |  |  | 1546.197 | 1587.4445 | 1628.692 | 1669.9395 | 1711.187 | 4789.1093 | 4659.724 | 4530.3388 | 4400.9535 | 4271.5682 |  | 0 |  |  |  |  | 1 | 1 | 1 | 1 | 1 | [5 empty] | 10.3225 | 2.201 | 570.7763 | 26826.484 | 684.9315 | 0.098799 | 0.092218 | 0.047587 | 0.045725 | 0.045241 | 0.098799 | 0.092218 | 0.047587 | 0.045725 | 0.045241 | 100000 | 100000 | 0 | 0 | 0
2860 |  |  |  | 9795.2055 |  |  |  |  | 1698.0636 | 1738.3486 | 1778.6336 | 1818.9186 | 1859.2036 | 7680.9351 | 7473.4227 | 7265.9102 | 7058.3977 | 6850.8852 |  | 0 |  |  |  |  | 1 | 1 | 1 | 1 | 1 | [5 empty] | 9.3425 | 5.4588 | 570.7763 | 26826.484 | 684.9315 | 0.066525 | 0.0074494 | 0.039071 | 0.041291 | 0.042469 | 0.066525 | 0.0074494 | 0.039071 | 0.041291 | 0.042469 | 100000 | 100000 | 0 | 0 | 0
2861 |  |  |  | 9795.2055 |  |  |  |  | 2336.6137 | 2377.4487 | 2418.2837 | 2459.1187 | 2499.9537 | 14442.5953 | 14052.406 | 13662.2167 | 13272.0274 | 12881.838 |  | 0 |  |  |  |  | 1 | 1 | 1 | 1 | 1 | [5 empty] | 8.424 | 5.6416 | 570.7763 | 26826.484 | 684.9315 | 0.055574 | 0.0048773 | 0.03642 | 0.040579 | 0.04193 | 0.055574 | 0.0048773 | 0.03642 | 0.040579 | 0.04193 | 100000 | 100000 | 0 | 0 | 0
2862 |  |  |  | 9795.2055 |  |  |  |  | 3658.1192 | 3701.7042 | 3745.2892 | 3788.8742 | 3832.4592 | 17047.5982 | 16587.0307 | 16126.4631 | 15665.8956 | 15205.328 |  | 0.00167 |  |  |  |  | 1 | 1 | 1 | 1 | 1 | [5 empty] | 8.8082 | 4.6282 | 570.7763 | 26826.484 | 684.9315 | 0.04665 | 0.0033516 | 0.020303 | 0.03775 | 0.040822 | 0.04665 | 0.0033516 | 0.020303 | 0.037751 | 0.040821 | 100000 | 100000 | 0 | 0 | 0
2863 |  |  |  | 9795.2055 |  |  |  |  | 4507.151 | 4549.4985 | 4591.846 | 4634.1935 | 4676.541 | 17373.9621 | 16904.5773 | 16435.1926 | 15965.8078 | 15496.423 |  | 0.03304 |  |  |  |  | 1 | 1 | 1 | 1 | 1 | [5 empty] | 7.309 | 10.8726 | 570.7763 | 26826.484 | 684.9315 | 0.044845 | 0.001685 | 0.0017897 | 0.024357 | 0.025746 | 0.044845 | 0.001685 | 0.0017897 | 0.024357 | 0.025746 | 100000 | 100000 | 0 | 0 | 0
2864 |  |  |  | 9795.2055 |  |  |  |  | 3965.4048 | 4015.7273 | 4066.0498 | 4116.3723 | 4166.6948 | 14335.0789 | 13947.7943 | 13560.5097 | 13173.2251 | 12785.9405 |  | 0.15882 |  |  |  |  | 1 | 1 | 1 | 1 | 1 | [5 empty] | 6.437 | 10.2572 | 570.7763 | 26826.484 | 684.9315 | 0.018773 | 0.0012435 | 0.0014499 | 0.015871 | 0.017564 | 0.018773 | 0.0012435 | 0.0014499 | 0.015871 | 0.017564 | 100000 | 100000 | 0 | 0 | 0
2865 |  |  |  | 9795.2055 |  |  |  |  | 3753.1468 | 3828.8793 | 3904.6118 | 3980.3443 | 4056.0768 | 14056.1257 | 13676.3775 | 13296.6293 | 12916.881 | 12537.1328 |  | 0.27599 |  |  |  |  | 1 | 1 | 1 | 1 | 1 | [5 empty] | 6.4837 | 12.6975 | 570.7763 | 26826.484 | 684.9315 | 0.010491 | 0.00085365 | 0.00088992 | 0.0029168 | 0.013638 | 0.010491 | 0.00085365 | 0.00088992 | 0.0029168 | 0.013638 | 100000 | 100000 | 0 | 0 | 0
2866 |  |  |  | 9795.2055 |  |  |  |  | 3909.4539 | 4019.5589 | 4129.6639 | 4239.7689 | 4349.8739 | 12776.0842 | 12430.9183 | 12085.7524 | 11740.5865 | 11395.4206 |  | 0.28639 |  |  |  |  | 1 | 1 | 1 | 1 | 1 | [5 empty] | 6.0278 | 14.3691 | 570.7763 | 26826.484 | 684.9315 | 0.0077539 | 0.00070826 | 0.0007075 | 0.001056 | 0.0019342 | 0.0077539 | 0.00070826 | 0.0007075 | 0.001056 | 0.0019342 | 100000 | 100000 | 0 | 0 | 0
2867 |  |  |  | 9795.2055 |  |  |  |  | 4418.3402 | 4576.1835 | 4734.0268 | 4891.8702 | 5049.7135 | 11752.4698 | 11434.9584 | 11117.447 | 10799.9357 | 10482.4243 |  | 0.07401 |  |  |  |  | 1 | 1 | 1 | 1 | 1 | [5 empty] | 6.2672 | 14.3217 | 570.7763 | 26826.484 | 684.9315 | 0.0077195 | 0.00070359 | 0.00069741 | 0.00084245 | 0.001747 | 0.0077195 | 0.00070359 | 0.00069741 | 0.00084245 | 0.001747 | 100000 | 100000 | 0 | 0 | 0
2868 |  |  |  | 9795.2055 |  |  |  |  | 4449.424 | 4647.4165 | 4845.409 | 5043.4015 | 5241.394 | 11100.4038 | 10800.509 | 10500.6142 | 10200.7194 | 9900.8247 |  | 0.56219 |  |  |  |  | 1 | 1 | 1 | 1 | 1 | [5 empty] | 9.6404 | 13.7478 | 570.7763 | 26826.484 | 684.9315 | 0.0071473 | 0.0006963 | 0.00069307 | 0.00082985 | 0.0018382 | 0.0071473 | 0.0006963 | 0.00069306 | 0.00082985 | 0.0018382 | 100000 | 100000 | 0 | 0 | 0
2869 |  |  |  | 9795.2055 |  |  |  |  | 4361.5012 | 4621.9712 | 4882.4412 | 5142.9112 | 5403.3812 | 10139.5183 | 9865.5833 | 9591.6484 | 9317.7134 | 9043.7785 |  | 0.27625 |  |  |  |  | 1 | 1 | 1 | 1 | 1 | [5 empty] | 6.9529 | 14.4381 | 570.7763 | 26826.484 | 684.9315 | 0.0070392 | 0.0007029 | 0.00068837 | 0.00085935 | 0.0018779 | 0.0070392 | 0.0007029 | 0.00068837 | 0.00085935 | 0.0018779 | 100000 | 100000 | 0 | 0 | 0
2870 |  |  |  | 9795.2055 |  |  |  |  | 4187.4319 | 4507.0244 | 4826.6169 | 5146.2094 | 5465.8019 | 9876.4128 | 9609.5861 | 9342.7593 | 9075.9326 | 8809.1058 |  | 0.39987 |  |  |  |  | 1 | 1 | 1 | 1 | 1 | [5 empty] | 6.3348 | 14.2381 | 570.7763 | 26826.484 | 684.9315 | 0.0069714 | 0.0007025 | 0.00068813 | 0.00086711 | 0.0018816 | 0.0069714 | 0.0007025 | 0.00068813 | 0.00086711 | 0.0018816 | 100000 | 100000 | 0 | 0 | 0
2871 |  |  |  | 9795.2055 |  |  |  |  | 3826.8599 | 4267.2824 | 4707.7049 | 5148.1274 | 5588.5499 | 9307.1111 | 9055.6649 | 8804.2187 | 8552.7725 | 8301.3264 |  | 0.0931 |  |  |  |  | 1 | 1 | 1 | 1 | 1 | [5 empty] | 4.5948 | 14.8692 | 570.7763 | 26826.484 | 684.9315 | 0.024222 | 0.00069231 | 0.00068375 | 0.00085839 | 0.0020506 | 0.024222 | 0.00069231 | 0.00068375 | 0.00085839 | 0.0020506 | 100000 | 100000 | 0 | 0 | 0
2872 |  |  |  | 9795.2055 |  |  |  |  | 3828.6361 | 4445.3002 | 5061.9644 | 5678.6286 | 6295.2927 | 9907.4464 | 9639.7812 | 9372.116 | 9104.4509 | 8836.7857 |  | 0.07426 |  |  |  |  | 1 | 1 | 1 | 1 | 1 | [5 empty] | 3.667 | 14.3446 | 570.7763 | 26826.484 | 684.9315 | 0.024446 | 0.00097801 | 0.00092661 | 0.0016108 | 0.0024518 | 0.024446 | 0.00097801 | 0.00092661 | 0.0016108 | 0.0024518 | 100000 | 100000 | 0 | 0 | 0
2873 |  |  |  | 9795.2055 |  |  |  |  | 4527.5775 | 5300.8475 | 6074.1175 | 6847.3875 | 7620.6575 | 10465.3527 | 10182.6148 | 9899.8769 | 9617.1391 | 9334.4012 |  | 0.15121 |  |  |  |  | 1 | 1 | 1 | 1 | 1 | [5 empty] | 3.3754 | 12.9924 | 570.7763 | 26826.484 | 684.9315 | 0.050176 | 0.0027573 | 0.0023436 | 0.02004 | 0.036209 | 0.050176 | 0.0027573 | 0.0023435 | 0.02004 | 0.036209 | 100000 | 100000 | 0 | 0 | 0
2874 |  |  |  | 9795.2055 |  |  |  |  | 5535.5807 | 6344.0491 | 7152.5174 | 7960.9857 | 8769.4541 | 10929.2318 | 10633.9615 | 10338.6912 | 10043.4209 | 9748.1506 |  | 0.01021 |  |  |  |  | 1 | 1 | 1 | 1 | 1 | [5 empty] | 3.8706 | 12.428 | 570.7763 | 26826.484 | 684.9315 | 0.078535 | 0.05165 | 0.0357 | 0.041505 | 0.043939 | 0.078535 | 0.05165 | 0.0357 | 0.041505 | 0.043939 | 100000 | 100000 | 0 | 0 | 0
2875 |  |  |  | 9795.2055 |  |  |  |  | 6423.6893 | 7178.4802 | 7933.271 | 8688.0618 | 9442.8527 | 12078.7013 | 11752.3763 | 11426.0512 | 11099.7262 | 10773.4012 |  | 0 |  |  |  |  | 1 | 1 | 1 | 1 | 1 | [5 empty] | 5.276 | 12.3292 | 570.7763 | 26826.484 | 684.9315 | 0.096772 | 0.073549 | 0.043555 | 0.042793 | 0.04403 | 0.096772 | 0.073549 | 0.043555 | 0.042793 | 0.04403 | 100000 | 100000 | 0 | 0 | 0
2876 |  |  |  | 9795.2055 |  |  |  |  | 6169.6903 | 6788.3061 | 7406.9219 | 8025.5378 | 8644.1536 | 12481.6805 | 12144.4683 | 11807.2562 | 11470.044 | 11132.8319 |  | 0 |  |  |  |  | 1 | 1 | 1 | 1 | 1 | [5 empty] | 5.2428 | 11.7457 | 570.7763 | 26826.484 | 684.9315 | 0.10015 | 0.076983 | 0.043079 | 0.042959 | 0.04434 | 0.10015 | 0.076983 | 0.043079 | 0.042959 | 0.04434 | 100000 | 100000 | 0 | 0 | 0
2877 |  |  |  | 9795.2055 |  |  |  |  | 5437.8888 | 5977.693 | 6517.4971 | 7057.3013 | 7597.1055 | 11535.2107 | 11223.569 | 10911.9272 | 10600.2854 | 10288.6436 |  | 0 |  |  |  |  | 1 | 1 | 1 | 1 | 1 | [5 empty] | 7.4032 | 10.9235 | 570.7763 | 26826.484 | 684.9315 | 0.10114 | 0.079016 | 0.043236 | 0.042801 | 0.044273 | 0.10114 | 0.079016 | 0.043236 | 0.042801 | 0.044273 | 100000 | 100000 | 0 | 0 | 0
2878 |  |  |  | 9795.2055 |  |  |  |  | 5033.7994 | 5495.0936 | 5956.3877 | 6417.6819 | 6878.9761 | 9103.3412 | 8857.4002 | 8611.4592 | 8365.5182 | 8119.5772 |  | 0 |  |  |  |  | 1 | 1 | 1 | 1 | 1 | [5 empty] | 7.1335 | 10.1789 | 570.7763 | 26826.484 | 684.9315 | 0.10114 | 0.079944 | 0.043088 | 0.042456 | 0.044242 | 0.10114 | 0.079944 | 0.043088 | 0.042456 | 0.044243 | 100000 | 100000 | 0 | 0 | 0
2879 |  |  |  | 9795.2055 |  |  |  |  | 3519.5743 | 3930.5734 | 4341.5726 | 4752.5718 | 5163.5709 | 5091.78 | 4954.2175 | 4816.6551 | 4679.0927 | 4541.5303 |  | 0 |  |  |  |  | 1 | 1 | 1 | 1 | 1 | [5 empty] | 7.3061 | 10.0178 | 570.7763 | 26826.484 | 684.9315 | 0.10005 | 0.080418 | 0.042756 | 0.042502 | 0.044244 | 0.10005 | 0.080418 | 0.042756 | 0.042502 | 0.044244 | 100000 | 100000 | 0 | 0 | 0
2880 |  |  |  | 9795.2055 |  |  |  |  | 3053.211 | 3411.1918 | 3769.1727 | 4127.1535 | 4485.1343 | 5162.8211 | 5023.3394 | 4883.8578 | 4744.3761 | 4604.8944 |  | 0 |  |  |  |  | 1 | 1 | 1 | 1 | 1 | [5 empty] | 6.2091 | 9.6831 | 570.7763 | 26826.484 | 684.9315 | 0.098372 | 0.081758 | 0.042798 | 0.042629 | 0.044331 | 0.098372 | 0.081758 | 0.042798 | 0.042629 | 0.044331 | 100000 | 100000 | 0 | 0 | 0
2881 |  |  |  | 9795.2055 |  |  |  |  | 2331.2695 | 2655.207 | 2979.1445 | 3303.082 | 3627.0195 | 5532.1145 | 5382.6558 | 5233.197 | 5083.7383 | 4934.2796 |  | 0 |  |  |  |  | 1 | 1 | 1 | 1 | 1 | [5 empty] | 4.1651 | 9.7139 | 570.7763 | 26826.484 | 684.9315 | 0.098057 | 0.08182 | 0.042744 | 0.042536 | 0.04426 | 0.098057 | 0.08182 | 0.042744 | 0.042536 | 0.044259 | 100000 | 100000 | 0 | 0 | 0
2882 |  |  |  | 9795.2055 |  |  |  |  | 1888.0186 | 2106.8003 | 2325.582 | 2544.3636 | 2763.1453 | 5758.238 | 5602.6702 | 5447.1023 | 5291.5345 | 5135.9667 |  | 0 |  |  |  |  | 1 | 1 | 1 | 1 | 1 | [5 empty] | 4.5738 | 10.5174 | 570.7763 | 26826.484 | 684.9315 | 0.098242 | 0.083717 | 0.042946 | 0.04266 | 0.044334 | 0.098242 | 0.083717 | 0.042946 | 0.04266 | 0.044334 | 100000 | 100000 | 0 | 0 | 0
2883 |  |  |  | 9795.2055 |  |  |  |  | 1775.6576 | 1867.7243 | 1959.791 | 2051.8576 | 2143.9243 | 6760.7164 | 6578.0651 | 6395.4137 | 6212.7624 | 6030.1111 |  | 0 |  |  |  |  | 1 | 1 | 1 | 1 | 1 | [5 empty] | 4.4088 | 10.7747 | 570.7763 | 26826.484 | 684.9315 | 0.097964 | 0.086348 | 0.042976 | 0.042731 | 0.044372 | 0.097964 | 0.086348 | 0.042976 | 0.042731 | 0.044372 | 100000 | 100000 | 0 | 0 | 0
2884 |  |  |  | 9795.2055 |  |  |  |  | 1876.5171 | 1933.6871 | 1990.8571 | 2048.0271 | 2105.1971 | 9563.6741 | 9305.2964 | 9046.9188 | 8788.5412 | 8530.1636 |  | 0 |  |  |  |  | 1 | 1 | 1 | 1 | 1 | [5 empty] | 3.5559 | 10.9154 | 570.7763 | 26826.484 | 684.9315 | 0.093457 | 0.047944 | 0.041698 | 0.042199 | 0.04371 | 0.093457 | 0.047944 | 0.041698 | 0.042199 | 0.04371 | 100000 | 100000 | 0 | 0 | 0
2885 |  |  |  | 9795.2055 |  |  |  |  | 2158.7467 | 2199.5817 | 2240.4167 | 2281.2517 | 2322.0867 | 15967.2352 | 15535.8553 | 15104.4755 | 14673.0956 | 14241.7158 |  | 0 |  |  |  |  | 1 | 1 | 1 | 1 | 1 | [5 empty] | 3.391 | 10.7286 | 570.7763 | 26826.484 | 684.9315 | 0.093373 | 0.047756 | 0.040723 | 0.042139 | 0.043691 | 0.093373 | 0.047756 | 0.040723 | 0.042139 | 0.043691 | 100000 | 100000 | 0 | 0 | 0
2886 |  |  |  | 9795.2055 |  |  |  |  | 2632.9632 | 2672.9732 | 2712.9832 | 2752.9932 | 2793.0032 | 19554.5434 | 19026.2468 | 18497.9502 | 17969.6536 | 17441.357 |  | 0.00087 |  |  |  |  | 1 | 1 | 1 | 1 | 1 | [5 empty] | 3.1454 | 11.0544 | 570.7763 | 26826.484 | 684.9315 | 0.083055 | 0.04181 | 0.035414 | 0.041986 | 0.043482 | 0.083055 | 0.04181 | 0.035414 | 0.041986 | 0.043482 | 100000 | 100000 | 0 | 0 | 0
2887 |  |  |  | 9795.2055 |  |  |  |  | 3589.3587 | 3632.6687 | 3675.9787 | 3719.2887 | 3762.5987 | 19693.7945 | 19161.7358 | 18629.6772 | 18097.6185 | 17565.5598 |  | 0.04146 |  |  |  |  | 1 | 1 | 1 | 1 | 1 | [5 empty] | 3.2936 | 11.1111 | 570.7763 | 26826.484 | 684.9315 | 0.082295 | 0.041162 | 0.020917 | 0.038684 | 0.041653 | 0.082295 | 0.041162 | 0.020917 | 0.038684 | 0.041653 | 100000 | 100000 | 0 | 0 | 0
2888 |  |  |  | 9795.2055 |  |  |  |  | 4569.6421 | 4611.0271 | 4652.4121 | 4693.7971 | 4735.1821 | 17264.9169 | 16798.4781 | 16332.0394 | 15865.6006 | 15399.1619 |  | 0.03173 |  |  |  |  | 1 | 1 | 1 | 1 | 1 | [5 empty] | 2.9923 | 11.6 | 570.7763 | 26826.484 | 684.9315 | 0.085382 | 0.040721 | 0.021172 | 0.035975 | 0.039403 | 0.085382 | 0.040721 | 0.021172 | 0.035975 | 0.039402 | 100000 | 100000 | 0 | 0 | 0
2889 |  |  |  | 9795.2055 |  |  |  |  | 5485.34 | 5543.4725 | 5601.605 | 5659.7375 | 5717.87 | 16005.5164 | 15573.1023 | 15140.6883 | 14708.2742 | 14275.8601 |  | 0.04212 |  |  |  |  | 1 | 1 | 1 | 1 | 1 | [5 empty] | 4.9762 | 13.0624 | 570.7763 | 26826.484 | 684.9315 | 0.082434 | 0.026444 | 0.0070359 | 0.011617 | 0.03534 | 0.082434 | 0.026444 | 0.0070359 | 0.011617 | 0.03534 | 100000 | 100000 | 0 | 0 | 0
2890 |  |  |  | 9795.2055 |  |  |  |  | 6165.6991 | 6242.1741 | 6318.6491 | 6395.1241 | 6471.5991 | 14886.2349 | 14484.06 | 14081.885 | 13679.7101 | 13277.5351 |  | 0.04437 |  |  |  |  | 1 | 1 | 1 | 1 | 1 | [5 empty] | 6.9757 | 11.2814 | 570.7763 | 26826.484 | 684.9315 | 0.066163 | 0.010613 | 0.0063177 | 0.0096366 | 0.034034 | 0.066163 | 0.010613 | 0.0063177 | 0.0096366 | 0.034034 | 100000 | 100000 | 0 | 0 | 0
2891 |  |  |  | 9795.2055 |  |  |  |  | 6969.9207 | 7091.1907 | 7212.4607 | 7333.7307 | 7455.0007 | 13637.6573 | 13269.2147 | 12900.772 | 12532.3293 | 12163.8867 |  | 0.16822 |  |  |  |  | 1 | 1 | 1 | 1 | 1 | [5 empty] | 7.4857 | 10.4182 | 570.7763 | 26826.484 | 684.9315 | 0.066756 | 0.010806 | 0.0062801 | 0.0095221 | 0.034005 | 0.066756 | 0.010806 | 0.0062801 | 0.0095221 | 0.034005 | 100000 | 100000 | 0 | 0 | 0
2892 |  |  |  | 9795.2055 |  |  |  |  | 6637.2614 | 6811.6589 | 6986.0564 | 7160.4539 | 7334.8514 | 12994.2279 | 12643.1685 | 12292.1091 | 11941.0497 | 11589.9903 |  | 0.28187 |  |  |  |  | 1 | 1 | 1 | 1 | 1 | [5 empty] | 8.3621 | 12.3969 | 570.7763 | 26826.484 | 684.9315 | 0.067634 | 0.010842 | 0.0062826 | 0.0094977 | 0.033984 | 0.067634 | 0.010842 | 0.0062826 | 0.0094977 | 0.033984 | 100000 | 100000 | 0 | 0 | 0
2893 |  |  |  | 9795.2055 |  |  |  |  | 5875.5069 | 6120.3294 | 6365.1519 | 6609.9744 | 6854.7969 | 12712.3199 | 12368.8767 | 12025.4335 | 11681.9902 | 11338.547 |  | 0.14816 |  |  |  |  | 1 | 1 | 1 | 1 | 1 | [5 empty] | 7.7836 | 9.4566 | 570.7763 | 26826.484 | 684.9315 | 0.082275 | 0.01355 | 0.0064728 | 0.009522 | 0.033984 | 0.082275 | 0.01355 | 0.0064728 | 0.009522 | 0.033984 | 100000 | 100000 | 0 | 0 | 0
2894 |  |  |  | 9795.2055 |  |  |  |  | 5306.624 | 5635.8415 | 5965.059 | 6294.2765 | 6623.494 | 12402.6643 | 12067.5869 | 11732.5095 | 11397.4321 | 11062.3547 |  | 0.05703 |  |  |  |  | 1 | 1 | 1 | 1 | 1 | [5 empty] | 6.8468 | 11.2869 | 570.7763 | 26826.484 | 684.9315 | 0.083181 | 0.013766 | 0.0065003 | 0.0095498 | 0.034034 | 0.083181 | 0.013766 | 0.0065003 | 0.0095498 | 0.034034 | 100000 | 100000 | 0 | 0 | 0
2895 |  |  |  | 9795.2055 |  |  |  |  | 4997.8525 | 5303.5025 | 5609.1525 | 5914.8025 | 6220.4525 | 12571.9117 | 12232.2618 | 11892.6119 | 11552.962 | 11213.3122 |  | 0.03375 |  |  |  |  | 1 | 1 | 1 | 1 | 1 | [5 empty] | 6.9731 | 11.9651 | 570.7763 | 26826.484 | 684.9315 | 0.085605 | 0.028593 | 0.0076703 | 0.011055 | 0.035713 | 0.085605 | 0.028593 | 0.0076703 | 0.011055 | 0.035712 | 100000 | 100000 | 0 | 0 | 0
2896 |  |  |  | 9795.2055 |  |  |  |  | 5035.0112 | 5389.5271 | 5744.0429 | 6098.5587 | 6453.0746 | 13139.8701 | 12784.876 | 12429.8818 | 12074.8877 | 11719.8935 |  | 0.06171 |  |  |  |  | 1 | 1 | 1 | 1 | 1 | [5 empty] | 6.3923 | 10.3186 | 570.7763 | 26826.484 | 684.9315 | 0.091372 | 0.042781 | 0.024009 | 0.038147 | 0.04253 | 0.091372 | 0.042781 | 0.024009 | 0.038147 | 0.04253 | 100000 | 100000 | 0 | 0 | 0
2897 |  |  |  | 9795.2055 |  |  |  |  | 5664.0559 | 6078.52 | 6492.9842 | 6907.4484 | 7321.9125 | 13894.29 | 13518.9141 | 13143.5381 | 12768.1621 | 12392.7861 |  | 0.02446 |  |  |  |  | 1 | 1 | 1 | 1 | 1 | [5 empty] | 4.4984 | 8.7765 | 570.7763 | 26826.484 | 684.9315 | 0.097707 | 0.088199 | 0.04279 | 0.042481 | 0.043604 | 0.097707 | 0.088199 | 0.04279 | 0.042481 | 0.043604 | 100000 | 100000 | 0 | 0 | 0
2898 |  |  |  | 9795.2055 |  |  |  |  | 6178.0853 | 6669.7661 | 7161.447 | 7653.1278 | 8144.8086 | 14913.6932 | 14510.7765 | 14107.8597 | 13704.9429 | 13302.0262 |  | 0.00616 |  |  |  |  | 1 | 1 | 1 | 1 | 1 | [5 empty] | 4.0902 | 8.3082 | 570.7763 | 26826.484 | 684.9315 | 0.1038 | 0.098916 | 0.093903 | 0.065422 | 0.046832 | 0.1038 | 0.098916 | 0.093903 | 0.065422 | 0.046832 | 100000 | 100000 | 0 | 0 | 0
2899 |  |  |  | 9795.2055 |  |  |  |  | 6394.8447 | 6931.6239 | 7468.403 | 8005.1822 | 8541.9614 | 16196.4096 | 15758.8382 | 15321.2669 | 14883.6955 | 14446.1242 |  | 0 |  |  |  |  | 1 | 1 | 1 | 1 | 1 | [5 empty] | 3.9773 | 7.6433 | 570.7763 | 26826.484 | 684.9315 | 0.10549 | 0.1016 | 0.094762 | 0.068893 | 0.049093 | 0.10549 | 0.1016 | 0.094762 | 0.068893 | 0.049093 | 100000 | 100000 | 0 | 0 | 0
2900 |  |  |  | 9795.2055 |  |  |  |  | 5928.5908 | 6425.0558 | 6921.5208 | 7417.9858 | 7914.4508 | 16173.6723 | 15736.7152 | 15299.7581 | 14862.8011 | 14425.844 |  | 0 |  |  |  |  | 1 | 1 | 1 | 1 | 1 | [5 empty] | 4.6996 | 7.2388 | 570.7763 | 26826.484 | 684.9315 | 0.10509 | 0.10158 | 0.094783 | 0.068749 | 0.04909 | 0.10509 | 0.10158 | 0.094783 | 0.068749 | 0.04909 | 100000 | 100000 | 0 | 0 | 0
2901 |  |  |  | 9795.2055 |  |  |  |  | 5210.1882 | 5611.7282 | 6013.2682 | 6414.8082 | 6816.3482 | 15033.0343 | 14626.8933 | 14220.7524 | 13814.6114 | 13408.4705 |  | 0 |  |  |  |  | 1 | 1 | 1 | 1 | 1 | [5 empty] | 4.2004 | 7.1084 | 570.7763 | 26826.484 | 684.9315 | 0.10503 | 0.10156 | 0.094759 | 0.068779 | 0.049103 | 0.10503 | 0.10156 | 0.094759 | 0.068779 | 0.049103 | 100000 | 100000 | 0 | 0 | 0
2902 |  |  |  | 9795.2055 |  |  |  |  | 4979.2731 | 5321.3598 | 5663.4464 | 6005.5331 | 6347.6198 | 11436.5733 | 11127.5963 | 10818.6194 | 10509.6425 | 10200.6655 |  | 0 |  |  |  |  | 1 | 1 | 1 | 1 | 1 | [5 empty] | 4.5726 | 6.7931 | 570.7763 | 26826.484 | 684.9315 | 0.10548 | 0.10157 | 0.09483 | 0.068781 | 0.04911 | 0.10548 | 0.10157 | 0.09483 | 0.068781 | 0.04911 | 100000 | 100000 | 0 | 0 | 0
2903 |  |  |  | 9795.2055 |  |  |  |  | 3606.1687 | 3867.5187 | 4128.8687 | 4390.2187 | 4651.5687 | 6743.2787 | 6561.0985 | 6378.9183 | 6196.738 | 6014.5578 |  | 0 |  |  |  |  | 1 | 1 | 1 | 1 | 1 | [5 empty] | 3.642 | 6.7875 | 570.7763 | 26826.484 | 684.9315 | 0.10549 | 0.10158 | 0.094884 | 0.068808 | 0.049126 | 0.10549 | 0.10158 | 0.094884 | 0.068808 | 0.049126 | 100000 | 100000 | 0 | 0 | 0
2904 |  |  |  | 9795.2055 |  |  |  |  | 3041.6334 | 3399.6143 | 3757.5951 | 4115.5759 | 4473.5568 | 6586.839 | 6408.8852 | 6230.9315 | 6052.9777 | 5875.0239 |  | 0 |  |  |  |  | 1 | 1 | 1 | 1 | 1 | [5 empty] | 4.2732 | 6.4682 | 570.7763 | 26826.484 | 684.9315 | 0.10537 | 0.10161 | 0.09489 | 0.068823 | 0.049135 | 0.10537 | 0.10161 | 0.09489 | 0.068823 | 0.049135 | 100000 | 100000 | 0 | 0 | 0
2905 |  |  |  | 9795.2055 |  |  |  |  | 2322.4295 | 2646.367 | 2970.3045 | 3294.242 | 3618.1795 | 7062.5924 | 6871.7855 | 6680.9785 | 6490.1715 | 6299.3645 |  | 0 |  |  |  |  | 1 | 1 | 1 | 1 | 1 | [5 empty] | 5.0449 | 6.1724 | 570.7763 | 26826.484 | 684.9315 | 0.10537 | 0.1016 | 0.0949 | 0.068776 | 0.049097 | 0.10537 | 0.1016 | 0.0949 | 0.068776 | 0.049097 | 100000 | 100000 | 0 | 0 | 0
2906 |  |  |  | 9795.2055 |  |  |  |  | 1880.8594 | 2099.6411 | 2318.4227 | 2537.2044 | 2755.9861 | 7354.7826 | 7156.0816 | 6957.3806 | 6758.6797 | 6559.9787 |  | 0 |  |  |  |  | 1 | 1 | 1 | 1 | 1 | [5 empty] | 4.4447 | 6.2521 | 570.7763 | 26826.484 | 684.9315 | 0.1054 | 0.10162 | 0.09493 | 0.068808 | 0.049099 | 0.1054 | 0.10162 | 0.09493 | 0.068808 | 0.049099 | 100000 | 100000 | 0 | 0 | 0
2907 |  |  |  | 9795.2055 |  |  |  |  | 1768.9245 | 1860.9911 | 1953.0578 | 2045.1245 | 2137.1911 | 8636.3946 | 8403.0689 | 8169.7432 | 7936.4175 | 7703.0918 |  | 0 |  |  |  |  | 1 | 1 | 1 | 1 | 1 | [5 empty] | 4.1287 | 5.8044 | 570.7763 | 26826.484 | 684.9315 | 0.10547 | 0.10161 | 0.094994 | 0.068801 | 0.049112 | 0.10547 | 0.10161 | 0.094994 | 0.068801 | 0.049112 | 100000 | 100000 | 0 | 0 | 0
2908 |  |  |  | 9795.2055 |  |  |  |  | 1869.4015 | 1926.5715 | 1983.7415 | 2040.9115 | 2098.0815 | 12215.5993 | 11885.5758 | 11555.5522 | 11225.5287 | 10895.5052 |  | 0 |  |  |  |  | 1 | 1 | 1 | 1 | 1 | [5 empty] | 3.9929 | 5.4234 | 570.7763 | 26826.484 | 684.9315 | 0.1035 | 0.10011 | 0.092212 | 0.063089 | 0.046863 | 0.1035 | 0.10011 | 0.092212 | 0.063089 | 0.046863 | 100000 | 100000 | 0 | 0 | 0
2909 |  |  |  | 9795.2055 |  |  |  |  | 2150.5609 | 2191.3959 | 2232.2309 | 2273.0659 | 2313.9009 | 20413.7766 | 19862.2665 | 19310.7564 | 18759.2462 | 18207.7361 |  | 0 |  |  |  |  | 1 | 1 | 1 | 1 | 1 | [5 empty] | 4.4656 | 5.1357 | 570.7763 | 26826.484 | 684.9315 | 0.10381 | 0.10081 | 0.093428 | 0.064194 | 0.046903 | 0.10381 | 0.10081 | 0.093428 | 0.064194 | 0.046903 | 100000 | 100000 | 0 | 0 | 0
2910 |  |  |  | 9795.2055 |  |  |  |  | 2622.9792 | 2662.9892 | 2702.9992 | 2743.0092 | 2783.0192 | 25008.5377 | 24332.8929 | 23657.2481 | 22981.6033 | 22305.9585 |  | 0.02019 |  |  |  |  | 1 | 1 | 1 | 1 | 1 | [5 empty] | 5.6528 | 4.9519 | 570.7763 | 26826.484 | 684.9315 | 0.10398 | 0.099726 | 0.093365 | 0.062226 | 0.046817 | 0.10398 | 0.099726 | 0.093365 | 0.062226 | 0.046817 | 100000 | 100000 | 0 | 0 | 0
2911 |  |  |  | 9795.2055 |  |  |  |  | 3575.7482 | 3619.0582 | 3662.3682 | 3705.6782 | 3748.9882 | 25197.8245 | 24517.0658 | 23836.3071 | 23155.5484 | 22474.7898 |  | 0.03205 |  |  |  |  | 1 | 1 | 1 | 1 | 1 | [5 empty] | 5.8854 | 4.8389 | 570.7763 | 26826.484 | 684.9315 | 0.10389 | 0.094965 | 0.088106 | 0.047633 | 0.04481 | 0.10389 | 0.094965 | 0.088106 | 0.047633 | 0.04481 | 100000 | 100000 | 0 | 0 | 0
2912 |  |  |  | 9795.2055 |  |  |  |  | 4552.3143 | 4593.6993 | 4635.0843 | 4676.4693 | 4717.8543 | 22078.6563 | 21482.1669 | 20885.6774 | 20289.188 | 19692.6985 |  | 0.05552 |  |  |  |  | 1 | 1 | 1 | 1 | 1 | [5 empty] | 5.6866 | 4.6698 | 570.7763 | 26826.484 | 684.9315 | 0.10206 | 0.093189 | 0.045077 | 0.042367 | 0.043536 | 0.10206 | 0.093189 | 0.045077 | 0.042367 | 0.043536 | 100000 | 100000 | 0 | 0 | 0
2913 |  |  |  | 9795.2055 |  |  |  |  | 5464.54 | 5522.6725 | 5580.805 | 5638.9375 | 5697.07 | 20465.4856 | 19912.5785 | 19359.6714 | 18806.7642 | 18253.8571 |  | 0.0822 |  |  |  |  | 1 | 1 | 1 | 1 | 1 | [5 empty] | 5.4698 | 4.3711 | 570.7763 | 26826.484 | 684.9315 | 0.098398 | 0.08581 | 0.043526 | 0.041146 | 0.042908 | 0.098398 | 0.08581 | 0.043526 | 0.041146 | 0.042909 | 100000 | 100000 | 0 | 0 | 0
2914 |  |  |  | 9795.2055 |  |  |  |  | 6142.3192 | 6218.7942 | 6295.2692 | 6371.7442 | 6448.2192 | 19031.6083 | 18517.4396 | 18003.2709 | 17489.1022 | 16974.9335 |  | 0.07034 |  |  |  |  | 1 | 1 | 1 | 1 | 1 | [5 empty] | 5.1317 | 3.9999 | 570.7763 | 26826.484 | 684.9315 | 0.097579 | 0.084641 | 0.041528 | 0.040904 | 0.042441 | 0.097579 | 0.084641 | 0.041528 | 0.040904 | 0.042441 | 100000 | 100000 | 0 | 0 | 0
2915 |  |  |  | 9795.2055 |  |  |  |  | 6943.4912 | 7064.7612 | 7186.0312 | 7307.3012 | 7428.5712 | 17431.7169 | 16960.7717 | 16489.8266 | 16018.8815 | 15547.9364 |  | 0.08286 |  |  |  |  | 1 | 1 | 1 | 1 | 1 | [5 empty] | 5.0314 | 4.2125 | 570.7763 | 26826.484 | 684.9315 | 0.097151 | 0.083025 | 0.041519 | 0.040508 | 0.042205 | 0.097151 | 0.083025 | 0.041519 | 0.040508 | 0.042205 | 100000 | 100000 | 0 | 0 | 0
2916 |  |  |  | 9795.2055 |  |  |  |  | 6612.0933 | 6786.4908 | 6960.8883 | 7135.2858 | 7309.6833 | 16605.9166 | 16157.2818 | 15708.647 | 15260.0121 | 14811.3773 |  | 0.09635 |  |  |  |  | 1 | 1 | 1 | 1 | 1 | [5 empty] | 5.701 | 5.2635 | 570.7763 | 26826.484 | 684.9315 | 0.097314 | 0.082977 | 0.041473 | 0.040519 | 0.04219 | 0.097314 | 0.082977 | 0.041473 | 0.040518 | 0.04219 | 100000 | 100000 | 0 | 0 | 0
2917 |  |  |  | 9795.2055 |  |  |  |  | 5853.2274 | 6098.0499 | 6342.8724 | 6587.6949 | 6832.5174 | 16246.8605 | 15807.9262 | 15368.9918 | 14930.0574 | 14491.1231 |  | 0.09634 |  |  |  |  | 1 | 1 | 1 | 1 | 1 | [5 empty] | 4.8 | 5.9192 | 570.7763 | 26826.484 | 684.9315 | 0.097311 | 0.082867 | 0.041211 | 0.040367 | 0.042223 | 0.097311 | 0.082867 | 0.041211 | 0.040367 | 0.042223 | 100000 | 100000 | 0 | 0 | 0
2918 |  |  |  | 9795.2055 |  |  |  |  | 5286.5017 | 5615.7192 | 5944.9367 | 6274.1542 | 6603.3717 | 15852.7059 | 15424.4202 | 14996.1345 | 14567.8489 | 14139.5632 |  | 0.13384 |  |  |  |  | 1 | 1 | 1 | 1 | 1 | [5 empty] | 5.1053 | 6.4689 | 570.7763 | 26826.484 | 684.9315 | 0.097766 | 0.083347 | 0.04163 | 0.040423 | 0.042375 | 0.097766 | 0.083347 | 0.04163 | 0.040423 | 0.042375 | 100000 | 100000 | 0 | 0 | 0
2919 |  |  |  | 9795.2055 |  |  |  |  | 4978.901 | 5284.551 | 5590.201 | 5895.851 | 6201.501 | 16070.8983 | 15636.7179 | 15202.5374 | 14768.3569 | 14334.1764 |  | 0.0843 |  |  |  |  | 1 | 1 | 1 | 1 | 1 | [5 empty] | 5.878 | 6.7501 | 570.7763 | 26826.484 | 684.9315 | 0.098205 | 0.083531 | 0.042182 | 0.041028 | 0.042499 | 0.098205 | 0.083531 | 0.042182 | 0.041028 | 0.042499 | 100000 | 100000 | 0 | 0 | 0
2920 |  |  |  | 9795.2055 |  |  |  |  | 5015.9188 | 5370.4347 | 5724.9505 | 6079.4663 | 6433.9822 | 16800.4122 | 16346.5228 | 15892.6333 | 15438.7439 | 14984.8545 |  | 0.04684 |  |  |  |  | 1 | 1 | 1 | 1 | 1 | [5 empty] | 5.8031 | 6.9539 | 570.7763 | 26826.484 | 684.9315 | 0.098659 | 0.085358 | 0.044603 | 0.042319 | 0.043798 | 0.098659 | 0.085358 | 0.044603 | 0.042319 | 0.043798 | 100000 | 100000 | 0 | 0 | 0
2921 |  |  |  | 9795.2055 |  |  |  |  | 5642.5782 | 6057.0424 | 6471.5065 | 6885.9707 | 7300.4349 | 17766.6066 | 17286.614 | 16806.6213 | 16326.6286 | 15846.6359 |  | 0.03262 |  |  |  |  | 1 | 1 | 1 | 1 | 1 | [5 empty] | 6.3199 | 6.4745 | 570.7763 | 26826.484 | 684.9315 | 0.10174 | 0.095126 | 0.04866 | 0.044171 | 0.045234 | 0.10174 | 0.095126 | 0.04866 | 0.044171 | 0.045234 | 100000 | 100000 | 0 | 0 | 0
2922 |  |  |  | 9795.2055 |  |  |  |  | 6154.6585 | 6646.3393 | 7138.0201 | 7629.701 | 8121.3818 | 19070.038 | 18554.831 | 18039.6241 | 17524.4172 | 17009.2102 |  | 0.01499 |  |  |  |  | 1 | 1 | 1 | 1 | 1 | [5 empty] | 5.807 | 4.7202 | 570.7763 | 26826.484 | 684.9315 | 0.10316 | 0.098658 | 0.051306 | 0.046477 | 0.0466 | 0.10316 | 0.098658 | 0.051306 | 0.046477 | 0.0466 | 100000 | 100000 | 0 | 0 | 0
2923 |  |  |  | 9795.2055 |  |  |  |  | 6370.5959 | 6907.3751 | 7444.1543 | 7980.9334 | 8517.7126 | 20710.2367 | 20150.7172 | 19591.1978 | 19031.6783 | 18472.1589 |  | 0.00354 |  |  |  |  | 1 | 1 | 1 | 1 | 1 | [5 empty] | 5.117 | 6.4985 | 570.7763 | 26826.484 | 684.9315 | 0.10379 | 0.098101 | 0.051221 | 0.046863 | 0.047324 | 0.10379 | 0.098101 | 0.051221 | 0.046863 | 0.047324 | 100000 | 100000 | 0 | 0 | 0
2924 |  |  |  | 9795.2055 |  |  |  |  | 5906.11 | 6402.575 | 6899.04 | 7395.505 | 7891.97 | 20676.5464 | 20117.9371 | 19559.3279 | 19000.7186 | 18442.1093 |  | 0 |  |  |  |  | 1 | 1 | 1 | 1 | 1 | [5 empty] | 4.1973 | 10.7664 | 570.7763 | 26826.484 | 684.9315 | 0.10384 | 0.089395 | 0.050666 | 0.045602 | 0.04658 | 0.10384 | 0.089395 | 0.050666 | 0.045602 | 0.04658 | 100000 | 100000 | 0 | 0 | 0
2925 |  |  |  | 9795.2055 |  |  |  |  | 5190.4316 | 5591.9716 | 5993.5116 | 6395.0516 | 6796.5916 | 19212.7793 | 18693.716 | 18174.6526 | 17655.5893 | 17136.526 |  | 0 |  |  |  |  | 1 | 1 | 1 | 1 | 1 | [5 empty] | 3.6246 | 10.5388 | 570.7763 | 26826.484 | 684.9315 | 0.10329 | 0.085817 | 0.048116 | 0.044224 | 0.045136 | 0.10329 | 0.085817 | 0.048116 | 0.044224 | 0.045136 | 100000 | 100000 | 0 | 0 | 0
2926 |  |  |  | 9795.2055 |  |  |  |  | 4960.3921 | 5302.4787 | 5644.5654 | 5986.6521 | 6328.7387 | 14605.2083 | 14210.6257 | 13816.0432 | 13421.4606 | 13026.878 |  | 0 |  |  |  |  | 1 | 1 | 1 | 1 | 1 | [5 empty] | 3.8689 | 10.5871 | 570.7763 | 26826.484 | 684.9315 | 0.10179 | 0.082658 | 0.0444 | 0.043709 | 0.044502 | 0.1018 | 0.082658 | 0.0444 | 0.043709 | 0.044502 | 100000 | 100000 | 0 | 0 | 0
2927 |  |  |  | 9795.2055 |  |  |  |  | 3592.4943 | 3853.8443 | 4115.1943 | 4376.5443 | 4637.8943 | 8600.7814 | 8368.4178 | 8136.0543 | 7903.6907 | 7671.3271 |  | 0 |  |  |  |  | 1 | 1 | 1 | 1 | 1 | [5 empty] | 3.4114 | 9.6824 | 570.7763 | 26826.484 | 684.9315 | 0.099005 | 0.079277 | 0.043163 | 0.042623 | 0.04424 | 0.099005 | 0.079277 | 0.043163 | 0.042623 | 0.04424 | 100000 | 100000 | 0 | 0 | 0
2928 |  |  |  | 9795.2055 |  |  |  |  | 2434.8182 | 2631.4357 | 2828.0532 | 3024.6707 | 3221.2882 | 7915.7667 | 7701.9099 | 7488.0531 | 7274.1962 | 7060.3394 |  | 0 |  |  |  |  | 1 | 1 | 1 | 1 | 1 | [5 empty] | 3.1144 | 9.6177 | 570.7763 | 26826.484 | 684.9315 | 0.096863 | 0.075914 | 0.04292 | 0.042434 | 0.044091 | 0.096863 | 0.075914 | 0.04292 | 0.042434 | 0.044091 | 100000 | 100000 | 0 | 0 | 0
2929 |  |  |  | 9795.2055 |  |  |  |  | 1821.0649 | 1921.0499 | 2021.0349 | 2121.0199 | 2221.0049 | 8491.9089 | 8262.4866 | 8033.0644 | 7803.6422 | 7574.22 |  | 0 |  |  |  |  | 1 | 1 | 1 | 1 | 1 | [5 empty] | 2.9024 | 9.5304 | 570.7763 | 26826.484 | 684.9315 | 0.096809 | 0.072897 | 0.042979 | 0.042444 | 0.044047 | 0.096809 | 0.072897 | 0.042979 | 0.042444 | 0.044047 | 100000 | 100000 | 0 | 0 | 0
2930 |  |  |  | 9795.2055 |  |  |  |  | 1560.2856 | 1609.1231 | 1657.9606 | 1706.7981 | 1755.6356 | 8846.5877 | 8607.5833 | 8368.5789 | 8129.5744 | 7890.57 |  | 0 |  |  |  |  | 1 | 1 | 1 | 1 | 1 | [5 empty] | 2.4809 | 10.012 | 570.7763 | 26826.484 | 684.9315 | 0.097045 | 0.074567 | 0.043133 | 0.042505 | 0.044096 | 0.097045 | 0.074567 | 0.043134 | 0.042505 | 0.044096 | 100000 | 100000 | 0 | 0 | 0
2931 |  |  |  | 9795.2055 |  |  |  |  | 1528.676 | 1570.061 | 1611.446 | 1652.831 | 1694.216 | 10389.2867 | 10108.6038 | 9827.921 | 9547.2381 | 9266.5553 |  | 0 |  |  |  |  | 1 | 1 | 1 | 1 | 1 | [5 empty] | 2.5099 | 8.8606 | 570.7763 | 26826.484 | 684.9315 | 0.096888 | 0.072815 | 0.043047 | 0.042483 | 0.044107 | 0.096888 | 0.072815 | 0.043047 | 0.042483 | 0.044107 | 100000 | 100000 | 0 | 0 | 0
2932 |  |  |  | 9795.2055 |  |  |  |  | 1678.8216 | 1719.7941 | 1760.7666 | 1801.7391 | 1842.7116 | 14693.6097 | 14296.6389 | 13899.668 | 13502.6971 | 13105.7263 |  | 0 |  |  |  |  | 1 | 1 | 1 | 1 | 1 | [5 empty] | 1.7324 | 9.9821 | 570.7763 | 26826.484 | 684.9315 | 0.096069 | 0.070701 | 0.042195 | 0.042167 | 0.043981 | 0.096069 | 0.070701 | 0.042195 | 0.042167 | 0.043981 | 100000 | 100000 | 0 | 0 | 0
2933 |  |  |  | 9795.2055 |  |  |  |  | 2310.1358 | 2351.2458 | 2392.3558 | 2433.4658 | 2474.5758 | 24572.965 | 23909.0879 | 23245.2108 | 22581.3337 | 21917.4566 |  | 0 |  |  |  |  | 1 | 1 | 1 | 1 | 1 | [5 empty] | 1.341 | 10.8887 | 570.7763 | 26826.484 | 684.9315 | 0.096527 | 0.073374 | 0.04322 | 0.04262 | 0.04413 | 0.096527 | 0.073374 | 0.04322 | 0.04262 | 0.04413 | 100000 | 100000 | 0 | 0 | 0
2934 |  |  |  | 9795.2055 |  |  |  |  | 3616.6664 | 3657.9139 | 3699.1614 | 3740.4089 | 3781.6564 | 30111.9635 | 29298.4417 | 28484.9198 | 27671.398 | 26857.8762 |  | 0.02142 |  |  |  |  | 1 | 1 | 1 | 1 | 1 | [5 empty] | 0.54226 | 10.8183 | 570.7763 | 26826.484 | 684.9315 | 0.099725 | 0.076592 | 0.04403 | 0.042911 | 0.044293 | 0.099725 | 0.076592 | 0.04403 | 0.042911 | 0.044293 | 100000 | 100000 | 0 | 0 | 0
2935 |  |  |  | 9795.2055 |  |  |  |  | 4456.0773 | 4497.5998 | 4539.1223 | 4580.6448 | 4622.1673 | 30350.5669 | 29530.5988 | 28710.6307 | 27890.6626 | 27070.6946 |  | 0.02806 |  |  |  |  | 1 | 1 | 1 | 1 | 1 | [5 empty] | 0.29584 | 10.8985 | 570.7763 | 26826.484 | 684.9315 | 0.10286 | 0.083338 | 0.045792 | 0.043315 | 0.044609 | 0.10286 | 0.083338 | 0.045792 | 0.043315 | 0.044609 | 100000 | 100000 | 0 | 0 | 0
2936 |  |  |  | 9795.2055 |  |  |  |  | 3920.4699 | 3970.1324 | 4019.7949 | 4069.4574 | 4119.1199 | 26582.6131 | 25864.4422 | 25146.2713 | 24428.1004 | 23709.9295 |  | 0.07268 |  |  |  |  | 1 | 1 | 1 | 1 | 1 | [5 empty] | 1.2642 | 12.5084 | 570.7763 | 26826.484 | 684.9315 | 0.10124 | 0.083955 | 0.045568 | 0.043145 | 0.044302 | 0.10124 | 0.083955 | 0.045568 | 0.043145 | 0.044302 | 100000 | 100000 | 0 | 0 | 0
2937 |  |  |  | 9795.2055 |  |  |  |  | 3710.6172 | 3786.1022 | 3861.5872 | 3937.0722 | 4012.5572 | 24637.8522 | 23972.222 | 23306.5919 | 22640.9617 | 21975.3316 |  | 0.10344 |  |  |  |  | 1 | 1 | 1 | 1 | 1 | [5 empty] | 2.8567 | 12.3119 | 570.7763 | 26826.484 | 684.9315 | 0.10078 | 0.086391 | 0.045808 | 0.042969 | 0.043927 | 0.10078 | 0.086391 | 0.045808 | 0.042969 | 0.043927 | 100000 | 100000 | 0 | 0 | 0
2938 |  |  |  | 9795.2055 |  |  |  |  | 3865.1531 | 3974.9006 | 4084.6481 | 4194.3956 | 4304.1431 | 22909.0618 | 22290.1376 | 21671.2134 | 21052.2893 | 20433.3651 |  | 0.03954 |  |  |  |  | 1 | 1 | 1 | 1 | 1 | [5 empty] | 3.0597 | 11.4139 | 570.7763 | 26826.484 | 684.9315 | 0.10094 | 0.086905 | 0.045812 | 0.043021 | 0.043947 | 0.10094 | 0.086905 | 0.045812 | 0.043021 | 0.043947 | 100000 | 100000 | 0 | 0 | 0
2939 |  |  |  | 9795.2055 |  |  |  |  | 4368.2728 | 4533.2661 | 4698.2594 | 4863.2528 | 5028.2461 | 20979.7533 | 20412.9524 | 19846.1515 | 19279.3506 | 18712.5498 |  | 0.14593 |  |  |  |  | 1 | 1 | 1 | 1 | 1 | [5 empty] | 5.7673 | 10.6199 | 570.7763 | 26826.484 | 684.9315 | 0.10119 | 0.084558 | 0.045704 | 0.043202 | 0.044072 | 0.10119 | 0.084558 | 0.045704 | 0.043202 | 0.044072 | 100000 | 100000 | 0 | 0 | 0
2940 |  |  |  | 9795.2055 |  |  |  |  | 4399.0043 | 4601.1218 | 4803.2393 | 5005.3568 | 5207.4743 | 19982.6554 | 19442.7927 | 18902.93 | 18363.0673 | 17823.2046 |  | 0.26306 |  |  |  |  | 1 | 1 | 1 | 1 | 1 | [5 empty] | 3.9943 | 9.9978 | 570.7763 | 26826.484 | 684.9315 | 0.10134 | 0.083457 | 0.04543 | 0.043182 | 0.043985 | 0.10134 | 0.083457 | 0.04543 | 0.043182 | 0.043985 | 100000 | 100000 | 0 | 0 | 0
2941 |  |  |  | 9795.2055 |  |  |  |  | 4312.0779 | 4582.2279 | 4852.3779 | 5122.5279 | 5392.6779 | 19551.74 | 19023.5192 | 18495.2983 | 17967.0775 | 17438.8566 |  | 0.35128 |  |  |  |  | 1 | 1 | 1 | 1 | 1 | [5 empty] | 2.5759 | 9.0725 | 570.7763 | 26826.484 | 684.9315 | 0.1016 | 0.08311 | 0.045398 | 0.043001 | 0.043981 | 0.1016 | 0.08311 | 0.045398 | 0.043001 | 0.043981 | 100000 | 100000 | 0 | 0 | 0
2942 |  |  |  | 9795.2055 |  |  |  |  | 4139.9811 | 4463.8636 | 4787.7461 | 5111.6286 | 5435.5111 | 19078.9342 | 18563.4869 | 18048.0397 | 17532.5924 | 17017.1451 |  | 0.41578 |  |  |  |  | 1 | 1 | 1 | 1 | 1 | [5 empty] | 3.5716 | 7.4374 | 570.7763 | 26826.484 | 684.9315 | 0.10161 | 0.082543 | 0.045234 | 0.042968 | 0.043906 | 0.10161 | 0.082543 | 0.045234 | 0.042968 | 0.043906 | 100000 | 100000 | 0 | 0 | 0
2943 |  |  |  | 9795.2055 |  |  |  |  | 3783.495 | 4205.3275 | 4627.16 | 5048.9925 | 5470.825 | 19343.3137 | 18820.7238 | 18298.1339 | 17775.544 | 17252.9541 |  | 0.26708 |  |  |  |  | 1 | 1 | 1 | 1 | 1 | [5 empty] | 4.1847 | 6.9601 | 570.7763 | 26826.484 | 684.9315 | 0.10163 | 0.081541 | 0.045005 | 0.042936 | 0.043898 | 0.10163 | 0.081541 | 0.045005 | 0.042936 | 0.043898 | 100000 | 100000 | 0 | 0 | 0
2944 |  |  |  | 9795.2055 |  |  |  |  | 3785.251 | 4397.7894 | 5010.3277 | 5622.866 | 6235.4044 | 20224.7 | 19678.2981 | 19131.8962 | 18585.4942 | 18039.0923 |  | 0.20153 |  |  |  |  | 1 | 1 | 1 | 1 | 1 | [5 empty] | 4.5672 | 6.3936 | 570.7763 | 26826.484 | 684.9315 | 0.10326 | 0.08433 | 0.044995 | 0.043021 | 0.043959 | 0.10326 | 0.08433 | 0.044995 | 0.043021 | 0.043959 | 100000 | 100000 | 0 | 0 | 0
2945 |  |  |  | 9795.2055 |  |  |  |  | 4476.2723 | 5259.9914 | 6043.7106 | 6827.4298 | 7611.1489 | 21389.3595 | 20811.4925 | 20233.6254 | 19655.7584 | 19077.8914 |  | 0.04064 |  |  |  |  | 1 | 1 | 1 | 1 | 1 | [5 empty] | 4.4183 | 5.9313 | 570.7763 | 26826.484 | 684.9315 | 0.10483 | 0.090456 | 0.074882 | 0.047999 | 0.04515 | 0.10483 | 0.090456 | 0.074882 | 0.047999 | 0.04515 | 100000 | 100000 | 0 | 0 | 0
2946 |  |  |  | 9795.2055 |  |  |  |  | 5472.8531 | 6303.3206 | 7133.7881 | 7964.2556 | 8794.7231 | 22958.4964 | 22338.2367 | 21717.977 | 21097.7173 | 20477.4576 |  | 0.01971 |  |  |  |  | 1 | 1 | 1 | 1 | 1 | [5 empty] | 6.0336 | 7.0785 | 570.7763 | 26826.484 | 684.9315 | 0.10511 | 0.093033 | 0.078907 | 0.053264 | 0.046997 | 0.10511 | 0.093033 | 0.078907 | 0.053264 | 0.046997 | 100000 | 100000 | 0 | 0 | 0
2947 |  |  |  | 9795.2055 |  |  |  |  | 6350.8979 | 7126.3679 | 7901.8379 | 8677.3079 | 9452.7779 | 24933.1366 | 24259.5289 | 23585.9212 | 22912.3134 | 22238.7057 |  | 0.00721 |  |  |  |  | 1 | 1 | 1 | 1 | 1 | [5 empty] | 7.1785 | 6.5326 | 570.7763 | 26826.484 | 684.9315 | 0.1055 | 0.094808 | 0.082964 | 0.055878 | 0.047442 | 0.1055 | 0.094809 | 0.082964 | 0.055878 | 0.047442 | 100000 | 100000 | 0 | 0 | 0
2948 |  |  |  | 9795.2055 |  |  |  |  | 6099.7771 | 6728.8429 | 7357.9087 | 7986.9746 | 8616.0404 | 24888.1689 | 24215.7761 | 23543.3832 | 22870.9904 | 22198.5975 |  | 0 |  |  |  |  | 1 | 1 | 1 | 1 | 1 | [5 empty] | 8.7497 | 5.8603 | 570.7763 | 26826.484 | 684.9315 | 0.1057 | 0.092447 | 0.081801 | 0.055081 | 0.047284 | 0.1057 | 0.092447 | 0.081801 | 0.055081 | 0.047284 | 100000 | 100000 | 0 | 0 | 0
2949 |  |  |  | 9795.2055 |  |  |  |  | 5376.2682 | 5910.709 | 6445.1498 | 6979.5907 | 7514.0315 | 23120.9293 | 22496.2812 | 21871.6331 | 21246.985 | 20622.3369 |  | 0 |  |  |  |  | 1 | 1 | 1 | 1 | 1 | [5 empty] | 8.4277 | 4.7839 | 570.7763 | 26826.484 | 684.9315 | 0.10621 | 0.092289 | 0.08006 | 0.053386 | 0.046696 | 0.10621 | 0.092289 | 0.08006 | 0.053386 | 0.046696 | 100000 | 100000 | 0 | 0 | 0
2950 |  |  |  | 9795.2055 |  |  |  |  | 4976.7578 | 5430.4895 | 5884.2211 | 6337.9528 | 6791.6845 | 17565.4526 | 17090.8944 | 16616.3362 | 16141.778 | 15667.2198 |  | 0 |  |  |  |  | 1 | 1 | 1 | 1 | 1 | [5 empty] | 8.98 | 3.889 | 570.7763 | 26826.484 | 684.9315 | 0.10527 | 0.092368 | 0.078599 | 0.053006 | 0.046625 | 0.10527 | 0.092368 | 0.078599 | 0.053006 | 0.046625 | 100000 | 100000 | 0 | 0 | 0
2951 |  |  |  | 9795.2055 |  |  |  |  | 3479.6915 | 3853.2098 | 4226.7281 | 4600.2465 | 4973.7648 | 10333.6974 | 10054.5164 | 9775.3354 | 9496.1544 | 9216.9734 |  | 0 |  |  |  |  | 1 | 1 | 1 | 1 | 1 | [5 empty] | 9.1784 | 3.2234 | 570.7763 | 26826.484 | 684.9315 | 0.10406 | 0.091687 | 0.077266 | 0.05264 | 0.045939 | 0.10405 | 0.091687 | 0.077266 | 0.05264 | 0.045939 | 100000 | 100000 | 0 | 0 | 0
2952 |  |  |  | 9795.2055 |  |  |  |  | 2425.6403 | 2624.3203 | 2823.0003 | 3021.6803 | 3220.3603 | 10891.3159 | 10597.07 | 10302.824 | 10008.5781 | 9714.3322 |  | 0 |  |  |  |  | 1 | 1 | 1 | 1 | 1 | [5 empty] | 10.2387 | 5.9115 | 570.7763 | 26826.484 | 684.9315 | 0.10396 | 0.087457 | 0.074699 | 0.051825 | 0.045734 | 0.10396 | 0.087457 | 0.074699 | 0.051825 | 0.045734 | 100000 | 100000 | 0 | 0 | 0
2953 |  |  |  | 9795.2055 |  |  |  |  | 1814.2005 | 1912.8655 | 2011.5305 | 2110.1955 | 2208.8605 | 11822.2406 | 11502.8443 | 11183.4479 | 10864.0516 | 10544.6553 |  | 0 |  |  |  |  | 1 | 1 | 1 | 1 | 1 | [5 empty] | 11.0183 | 6.5415 | 570.7763 | 26826.484 | 684.9315 | 0.10289 | 0.085707 | 0.075479 | 0.05263 | 0.04584 | 0.10289 | 0.085707 | 0.075479 | 0.05263 | 0.04584 | 100000 | 100000 | 0 | 0 | 0
2954 |  |  |  | 9795.2055 |  |  |  |  | 1554.4042 | 1602.4167 | 1650.4292 | 1698.4417 | 1746.4542 | 11919.6225 | 11597.5952 | 11275.5679 | 10953.5407 | 10631.5134 |  | 0 |  |  |  |  | 1 | 1 | 1 | 1 | 1 | [5 empty] | 12.0264 | 7.1009 | 570.7763 | 26826.484 | 684.9315 | 0.10281 | 0.087201 | 0.077886 | 0.05365 | 0.045922 | 0.10281 | 0.087201 | 0.077886 | 0.05365 | 0.045922 | 100000 | 100000 | 0 | 0 | 0
2955 |  |  |  | 9795.2055 |  |  |  |  | 1522.9138 | 1563.8863 | 1604.8588 | 1645.8313 | 1686.8038 | 13509.3937 | 13144.4163 | 12779.4389 | 12414.4615 | 12049.484 |  | 0 |  |  |  |  | 1 | 1 | 1 | 1 | 1 | [5 empty] | 11.8852 | 7.6929 | 570.7763 | 26826.484 | 684.9315 | 0.10269 | 0.088345 | 0.077722 | 0.052992 | 0.045861 | 0.10269 | 0.088345 | 0.077722 | 0.052992 | 0.045861 | 100000 | 100000 | 0 | 0 | 0
2956 |  |  |  | 9795.2055 |  |  |  |  | 1672.4935 | 1715.116 | 1757.7385 | 1800.361 | 1842.9835 | 17351.3957 | 16882.6206 | 16413.8455 | 15945.0704 | 15476.2953 |  | 0 |  |  |  |  | 1 | 1 | 1 | 1 | 1 | [5 empty] | 12.2664 | 8.0741 | 570.7763 | 26826.484 | 684.9315 | 0.097749 | 0.079826 | 0.069005 | 0.04945 | 0.044992 | 0.097749 | 0.079826 | 0.069005 | 0.04945 | 0.044992 | 100000 | 100000 | 0 | 0 | 0
2957 |  |  |  | 9795.2055 |  |  |  |  | 2301.428 | 2340.338 | 2379.248 | 2418.158 | 2457.068 | 25648.3142 | 24955.3849 | 24262.4555 | 23569.5262 | 22876.5968 |  | 0 |  |  |  |  | 1 | 1 | 1 | 1 | 1 | [5 empty] | 12.2289 | 8.4842 | 570.7763 | 26826.484 | 684.9315 | 0.099739 | 0.080569 | 0.07195 | 0.050533 | 0.04546 | 0.099739 | 0.080569 | 0.07195 | 0.050533 | 0.04546 | 100000 | 100000 | 0 | 0 | 0
2958 |  |  |  | 9795.2055 |  |  |  |  | 3603.0337 | 3643.0437 | 3683.0537 | 3723.0637 | 3763.0737 | 30242.554 | 29425.5041 | 28608.4541 | 27791.4042 | 26974.3542 |  | 0.00363 |  |  |  |  | 1 | 1 | 1 | 1 | 1 | [5 empty] | 11.9944 | 8.7326 | 570.7763 | 26826.484 | 684.9315 | 0.10015 | 0.08072 | 0.072818 | 0.046024 | 0.045094 | 0.10015 | 0.08072 | 0.072818 | 0.046024 | 0.045094 | 100000 | 100000 | 0 | 0 | 0
2959 |  |  |  | 9795.2055 |  |  |  |  | 4439.2805 | 4481.078 | 4522.8755 | 4564.673 | 4606.4705 | 29034.5098 | 28250.0971 | 27465.6843 | 26681.2716 | 25896.8589 |  | 0.01334 |  |  |  |  | 1 | 1 | 1 | 1 | 1 | [5 empty] | 11.3473 | 9.7852 | 570.7763 | 26826.484 | 684.9315 | 0.10187 | 0.084277 | 0.055751 | 0.045073 | 0.045311 | 0.10187 | 0.084277 | 0.055751 | 0.045073 | 0.045311 | 100000 | 100000 | 0 | 0 | 0
2960 |  |  |  | 9795.2055 |  |  |  |  | 3905.6921 | 3954.8596 | 4004.0271 | 4053.1946 | 4102.3621 | 27218.1164 | 26482.7764 | 25747.4363 | 25012.0963 | 24276.7563 |  | 0.0311 |  |  |  |  | 1 | 1 | 1 | 1 | 1 | [5 empty] | 12.0696 | 10.1921 | 570.7763 | 26826.484 | 684.9315 | 0.098827 | 0.078658 | 0.049458 | 0.043203 | 0.044407 | 0.098827 | 0.078658 | 0.049458 | 0.043203 | 0.044407 | 100000 | 100000 | 0 | 0 | 0
2961 |  |  |  | 9795.2055 |  |  |  |  | 3696.6304 | 3771.6204 | 3846.6104 | 3921.6004 | 3996.5904 | 25454.9791 | 24767.273 | 24079.5669 | 23391.8608 | 22704.1547 |  | 0.04319 |  |  |  |  | 1 | 1 | 1 | 1 | 1 | [5 empty] | 12.2315 | 10.2299 | 570.7763 | 26826.484 | 684.9315 | 0.095692 | 0.07458 | 0.04601 | 0.041538 | 0.042516 | 0.095692 | 0.07458 | 0.04601 | 0.041538 | 0.042516 | 100000 | 100000 | 0 | 0 | 0
2962 |  |  |  | 9795.2055 |  |  |  |  | 3850.5838 | 3956.0413 | 4061.4988 | 4166.9563 | 4272.4138 | 24061.3018 | 23411.2481 | 22761.1943 | 22111.1406 | 21461.0869 |  | 0.04459 |  |  |  |  | 1 | 1 | 1 | 1 | 1 | [5 empty] | 11.5336 | 10.7727 | 570.7763 | 26826.484 | 684.9315 | 0.088088 | 0.059805 | 0.040351 | 0.039359 | 0.040289 | 0.088088 | 0.059805 | 0.040351 | 0.039359 | 0.040289 | 100000 | 100000 | 0 | 0 | 0
2963 |  |  |  | 9795.2055 |  |  |  |  | 4351.807 | 4520.6495 | 4689.492 | 4858.3345 | 5027.177 | 22792.2995 | 22176.5299 | 21560.7602 | 20944.9906 | 20329.2209 |  | 0.05846 |  |  |  |  | 1 | 1 | 1 | 1 | 1 | [5 empty] | 11.5296 | 11.1268 | 570.7763 | 26826.484 | 684.9315 | 0.086048 | 0.052775 | 0.039884 | 0.039416 | 0.040275 | 0.086048 | 0.052775 | 0.039884 | 0.039416 | 0.040275 | 100000 | 100000 | 0 | 0 | 0
2964 |  |  |  | 9795.2055 |  |  |  |  | 4382.4227 | 4595.5402 | 4808.6577 | 5021.7752 | 5234.8927 | 22494.7347 | 21887.0042 | 21279.2737 | 20671.5433 | 20063.8128 |  | 0.06132 |  |  |  |  | 1 | 1 | 1 | 1 | 1 | [5 empty] | 11.7399 | 11.9106 | 570.7763 | 26826.484 | 684.9315 | 0.087018 | 0.053259 | 0.040109 | 0.039469 | 0.04031 | 0.087018 | 0.053259 | 0.04011 | 0.039469 | 0.04031 | 100000 | 100000 | 0 | 0 | 0
2965 |  |  |  | 9795.2055 |  |  |  |  | 4295.8239 | 4554.5339 | 4813.2439 | 5071.9539 | 5330.6639 | 22125.2748 | 21527.5258 | 20929.7769 | 20332.028 | 19734.2791 |  | 0.05882 |  |  |  |  | 1 | 1 | 1 | 1 | 1 | [5 empty] | 12.7076 | 12.5882 | 570.7763 | 26826.484 | 684.9315 | 0.087296 | 0.05448 | 0.040304 | 0.039475 | 0.040297 | 0.087296 | 0.05448 | 0.040304 | 0.039475 | 0.040297 | 100000 | 100000 | 0 | 0 | 0
2966 |  |  |  | 9795.2055 |  |  |  |  | 4124.3758 | 4448.2583 | 4772.1408 | 5096.0233 | 5419.9058 | 22408.2898 | 21802.8948 | 21197.4997 | 20592.1047 | 19986.7097 |  | 0.05334 |  |  |  |  | 1 | 1 | 1 | 1 | 1 | [5 empty] | 12.8181 | 12.8616 | 570.7763 | 26826.484 | 684.9315 | 0.086295 | 0.054581 | 0.040168 | 0.039438 | 0.040288 | 0.086295 | 0.054581 | 0.040168 | 0.039438 | 0.040288 | 100000 | 100000 | 0 | 0 | 0
2967 |  |  |  | 9795.2055 |  |  |  |  | 3769.2334 | 4191.0667 | 4612.9001 | 5034.7334 | 5456.5667 | 23113.5447 | 22489.0961 | 21864.6475 | 21240.1989 | 20615.7503 |  | 0.05959 |  |  |  |  | 1 | 1 | 1 | 1 | 1 | [5 empty] | 12.9222 | 12.6592 | 570.7763 | 26826.484 | 684.9315 | 0.086343 | 0.054212 | 0.040076 | 0.039389 | 0.040218 | 0.086343 | 0.054212 | 0.040076 | 0.039389 | 0.040218 | 100000 | 100000 | 0 | 0 | 0
2968 |  |  |  | 9795.2055 |  |  |  |  | 3770.9829 | 4402.0829 | 5033.1829 | 5664.2829 | 6295.3829 | 24547.2586 | 23884.076 | 23220.8934 | 22557.7108 | 21894.5282 |  | 0.0373 |  |  |  |  | 1 | 1 | 1 | 1 | 1 | [5 empty] | 13.3083 | 12.4125 | 570.7763 | 26826.484 | 684.9315 | 0.086432 | 0.053665 | 0.039732 | 0.039299 | 0.040111 | 0.086432 | 0.053665 | 0.039732 | 0.039299 | 0.040111 | 100000 | 100000 | 0 | 0 | 0
2969 |  |  |  | 9795.2055 |  |  |  |  | 4459.3994 | 5219.6069 | 5979.8144 | 6740.0219 | 7500.2294 | 26033.7526 | 25330.41 | 24627.0674 | 23923.7248 | 23220.3822 |  | 0.16293 |  |  |  |  | 1 | 1 | 1 | 1 | 1 | [5 empty] | 14.2694 | 12.4889 | 570.7763 | 26826.484 | 684.9315 | 0.093145 | 0.062764 | 0.046593 | 0.042563 | 0.044368 | 0.093145 | 0.062764 | 0.046593 | 0.042563 | 0.044368 | 100000 | 100000 | 0 | 0 | 0
2970 |  |  |  | 9795.2055 |  |  |  |  | 5452.2237 | 6277.1912 | 7102.1587 | 7927.1262 | 8752.0937 | 26928.7297 | 26201.2079 | 25473.6861 | 24746.1643 | 24018.6425 |  | 0.0051 |  |  |  |  | 1 | 1 | 1 | 1 | 1 | [5 empty] | 15.5662 | 12.036 | 570.7763 | 26826.484 | 684.9315 | 0.097884 | 0.081061 | 0.055984 | 0.050709 | 0.046755 | 0.097884 | 0.081061 | 0.055984 | 0.050709 | 0.046755 | 100000 | 100000 | 0 | 0 | 0
2971 |  |  |  | 9795.2055 |  |  |  |  | 6326.9588 | 7081.7496 | 7836.5404 | 8591.3313 | 9346.1221 | 27490.1944 | 26747.5038 | 26004.8132 | 25262.1225 | 24519.4319 |  | 0 |  |  |  |  | 1 | 1 | 1 | 1 | 1 | [5 empty] | 17.553 | 11.5103 | 570.7763 | 26826.484 | 684.9315 | 0.10197 | 0.093366 | 0.065512 | 0.058163 | 0.049447 | 0.10197 | 0.093366 | 0.065512 | 0.058163 | 0.049447 | 100000 | 100000 | 0 | 0 | 0
2972 |  |  |  | 9795.2055 |  |  |  |  | 6076.7845 | 6733.0187 | 7389.2529 | 8045.487 | 8701.7212 | 26970.5727 | 26241.9205 | 25513.2682 | 24784.616 | 24055.9637 |  | 0 |  |  |  |  | 1 | 1 | 1 | 1 | 1 | [5 empty] | 19.9445 | 11.1377 | 570.7763 | 26826.484 | 684.9315 | 0.10215 | 0.093205 | 0.065449 | 0.058498 | 0.049725 | 0.10215 | 0.093205 | 0.065449 | 0.058498 | 0.049725 | 100000 | 100000 | 0 | 0 | 0
2973 |  |  |  | 9795.2055 |  |  |  |  | 5356.0028 | 5876.1453 | 6396.2878 | 6916.4303 | 7436.5728 | 24280.5999 | 23624.6215 | 22968.643 | 22312.6646 | 21656.6862 |  | 0 |  |  |  |  | 1 | 1 | 1 | 1 | 1 | [5 empty] | 20.3601 | 10.7944 | 570.7763 | 26826.484 | 684.9315 | 0.099607 | 0.093152 | 0.06482 | 0.058228 | 0.049593 | 0.099607 | 0.093152 | 0.06482 | 0.058228 | 0.049593 | 100000 | 100000 | 0 | 0 | 0
2974 |  |  |  | 9795.2055 |  |  |  |  | 4957.9984 | 5411.7309 | 5865.4634 | 6319.1959 | 6772.9284 | 18467.4773 | 17968.5495 | 17469.6217 | 16970.6939 | 16471.7661 |  | 0 |  |  |  |  | 1 | 1 | 1 | 1 | 1 | [5 empty] | 19.9379 | 10.4888 | 570.7763 | 26826.484 | 684.9315 | 0.099808 | 0.09289 | 0.064814 | 0.05787 | 0.048872 | 0.099808 | 0.09289 | 0.064814 | 0.05787 | 0.048872 | 100000 | 100000 | 0 | 0 | 0
2975 |  |  |  | 9795.2055 |  |  |  |  | 3466.5751 | 3850.4326 | 4234.2901 | 4618.1476 | 5002.0051 | 13039.7931 | 12687.5027 | 12335.2123 | 11982.9219 | 11630.6315 |  | 0 |  |  |  |  | 1 | 1 | 1 | 1 | 1 | [5 empty] | 19.0563 | 9.7683 | 570.7763 | 26826.484 | 684.9315 | 0.099168 | 0.092375 | 0.064531 | 0.057785 | 0.048256 | 0.099168 | 0.092375 | 0.064531 | 0.057786 | 0.048256 | 100000 | 100000 | 0 | 0 | 0
2976 |  |  |  | 9795.2055 |  |  |  |  | 2416.528 | 2624.833 | 2833.138 | 3041.443 | 3249.748 | 12430.703 | 12094.8681 | 11759.0332 | 11423.1983 | 11087.3634 |  | 0 |  |  |  |  | 1 | 1 | 1 | 1 | 1 | [5 empty] | 18.518 | 8.6387 | 570.7763 | 26826.484 | 684.9315 | 0.098737 | 0.092356 | 0.064568 | 0.057797 | 0.048017 | 0.098737 | 0.092356 | 0.064568 | 0.057797 | 0.048017 | 100000 | 100000 | 0 | 0 | 0
2977 |  |  |  | 9795.2055 |  |  |  |  | 1807.3852 | 1906.7102 | 2006.0352 | 2105.3602 | 2204.6852 | 13492.3328 | 13127.8163 | 12763.2998 | 12398.7833 | 12034.2668 |  | 0 |  |  |  |  | 1 | 1 | 1 | 1 | 1 | [5 empty] | 16.9361 | 7.8468 | 570.7763 | 26826.484 | 684.9315 | 0.098738 | 0.092336 | 0.064595 | 0.05781 | 0.048036 | 0.098738 | 0.092336 | 0.064595 | 0.05781 | 0.048036 | 100000 | 100000 | 0 | 0 | 0
2978 |  |  |  | 9795.2055 |  |  |  |  | 1548.5649 | 1597.5674 | 1646.5699 | 1695.5724 | 1744.5749 | 13606.3039 | 13238.7083 | 12871.1127 | 12503.5171 | 12135.9215 |  | 0 |  |  |  |  | 1 | 1 | 1 | 1 | 1 | [5 empty] | 17.2439 | 6.5762 | 570.7763 | 26826.484 | 684.9315 | 0.098725 | 0.092338 | 0.064594 | 0.057816 | 0.048039 | 0.098726 | 0.092338 | 0.064594 | 0.057816 | 0.048039 | 100000 | 100000 | 0 | 0 | 0
2979 |  |  |  | 9795.2055 |  |  |  |  | 1517.1927 | 1557.8902 | 1598.5877 | 1639.2852 | 1679.9827 | 15421.7264 | 15005.0843 | 14588.4422 | 14171.8001 | 13755.1581 |  | 0 |  |  |  |  | 1 | 1 | 1 | 1 | 1 | [5 empty] | 17.0164 | 5.3577 | 570.7763 | 26826.484 | 684.9315 | 0.098716 | 0.092304 | 0.064598 | 0.057837 | 0.048057 | 0.098716 | 0.092304 | 0.064598 | 0.057837 | 0.048057 | 100000 | 100000 | 0 | 0 | 0
2980 |  |  |  | 9795.2055 |  |  |  |  | 1666.2105 | 1708.1455 | 1750.0805 | 1792.0155 | 1833.9505 | 19804.1086 | 19269.0697 | 18734.0307 | 18198.9917 | 17663.9527 |  | 0 |  |  |  |  | 1 | 1 | 1 | 1 | 1 | [5 empty] | 17.0362 | 4.6489 | 570.7763 | 26826.484 | 684.9315 | 0.097453 | 0.090523 | 0.063325 | 0.056504 | 0.048035 | 0.097453 | 0.090523 | 0.063325 | 0.056504 | 0.048035 | 100000 | 100000 | 0 | 0 | 0
2981 |  |  |  | 9795.2055 |  |  |  |  | 2292.7823 | 2332.9298 | 2373.0773 | 2413.2248 | 2453.3723 | 29275.609 | 28484.6826 | 27693.7562 | 26902.8298 | 26111.9034 |  | 0 |  |  |  |  | 1 | 1 | 1 | 1 | 1 | [5 empty] | 16.7664 | 3.9062 | 570.7763 | 26826.484 | 684.9315 | 0.10028 | 0.091829 | 0.065324 | 0.058058 | 0.050174 | 0.10028 | 0.091829 | 0.065324 | 0.058058 | 0.050174 | 100000 | 100000 | 0 | 0 | 0
2982 |  |  |  | 9795.2055 |  |  |  |  | 3589.4984 | 3632.1209 | 3674.7434 | 3717.3659 | 3759.9884 | 34545.7227 | 33612.4159 | 32679.1091 | 31745.8023 | 30812.4956 |  | 0.03447 |  |  |  |  | 1 | 1 | 1 | 1 | 1 | [5 empty] | 16.0971 | 3.5418 | 570.7763 | 26826.484 | 684.9315 | 0.10076 | 0.091942 | 0.066284 | 0.05814 | 0.049599 | 0.10076 | 0.091942 | 0.066284 | 0.05814 | 0.049599 | 100000 | 100000 | 0 | 0 | 0
2983 |  |  |  | 9795.2055 |  |  |  |  | 4422.6036 | 4463.3011 | 4503.9986 | 4544.6961 | 4585.3936 | 33161.9267 | 32266.0053 | 31370.0839 | 30474.1626 | 29578.2412 |  | 0.01008 |  |  |  |  | 1 | 1 | 1 | 1 | 1 | [5 empty] | 16.1281 | 3.2254 | 570.7763 | 26826.484 | 684.9315 | 0.098466 | 0.090898 | 0.060635 | 0.045643 | 0.045356 | 0.098466 | 0.090898 | 0.060635 | 0.045643 | 0.045356 | 100000 | 100000 | 0 | 0 | 0
2984 |  |  |  | 9795.2055 |  |  |  |  | 3891.0197 | 3937.8772 | 3984.7347 | 4031.5922 | 4078.4497 | 31080.1958 | 30240.5157 | 29400.8355 | 28561.1554 | 27721.4752 |  | 0.02611 |  |  |  |  | 1 | 1 | 1 | 1 | 1 | [5 empty] | 15.5853 | 2.9098 | 570.7763 | 26826.484 | 684.9315 | 0.096818 | 0.080587 | 0.048111 | 0.042014 | 0.042503 | 0.096818 | 0.080587 | 0.048111 | 0.042014 | 0.042503 | 100000 | 100000 | 0 | 0 | 0
2985 |  |  |  | 9795.2055 |  |  |  |  | 3682.7434 | 3757.2384 | 3831.7334 | 3906.2284 | 3980.7234 | 29064.2514 | 28279.0352 | 27493.8189 | 26708.6027 | 25923.3864 |  | 0.03133 |  |  |  |  | 1 | 1 | 1 | 1 | 1 | [5 empty] | 13.5554 | 2.1852 | 570.7763 | 26826.484 | 684.9315 | 0.093881 | 0.057938 | 0.039443 | 0.040501 | 0.041977 | 0.093881 | 0.057938 | 0.039443 | 0.040501 | 0.041977 | 100000 | 100000 | 0 | 0 | 0
2986 |  |  |  | 9795.2055 |  |  |  |  | 3836.1184 | 3942.6484 | 4049.1784 | 4155.7084 | 4262.2384 | 27470.1152 | 26727.967 | 25985.8189 | 25243.6707 | 24501.5225 |  | 0.06334 |  |  |  |  | 1 | 1 | 1 | 1 | 1 | [5 empty] | 12.568 | 2.1476 | 570.7763 | 26826.484 | 684.9315 | 0.092601 | 0.053416 | 0.03849 | 0.039465 | 0.041612 | 0.092601 | 0.053416 | 0.03849 | 0.039465 | 0.041612 | 100000 | 100000 | 0 | 0 | 0
2987 |  |  |  | 9795.2055 |  |  |  |  | 4335.4587 | 4504.3021 | 4673.1454 | 4841.9887 | 5010.8321 | 26019.5153 | 25316.5574 | 24613.5994 | 23910.6415 | 23207.6836 |  | 0.04661 |  |  |  |  | 1 | 1 | 1 | 1 | 1 | [5 empty] | 12.2315 | 1.8343 | 570.7763 | 26826.484 | 684.9315 | 0.092669 | 0.053176 | 0.038447 | 0.039358 | 0.041568 | 0.092669 | 0.053176 | 0.038447 | 0.039358 | 0.041568 | 100000 | 100000 | 0 | 0 | 0
2988 |  |  |  | 9795.2055 |  |  |  |  | 4365.9594 | 4560.5144 | 4755.0694 | 4949.6244 | 5144.1794 | 25680.9852 | 24987.1732 | 24293.3612 | 23599.5492 | 22905.7372 |  | 0.04958 |  |  |  |  | 1 | 1 | 1 | 1 | 1 | [5 empty] | 13.4093 | 2.0985 | 570.7763 | 26826.484 | 684.9315 | 0.092408 | 0.053276 | 0.03846 | 0.039361 | 0.041551 | 0.092408 | 0.053276 | 0.03846 | 0.039361 | 0.041551 | 100000 | 100000 | 0 | 0 | 0
2989 |  |  |  | 9795.2055 |  |  |  |  | 4279.686 | 4541.916 | 4804.146 | 5066.376 | 5328.606 | 25259.1771 | 24576.7609 | 23894.3446 | 23211.9284 | 22529.5122 |  | 0.06924 |  |  |  |  | 1 | 1 | 1 | 1 | 1 | [5 empty] | 13.2092 | 2.7589 | 570.7763 | 26826.484 | 684.9315 | 0.091981 | 0.053334 | 0.038494 | 0.039388 | 0.041549 | 0.091981 | 0.053334 | 0.038494 | 0.039388 | 0.041549 | 100000 | 100000 | 0 | 0 | 0
2990 |  |  |  | 9795.2055 |  |  |  |  | 4108.882 | 4429.547 | 4750.212 | 5070.877 | 5391.542 | 25583.4884 | 24892.3104 | 24201.1324 | 23509.9544 | 22818.7764 |  | 0.10891 |  |  |  |  | 1 | 1 | 1 | 1 | 1 | [5 empty] | 12.7216 | 3.3259 | 570.7763 | 26826.484 | 684.9315 | 0.09211 | 0.053426 | 0.038474 | 0.039452 | 0.041598 | 0.09211 | 0.053426 | 0.038474 | 0.039452 | 0.041598 | 100000 | 100000 | 0 | 0 | 0
2991 |  |  |  | 9795.2055 |  |  |  |  | 3755.0737 | 4178.3362 | 4601.5987 | 5024.8612 | 5448.1237 | 26389.8661 | 25676.9026 | 24963.939 | 24250.9755 | 23538.0119 |  | 0.03924 |  |  |  |  | 1 | 1 | 1 | 1 | 1 | [5 empty] | 11.5196 | 4.7337 | 570.7763 | 26826.484 | 684.9315 | 0.091765 | 0.054145 | 0.038538 | 0.039479 | 0.041585 | 0.091765 | 0.054145 | 0.038538 | 0.039479 | 0.041585 | 100000 | 100000 | 0 | 0 | 0
2992 |  |  |  | 9795.2055 |  |  |  |  | 3756.8166 | 4389.9791 | 5023.1416 | 5656.3041 | 6289.4666 | 28028.9142 | 27271.6692 | 26514.4242 | 25757.1792 | 24999.9342 |  | 0.1892 |  |  |  |  | 1 | 1 | 1 | 1 | 1 | [5 empty] | 13.9596 | 5.6627 | 570.7763 | 26826.484 | 684.9315 | 0.091564 | 0.055205 | 0.039071 | 0.040097 | 0.042011 | 0.091564 | 0.055205 | 0.03907 | 0.040097 | 0.042011 | 100000 | 100000 | 0 | 0 | 0
2993 |  |  |  | 9795.2055 |  |  |  |  | 4442.6469 | 5218.5294 | 5994.4119 | 6770.2944 | 7546.1769 | 29728.2205 | 28925.0661 | 28121.9117 | 27318.7573 | 26515.6028 |  | 0.02078 |  |  |  |  | 1 | 1 | 1 | 1 | 1 | [5 empty] | 15.7579 | 6.8443 | 570.7763 | 26826.484 | 684.9315 | 0.092805 | 0.057138 | 0.041902 | 0.041747 | 0.043453 | 0.092805 | 0.057138 | 0.041902 | 0.041747 | 0.043453 | 100000 | 100000 | 0 | 0 | 0
2994 |  |  |  | 9795.2055 |  |  |  |  | 5431.7415 | 6223.7107 | 7015.6799 | 7807.649 | 8599.6182 | 30748.2113 | 29917.5002 | 29086.7891 | 28256.0781 | 27425.367 |  | 0.0574 |  |  |  |  | 1 | 1 | 1 | 1 | 1 | [5 empty] | 15.7594 | 6.6671 | 570.7763 | 26826.484 | 684.9315 | 0.096744 | 0.068918 | 0.045174 | 0.044442 | 0.045164 | 0.096744 | 0.068918 | 0.045174 | 0.044442 | 0.045164 | 100000 | 100000 | 0 | 0 | 0
2995 |  |  |  | 9795.2055 |  |  |  |  | 6303.1905 | 7068.3197 | 7833.4489 | 8598.578 | 9363.7072 | 31388.0329 | 30540.0361 | 29692.0392 | 28844.0424 | 27996.0455 |  | 0.00679 |  |  |  |  | 1 | 1 | 1 | 1 | 1 | [5 empty] | 17.8911 | 6.4192 | 570.7763 | 26826.484 | 684.9315 | 0.096508 | 0.070042 | 0.045772 | 0.04777 | 0.045967 | 0.096508 | 0.070042 | 0.045772 | 0.04777 | 0.045967 | 100000 | 100000 | 0 | 0 | 0
2996 |  |  |  | 9795.2055 |  |  |  |  | 6053.9561 | 6695.5611 | 7337.1661 | 7978.7711 | 8620.3761 | 30791.9954 | 29960.1014 | 29128.2075 | 28296.3135 | 27464.4195 |  | 0 |  |  |  |  | 1 | 1 | 1 | 1 | 1 | [5 empty] | 16.9034 | 5.6735 | 570.7763 | 26826.484 | 684.9315 | 0.09478 | 0.068722 | 0.045387 | 0.044817 | 0.045641 | 0.09478 | 0.068722 | 0.045387 | 0.044817 | 0.045641 | 100000 | 100000 | 0 | 0 | 0
2997 |  |  |  | 9795.2055 |  |  |  |  | 5335.8822 | 5882.8355 | 6429.7888 | 6976.7422 | 7523.6955 | 27717.694 | 26968.8571 | 26220.0202 | 25471.1833 | 24722.3464 |  | 0 |  |  |  |  | 1 | 1 | 1 | 1 | 1 | [5 empty] | 15.6387 | 3.8956 | 570.7763 | 26826.484 | 684.9315 | 0.093215 | 0.06319 | 0.042741 | 0.044015 | 0.04501 | 0.093215 | 0.06319 | 0.042741 | 0.044015 | 0.04501 | 100000 | 100000 | 0 | 0 | 0
2998 |  |  |  | 9795.2055 |  |  |  |  | 4939.3729 | 5391.5929 | 5843.8129 | 6296.0329 | 6748.2529 | 21070.5505 | 20501.2966 | 19932.0427 | 19362.7888 | 18793.5349 |  | 0 |  |  |  |  | 1 | 1 | 1 | 1 | 1 | [5 empty] | 14.3769 | 7.1161 | 570.7763 | 26826.484 | 684.9315 | 0.091422 | 0.058085 | 0.041415 | 0.043179 | 0.044554 | 0.091422 | 0.058085 | 0.041415 | 0.043179 | 0.044554 | 100000 | 100000 | 0 | 0 | 0
2999 |  |  |  | 9795.2055 |  |  |  |  | 3453.5523 | 3830.9465 | 4208.3407 | 4585.7348 | 4963.129 | 14876.0185 | 14474.1196 | 14072.2206 | 13670.3217 | 13268.4228 |  | 0 |  |  |  |  | 1 | 1 | 1 | 1 | 1 | [5 empty] | 11.1978 | 7.3234 | 570.7763 | 26826.484 | 684.9315 | 0.088911 | 0.054644 | 0.040236 | 0.041825 | 0.043781 | 0.088911 | 0.054644 | 0.040236 | 0.041825 | 0.043781 | 100000 | 100000 | 0 | 0 | 0
3000 |  |  |  | 9795.2055 |  |  |  |  | 2407.4832 | 2619.2257 | 2830.9682 | 3042.7107 | 3254.4532 | 13808.758 | 13435.6928 | 13062.6276 | 12689.5624 | 12316.4972 |  | 0 |  |  |  |  | 1 | 1 | 1 | 1 | 1 | [5 empty] | 3.0047 | 7.3574 | 570.7763 | 26826.484 | 684.9315 | 0.086302 | 0.053029 | 0.040161 | 0.041729 | 0.043281 | 0.086302 | 0.053029 | 0.040161 | 0.041729 | 0.043281 | 100000 | 100000 | 0 | 0 | 0
3001 |  |  |  | 9795.2055 |  |  |  |  | 1800.6203 | 1898.9553 | 1997.2903 | 2095.6253 | 2193.9603 | 14987.1982 | 14582.2956 | 14177.393 | 13772.4904 | 13367.5878 |  | 0 |  |  |  |  | 1 | 1 | 1 | 1 | 1 | [5 empty] | 8.9751 | 8.6087 | 570.7763 | 26826.484 | 684.9315 | 0.084944 | 0.052927 | 0.040158 | 0.041534 | 0.043232 | 0.084944 | 0.052927 | 0.040158 | 0.041534 | 0.043232 | 100000 | 100000 | 0 | 0 | 0
3002 |  |  |  | 9795.2055 |  |  |  |  | 1542.7687 | 1592.7612 | 1642.7537 | 1692.7462 | 1742.7387 | 15116.656 | 14708.2559 | 14299.8557 | 13891.4556 | 13483.0555 |  | 0 |  |  |  |  | 1 | 1 | 1 | 1 | 1 | [5 empty] | 7.2749 | 8.8827 | 570.7763 | 26826.484 | 684.9315 | 0.084899 | 0.052883 | 0.040173 | 0.041501 | 0.043213 | 0.084899 | 0.052883 | 0.040173 | 0.041501 | 0.043213 | 100000 | 100000 | 0 | 0 | 0
3003 |  |  |  | 9795.2055 |  |  |  |  | 1511.514 | 1552.899 | 1594.284 | 1635.669 | 1677.054 | 17134.2951 | 16671.3853 | 16208.4755 | 15745.5657 | 15282.6559 |  | 0 |  |  |  |  | 1 | 1 | 1 | 1 | 1 | [5 empty] | 3.8852 | 8.3411 | 570.7763 | 26826.484 | 684.9315 | 0.084757 | 0.052671 | 0.040079 | 0.041411 | 0.043118 | 0.084757 | 0.052671 | 0.040079 | 0.041411 | 0.043118 | 100000 | 100000 | 0 | 0 | 0
3004 |  |  |  | 9795.2055 |  |  |  |  | 1659.974 | 1702.184 | 1744.394 | 1786.604 | 1828.814 | 21999.8274 | 21405.4676 | 20811.1078 | 20216.7481 | 19622.3883 |  | 0 |  |  |  |  | 1 | 1 | 1 | 1 | 1 | [5 empty] | 0.85541 | 7.7958 | 570.7763 | 26826.484 | 684.9315 | 0.078127 | 0.049627 | 0.037987 | 0.04085 | 0.042878 | 0.078127 | 0.049627 | 0.037987 | 0.04085 | 0.042878 | 100000 | 100000 | 0 | 0 | 0
3005 |  |  |  | 9795.2055 |  |  |  |  | 2284.2006 | 2324.0731 | 2363.9456 | 2403.8181 | 2443.6906 | 32523.2354 | 31644.5693 | 30765.9032 | 29887.2371 | 29008.5709 |  | 0 |  |  |  |  | 1 | 1 | 1 | 1 | 1 | [5 empty] | 2.0392 | 8.6404 | 570.7763 | 26826.484 | 684.9315 | 0.07943 | 0.050016 | 0.038665 | 0.040957 | 0.043167 | 0.07943 | 0.050016 | 0.038665 | 0.040957 | 0.043167 | 100000 | 100000 | 0 | 0 | 0
3006 |  |  |  | 9795.2055 |  |  |  |  | 3576.0632 | 3616.4857 | 3656.9082 | 3697.3307 | 3737.7532 | 38404.3601 | 37366.8062 | 36329.2523 | 35291.6984 | 34254.1445 |  | 0.00416 |  |  |  |  | 1 | 1 | 1 | 1 | 1 | [5 empty] | 4.7912 | 8.3998 | 570.7763 | 26826.484 | 684.9315 | 0.082269 | 0.050981 | 0.039112 | 0.041726 | 0.043324 | 0.082269 | 0.050981 | 0.039112 | 0.041726 | 0.043324 | 100000 | 100000 | 0 | 0 | 0
3007 |  |  |  | 9795.2055 |  |  |  |  | 4406.0502 | 4446.8852 | 4487.7202 | 4528.5552 | 4569.3902 | 36862.1046 | 35866.2171 | 34870.3297 | 33874.4422 | 32878.5547 |  | 0.07369 |  |  |  |  | 1 | 1 | 1 | 1 | 1 | [5 empty] | 5.776 | 9.6306 | 570.7763 | 26826.484 | 684.9315 | 0.0875 | 0.055639 | 0.040757 | 0.042285 | 0.043856 | 0.0875 | 0.055639 | 0.040757 | 0.042285 | 0.043856 | 100000 | 100000 | 0 | 0 | 0
3008 |  |  |  | 9795.2055 |  |  |  |  | 3876.456 | 3926.1185 | 3975.781 | 4025.4435 | 4075.106 | 34540.9067 | 33607.73 | 32674.5533 | 31741.3767 | 30808.2 |  | 0.03811 |  |  |  |  | 1 | 1 | 1 | 1 | 1 | [5 empty] | 5.9755 | 9.0533 | 570.7763 | 26826.484 | 684.9315 | 0.090885 | 0.059421 | 0.041228 | 0.041979 | 0.043615 | 0.090885 | 0.059421 | 0.041228 | 0.041979 | 0.043615 | 100000 | 100000 | 0 | 0 | 0
3009 |  |  |  | 9795.2055 |  |  |  |  | 3668.9593 | 3742.4643 | 3815.9693 | 3889.4743 | 3962.9793 | 32297.8386 | 31425.262 | 30552.6853 | 29680.1086 | 28807.532 |  | 0.08485 |  |  |  |  | 1 | 1 | 1 | 1 | 1 | [5 empty] | 7.0412 | 9.1038 | 570.7763 | 26826.484 | 684.9315 | 0.089712 | 0.057769 | 0.039703 | 0.041802 | 0.043598 | 0.089712 | 0.057769 | 0.039703 | 0.041802 | 0.043598 | 100000 | 100000 | 0 | 0 | 0
3010 |  |  |  | 9795.2055 |  |  |  |  | 3821.7602 | 3930.7927 | 4039.8252 | 4148.8577 | 4257.8902 | 30523.4697 | 29698.8304 | 28874.1911 | 28049.5518 | 27224.9125 |  | 0.13941 |  |  |  |  | 1 | 1 | 1 | 1 | 1 | [5 empty] | 8.0787 | 9.4927 | 570.7763 | 26826.484 | 684.9315 | 0.089398 | 0.056723 | 0.036131 | 0.041094 | 0.043568 | 0.089398 | 0.056723 | 0.036131 | 0.041094 | 0.043568 | 100000 | 100000 | 0 | 0 | 0
3011 |  |  |  | 9795.2055 |  |  |  |  | 4319.2315 | 4479.8257 | 4640.4198 | 4801.014 | 4961.6082 | 28909.8009 | 28128.7573 | 27347.7138 | 26566.6703 | 25785.6268 |  | 0.10898 |  |  |  |  | 1 | 1 | 1 | 1 | 1 | [5 empty] | 7.9392 | 10.4046 | 570.7763 | 26826.484 | 684.9315 | 0.086192 | 0.052853 | 0.035542 | 0.040856 | 0.043601 | 0.086192 | 0.052853 | 0.035542 | 0.040856 | 0.043601 | 100000 | 100000 | 0 | 0 | 0
3012 |  |  |  | 9795.2055 |  |  |  |  | 4349.618 | 4557.923 | 4766.228 | 4974.533 | 5182.838 | 28534.8448 | 27763.9313 | 26993.0178 | 26222.1043 | 25451.1908 |  | 0.10004 |  |  |  |  | 1 | 1 | 1 | 1 | 1 | [5 empty] | 8.5489 | 11.0441 | 570.7763 | 26826.484 | 684.9315 | 0.07909 | 0.051291 | 0.035567 | 0.040877 | 0.043686 | 0.07909 | 0.051291 | 0.035567 | 0.040877 | 0.043686 | 100000 | 100000 | 0 | 0 | 0
3013 |  |  |  | 9795.2055 |  |  |  |  | 4263.6675 | 4525.0175 | 4786.3675 | 5047.7175 | 5309.0675 | 28066.1457 | 27307.8949 | 26549.644 | 25791.3931 | 25033.1423 |  | 0.08543 |  |  |  |  | 1 | 1 | 1 | 1 | 1 | [5 empty] | 9.1842 | 11.3953 | 570.7763 | 26826.484 | 684.9315 | 0.076596 | 0.050844 | 0.035541 | 0.040866 | 0.043669 | 0.076596 | 0.050844 | 0.035541 | 0.040866 | 0.043669 | 100000 | 100000 | 0 | 0 | 0
3014 |  |  |  | 9795.2055 |  |  |  |  | 4093.5028 | 4421.6753 | 4749.8478 | 5078.0203 | 5406.1928 | 28427.7168 | 27659.6975 | 26891.6783 | 26123.659 | 25355.6397 |  | 0.06692 |  |  |  |  | 1 | 1 | 1 | 1 | 1 | [5 empty] | 9.332 | 11.9043 | 570.7763 | 26826.484 | 684.9315 | 0.069281 | 0.049792 | 0.03553 | 0.040859 | 0.043633 | 0.069281 | 0.049792 | 0.03553 | 0.04086 | 0.043633 | 100000 | 100000 | 0 | 0 | 0
3015 |  |  |  | 9795.2055 |  |  |  |  | 3741.0188 | 4190.0213 | 4639.0238 | 5088.0263 | 5537.0288 | 29324.944 | 28532.6847 | 27740.4255 | 26948.1662 | 26155.9069 |  | 0.05266 |  |  |  |  | 1 | 1 | 1 | 1 | 1 | [5 empty] | 9.9121 | 12.9668 | 570.7763 | 26826.484 | 684.9315 | 0.06865 | 0.049616 | 0.035521 | 0.040843 | 0.043625 | 0.06865 | 0.049616 | 0.035521 | 0.040843 | 0.043625 | 100000 | 100000 | 0 | 0 | 0
3016 |  |  |  | 9795.2055 |  |  |  |  | 3742.7552 | 4380.0427 | 5017.3302 | 5654.6177 | 6291.9052 | 31148.4126 | 30306.8895 | 29465.3663 | 28623.8432 | 27782.3201 |  | 0.03337 |  |  |  |  | 1 | 1 | 1 | 1 | 1 | [5 empty] | 10.5856 | 13.1123 | 570.7763 | 26826.484 | 684.9315 | 0.069389 | 0.052499 | 0.035504 | 0.040808 | 0.043587 | 0.069389 | 0.052499 | 0.035504 | 0.040808 | 0.043587 | 100000 | 100000 | 0 | 0 | 0
3017 |  |  |  | 9795.2055 |  |  |  |  | 4426.0185 | 5188.8385 | 5951.6585 | 6714.4785 | 7477.2985 | 33038.8382 | 32146.2422 | 31253.6463 | 30361.0504 | 29468.4545 |  | 0.01878 |  |  |  |  | 1 | 1 | 1 | 1 | 1 | [5 empty] | 10.7646 | 13.2052 | 570.7763 | 26826.484 | 684.9315 | 0.069884 | 0.066073 | 0.037581 | 0.042113 | 0.044157 | 0.069884 | 0.066073 | 0.037581 | 0.042113 | 0.044157 | 100000 | 100000 | 0 | 0 | 0
3018 |  |  |  | 9795.2055 |  |  |  |  | 5411.411 | 6252.8777 | 7094.3444 | 7935.811 | 8777.2777 | 34170.4069 | 33247.2399 | 32324.0728 | 31400.9058 | 30477.7388 |  | 0.03495 |  |  |  |  | 1 | 1 | 1 | 1 | 1 | [5 empty] | 10.1548 | 13.2937 | 570.7763 | 26826.484 | 684.9315 | 0.082435 | 0.071187 | 0.055715 | 0.045224 | 0.044736 | 0.082435 | 0.071187 | 0.055715 | 0.045224 | 0.044736 | 100000 | 100000 | 0 | 0 | 0
3019 |  |  |  | 9795.2055 |  |  |  |  | 6279.5983 | 7055.0683 | 7830.5383 | 8606.0083 | 9381.4783 | 34880.148 | 33937.8062 | 32995.4644 | 32053.1226 | 31110.7808 |  | 0.00467 |  |  |  |  | 1 | 1 | 1 | 1 | 1 | [5 empty] | 9.752 | 13.2313 | 570.7763 | 26826.484 | 684.9315 | 0.084922 | 0.070474 | 0.057739 | 0.045476 | 0.045123 | 0.084922 | 0.070474 | 0.057739 | 0.045476 | 0.045123 | 100000 | 100000 | 0 | 0 | 0
3020 |  |  |  | 9795.2055 |  |  |  |  | 6031.2967 | 6641.5534 | 7251.8101 | 7862.0667 | 8472.3234 | 34215.0342 | 33290.6615 | 32366.2888 | 31441.9161 | 30517.5434 |  | 0 |  |  |  |  | 1 | 1 | 1 | 1 | 1 | [5 empty] | 9.8636 | 13.2475 | 570.7763 | 26826.484 | 684.9315 | 0.084316 | 0.071108 | 0.05801 | 0.045352 | 0.044624 | 0.084316 | 0.071108 | 0.05801 | 0.045352 | 0.044624 | 100000 | 100000 | 0 | 0 | 0
3021 |  |  |  | 9795.2055 |  |  |  |  | 5315.9104 | 5843.2021 | 6370.4938 | 6897.7854 | 7425.0771 | 30795.7541 | 29963.7586 | 29131.7631 | 28299.7676 | 27467.7721 |  | 0 |  |  |  |  | 1 | 1 | 1 | 1 | 1 | [5 empty] | 10.1094 | 15.0703 | 570.7763 | 26826.484 | 684.9315 | 0.082937 | 0.069874 | 0.057451 | 0.045025 | 0.044565 | 0.082937 | 0.069874 | 0.057451 | 0.045025 | 0.044565 | 100000 | 100000 | 0 | 0 | 0
3022 |  |  |  | 9795.2055 |  |  |  |  | 4920.8852 | 5380.6677 | 5840.4502 | 6300.2327 | 6760.0152 | 23399.2081 | 22767.0418 | 22134.8756 | 21502.7094 | 20870.5431 |  | 0 |  |  |  |  | 1 | 1 | 1 | 1 | 1 | [5 empty] | 10.3827 | 16.5482 | 570.7763 | 26826.484 | 684.9315 | 0.076211 | 0.06905 | 0.057422 | 0.044878 | 0.04465 | 0.076211 | 0.06905 | 0.057422 | 0.044878 | 0.04465 | 100000 | 100000 | 0 | 0 | 0
3023 |  |  |  | 9795.2055 |  |  |  |  | 3440.626 | 3818.021 | 4195.416 | 4572.811 | 4950.206 | 16518.2648 | 16071.998 | 15625.7313 | 15179.4645 | 14733.1977 |  | 0 |  |  |  |  | 1 | 1 | 1 | 1 | 1 | [5 empty] | 10.7562 | 16.6803 | 570.7763 | 26826.484 | 684.9315 | 0.073592 | 0.065713 | 0.056015 | 0.044679 | 0.044609 | 0.073592 | 0.065713 | 0.056015 | 0.044679 | 0.044609 | 100000 | 100000 | 0 | 0 | 0
3024 |  |  |  | 9795.2055 |  |  |  |  | 2398.5077 | 2598.5627 | 2798.6177 | 2998.6727 | 3198.7277 | 13298.7638 | 12939.4769 | 12580.1899 | 12220.903 | 11861.6161 |  | 0 |  |  |  |  | 1 | 1 | 1 | 1 | 1 | [5 empty] | 10.0027 | 16.1778 | 570.7763 | 26826.484 | 684.9315 | 0.071339 | 0.065432 | 0.05609 | 0.04461 | 0.044515 | 0.071339 | 0.065432 | 0.05609 | 0.04461 | 0.044515 | 100000 | 100000 | 0 | 0 | 0
3025 |  |  |  | 9795.2055 |  |  |  |  | 1793.9073 | 1892.5732 | 1991.239 | 2089.9048 | 2188.5707 | 14433.997 | 14044.04 | 13654.083 | 13264.126 | 12874.1689 |  | 0 |  |  |  |  | 1 | 1 | 1 | 1 | 1 | [5 empty] | 8.4844 | 16.2939 | 570.7763 | 26826.484 | 684.9315 | 0.072094 | 0.066005 | 0.056209 | 0.044573 | 0.044467 | 0.072094 | 0.066005 | 0.056209 | 0.044573 | 0.044467 | 100000 | 100000 | 0 | 0 | 0
3026 |  |  |  | 9795.2055 |  |  |  |  | 1537.017 | 1586.6795 | 1636.342 | 1686.0045 | 1735.667 | 14557.6504 | 14164.3527 | 13771.055 | 13377.7572 | 12984.4595 |  | 0 |  |  |  |  | 1 | 1 | 1 | 1 | 1 | [5 empty] | 8.1464 | 16.016 | 570.7763 | 26826.484 | 684.9315 | 0.073324 | 0.067741 | 0.056726 | 0.044841 | 0.04449 | 0.073324 | 0.067741 | 0.056726 | 0.044841 | 0.04449 | 100000 | 100000 | 0 | 0 | 0
3027 |  |  |  | 9795.2055 |  |  |  |  | 1505.8788 | 1547.1263 | 1588.3738 | 1629.6213 | 1670.8688 | 16500.428 | 16054.6431 | 15608.8582 | 15163.0733 | 14717.2885 |  | 0 |  |  |  |  | 1 | 1 | 1 | 1 | 1 | [5 empty] | 7.8918 | 16.2234 | 570.7763 | 26826.484 | 684.9315 | 0.072336 | 0.068765 | 0.056706 | 0.044808 | 0.044419 | 0.072336 | 0.068765 | 0.056706 | 0.044808 | 0.044419 | 100000 | 100000 | 0 | 0 | 0
3028 |  |  |  | 9795.2055 |  |  |  |  | 1653.7854 | 1694.0704 | 1734.3554 | 1774.6404 | 1814.9254 | 21187.2234 | 20614.8174 | 20042.4114 | 19470.0054 | 18897.5994 |  | 0 |  |  |  |  | 1 | 1 | 1 | 1 | 1 | [5 empty] | 7.5598 | 15.7904 | 570.7763 | 26826.484 | 684.9315 | 0.068007 | 0.066138 | 0.055048 | 0.043867 | 0.04422 | 0.068007 | 0.066138 | 0.055048 | 0.043867 | 0.04422 | 100000 | 100000 | 0 | 0 | 0
3029 |  |  |  | 9795.2055 |  |  |  |  | 2275.6848 | 2316.5198 | 2357.3548 | 2398.1898 | 2439.0248 | 31321.2899 | 30475.0962 | 29628.9025 | 28782.7088 | 27936.5152 |  | 0 |  |  |  |  | 1 | 1 | 1 | 1 | 1 | [5 empty] | 7.4723 | 15.5266 | 570.7763 | 26826.484 | 684.9315 | 0.07215 | 0.0677 | 0.054573 | 0.043458 | 0.0444 | 0.07215 | 0.0677 | 0.054573 | 0.043458 | 0.0444 | 100000 | 100000 | 0 | 0 | 0
3030 |  |  |  | 9795.2055 |  |  |  |  | 3562.7311 | 3606.3161 | 3649.9011 | 3693.4861 | 3737.0711 | 36975.6043 | 35976.6505 | 34977.6967 | 33978.7428 | 32979.789 |  | 0.00984 |  |  |  |  | 1 | 1 | 1 | 1 | 1 | [5 empty] | 7.5363 | 15.9864 | 570.7763 | 26826.484 | 684.9315 | 0.082144 | 0.068958 | 0.056171 | 0.044304 | 0.045027 | 0.082144 | 0.068958 | 0.056171 | 0.044304 | 0.045027 | 100000 | 100000 | 0 | 0 | 0
3031 |  |  |  | 9795.2055 |  |  |  |  | 4389.6238 | 4431.9713 | 4474.3188 | 4516.6663 | 4559.0138 | 35492.1213 | 34533.2461 | 33574.3709 | 32615.4957 | 31656.6205 |  | 0.04136 |  |  |  |  | 1 | 1 | 1 | 1 | 1 | [5 empty] | 7.1647 | 16.4837 | 570.7763 | 26826.484 | 684.9315 | 0.085177 | 0.070352 | 0.057771 | 0.04455 | 0.044697 | 0.085177 | 0.070352 | 0.057771 | 0.044551 | 0.044697 | 100000 | 100000 | 0 | 0 | 0
3032 |  |  |  | 9795.2055 |  |  |  |  | 3862.004 | 3912.3265 | 3962.649 | 4012.9715 | 4063.294 | 33259.7685 | 32361.2038 | 31462.6391 | 30564.0744 | 29665.5097 |  | 0.05144 |  |  |  |  | 1 | 1 | 1 | 1 | 1 | [5 empty] | 7.7608 | 16.0328 | 570.7763 | 26826.484 | 684.9315 | 0.087521 | 0.073772 | 0.057109 | 0.043486 | 0.043929 | 0.087521 | 0.073772 | 0.057109 | 0.043486 | 0.043929 | 100000 | 100000 | 0 | 0 | 0
3033 |  |  |  | 9795.2055 |  |  |  |  | 3655.2808 | 3731.0133 | 3806.7458 | 3882.4783 | 3958.2108 | 31100.8482 | 30260.6101 | 29420.372 | 28580.1339 | 27739.8958 |  | 0.06797 |  |  |  |  | 1 | 1 | 1 | 1 | 1 | [5 empty] | 7.3763 | 14.8922 | 570.7763 | 26826.484 | 684.9315 | 0.096222 | 0.074259 | 0.056906 | 0.043495 | 0.043416 | 0.096222 | 0.074259 | 0.056906 | 0.043495 | 0.043416 | 100000 | 100000 | 0 | 0 | 0
3034 |  |  |  | 9795.2055 |  |  |  |  | 3807.5121 | 3917.6171 | 4027.7221 | 4137.8271 | 4247.9321 | 29393.2701 | 28599.1649 | 27805.0597 | 27010.9545 | 26216.8493 |  | 0.42311 |  |  |  |  | 1 | 1 | 1 | 1 | 1 | [5 empty] | 6.8594 | 14.7883 | 570.7763 | 26826.484 | 684.9315 | 0.090768 | 0.073747 | 0.057639 | 0.043535 | 0.043451 | 0.090768 | 0.073747 | 0.057639 | 0.043535 | 0.043451 | 100000 | 100000 | 0 | 0 | 0
3035 |  |  |  | 9795.2055 |  |  |  |  | 4303.1287 | 4460.9721 | 4618.8154 | 4776.6587 | 4934.5021 | 27840.0081 | 27087.8667 | 26335.7253 | 25583.5839 | 24831.4425 |  | 0.26097 |  |  |  |  | 1 | 1 | 1 | 1 | 1 | [5 empty] | 5.9934 | 14.1646 | 570.7763 | 26826.484 | 684.9315 | 0.090864 | 0.07483 | 0.058372 | 0.043664 | 0.043519 | 0.090864 | 0.07483 | 0.058372 | 0.043664 | 0.043519 | 100000 | 100000 | 0 | 0 | 0
3036 |  |  |  | 9795.2055 |  |  |  |  | 4333.402 | 4531.3945 | 4729.387 | 4927.3795 | 5125.372 | 27478.5044 | 26736.1296 | 25993.7548 | 25251.38 | 24509.0051 |  | 0.08986 |  |  |  |  | 1 | 1 | 1 | 1 | 1 | [5 empty] | 5.1925 | 13.7659 | 570.7763 | 26826.484 | 684.9315 | 0.090869 | 0.075845 | 0.05908 | 0.043773 | 0.043766 | 0.090869 | 0.075845 | 0.059079 | 0.043773 | 0.043766 | 100000 | 100000 | 0 | 0 | 0
3037 |  |  |  | 9795.2055 |  |  |  |  | 4247.7719 | 4508.2419 | 4768.7119 | 5029.1819 | 5289.6519 | 27027.1621 | 26296.981 | 25566.8 | 24836.6189 | 24106.4378 |  | 0.14948 |  |  |  |  | 1 | 1 | 1 | 1 | 1 | [5 empty] | 4.5511 | 13.0686 | 570.7763 | 26826.484 | 684.9315 | 0.090824 | 0.075663 | 0.058879 | 0.043729 | 0.04372 | 0.090824 | 0.075663 | 0.058879 | 0.043729 | 0.04372 | 100000 | 100000 | 0 | 0 | 0
3038 |  |  |  | 9795.2055 |  |  |  |  | 4078.2416 | 4397.8341 | 4717.4266 | 5037.0191 | 5356.6116 | 27374.9106 | 26635.3345 | 25895.7584 | 25156.1824 | 24416.6063 |  | 0.13716 |  |  |  |  | 1 | 1 | 1 | 1 | 1 | [5 empty] | 4.3458 | 13.6002 | 570.7763 | 26826.484 | 684.9315 | 0.091186 | 0.075859 | 0.058874 | 0.043708 | 0.0438 | 0.091186 | 0.07586 | 0.058874 | 0.043708 | 0.0438 | 100000 | 100000 | 0 | 0 | 0
3039 |  |  |  | 9795.2055 |  |  |  |  | 3727.0717 | 4167.4942 | 4607.9167 | 5048.3392 | 5488.7617 | 28238.4787 | 27475.572 | 26712.6653 | 25949.7586 | 25186.8519 |  | 0.07255 |  |  |  |  | 1 | 1 | 1 | 1 | 1 | [5 empty] | 4.1218 | 13.7557 | 570.7763 | 26826.484 | 684.9315 | 0.091015 | 0.079022 | 0.060949 | 0.043706 | 0.043795 | 0.091015 | 0.079022 | 0.060949 | 0.043706 | 0.043795 | 100000 | 100000 | 0 | 0 | 0
3040 |  |  |  | 9795.2055 |  |  |  |  | 3728.8016 | 4345.4658 | 4962.1299 | 5578.7941 | 6195.4583 | 29993.6268 | 29183.302 | 28372.9773 | 27562.6525 | 26752.3277 |  | 0.05846 |  |  |  |  | 1 | 1 | 1 | 1 | 1 | [5 empty] | 3.7543 | 13.636 | 570.7763 | 26826.484 | 684.9315 | 0.096651 | 0.078924 | 0.061317 | 0.04366 | 0.043681 | 0.096651 | 0.078924 | 0.061317 | 0.04366 | 0.043681 | 100000 | 100000 | 0 | 0 | 0
3041 |  |  |  | 9795.2055 |  |  |  |  | 4409.5176 | 5182.7876 | 5956.0576 | 6729.3276 | 7502.5976 | 31813.2524 | 30953.7676 | 30094.2828 | 29234.798 | 28375.3132 |  | 0.08587 |  |  |  |  | 1 | 1 | 1 | 1 | 1 | [5 empty] | 3.6742 | 13.9989 | 570.7763 | 26826.484 | 684.9315 | 0.10118 | 0.085885 | 0.07941 | 0.081667 | 0.04677 | 0.10118 | 0.085885 | 0.07941 | 0.081667 | 0.046771 | 100000 | 100000 | 0 | 0 | 0
3042 |  |  |  | 9795.2055 |  |  |  |  | 5391.2365 | 6199.7048 | 7008.1731 | 7816.6415 | 8625.1098 | 32903.5664 | 32014.6251 | 31125.6837 | 30236.7424 | 29347.801 |  | 0.05122 |  |  |  |  | 1 | 1 | 1 | 1 | 1 | [5 empty] | 3.5611 | 14.0992 | 570.7763 | 26826.484 | 684.9315 | 0.10587 | 0.08697 | 0.082713 | 0.08529 | 0.05201 | 0.10587 | 0.08697 | 0.082713 | 0.08529 | 0.05201 | 100000 | 100000 | 0 | 0 | 0
3043 |  |  |  | 9795.2055 |  |  |  |  | 6256.187 | 7010.9778 | 7765.7686 | 8520.5595 | 9275.3503 | 33587.4574 | 32680.0397 | 31772.622 | 30865.2042 | 29957.7865 |  | 0.00259 |  |  |  |  | 1 | 1 | 1 | 1 | 1 | [5 empty] | 3.7672 | 13.0589 | 570.7763 | 26826.484 | 684.9315 | 0.10822 | 0.091212 | 0.085107 | 0.089967 | 0.053564 | 0.10823 | 0.091212 | 0.085107 | 0.089967 | 0.053564 | 100000 | 100000 | 0 | 0 | 0
3044 |  |  |  | 9795.2055 |  |  |  |  | 6008.8111 | 6627.4269 | 7246.0428 | 7864.6586 | 8483.2744 | 32947.9844 | 32057.843 | 31167.7016 | 30277.5603 | 29387.4189 |  | 0 |  |  |  |  | 1 | 1 | 1 | 1 | 1 | [5 empty] | 2.8295 | 12.1526 | 570.7763 | 26826.484 | 684.9315 | 0.10737 | 0.089795 | 0.086368 | 0.088255 | 0.052839 | 0.10737 | 0.089795 | 0.086368 | 0.088255 | 0.052839 | 100000 | 100000 | 0 | 0 | 0
3045 |  |  |  | 9795.2055 |  |  |  |  | 5296.0919 | 5835.8961 | 6375.7002 | 6915.5044 | 7455.3086 | 29656.4816 | 28855.2653 | 28054.049 | 27252.8328 | 26451.6165 |  | 0 |  |  |  |  | 1 | 1 | 1 | 1 | 1 | [5 empty] | 1.1557 | 11.2704 | 570.7763 | 26826.484 | 684.9315 | 0.10732 | 0.089916 | 0.085519 | 0.089032 | 0.052902 | 0.10732 | 0.089916 | 0.085519 | 0.089032 | 0.052902 | 100000 | 100000 | 0 | 0 | 0
3046 |  |  |  | 9795.2055 |  |  |  |  | 4902.5394 | 5363.8336 | 5825.1278 | 6286.4219 | 6747.7161 | 22537.5968 | 21928.7083 | 21319.8198 | 20710.9314 | 20102.0429 |  | 0 |  |  |  |  | 1 | 1 | 1 | 1 | 1 | [5 empty] | 0.93983 | 10.5511 | 570.7763 | 26826.484 | 684.9315 | 0.10622 | 0.088359 | 0.084765 | 0.0882 | 0.052217 | 0.10621 | 0.088358 | 0.084765 | 0.0882 | 0.052217 | 100000 | 100000 | 0 | 0 | 0
3047 |  |  |  | 9795.2055 |  |  |  |  | 3427.7988 | 3838.798 | 4249.7972 | 4660.7963 | 5071.7955 | 15910.6745 | 15480.8227 | 15050.971 | 14621.1192 | 14191.2674 |  | 0 |  |  |  |  | 1 | 1 | 1 | 1 | 1 | [5 empty] | 2.6325 | 10.0844 | 570.7763 | 26826.484 | 684.9315 | 0.10535 | 0.087492 | 0.085018 | 0.087904 | 0.05186 | 0.10535 | 0.087492 | 0.085018 | 0.087904 | 0.05186 | 100000 | 100000 | 0 | 0 | 0
3048 |  |  |  | 9795.2055 |  |  |  |  | 2632.614 | 2948.1915 | 3263.769 | 3579.3465 | 3894.924 | 11294.3069 | 10989.1735 | 10684.0402 | 10378.9068 | 10073.7734 |  | 0 |  |  |  |  | 1 | 1 | 1 | 1 | 1 | [5 empty] | 3.2569 | 9.6806 | 570.7763 | 26826.484 | 684.9315 | 0.10619 | 0.088477 | 0.086297 | 0.088723 | 0.051781 | 0.10619 | 0.088477 | 0.086297 | 0.088723 | 0.051781 | 100000 | 100000 | 0 | 0 | 0
3049 |  |  |  | 9795.2055 |  |  |  |  | 1894.9651 | 2067.6301 | 2240.2951 | 2412.9601 | 2585.6251 | 12259.4698 | 11928.261 | 11597.0522 | 11265.8435 | 10934.6347 |  | 0 |  |  |  |  | 1 | 1 | 1 | 1 | 1 | [5 empty] | 3.4696 | 10.2119 | 570.7763 | 26826.484 | 684.9315 | 0.10638 | 0.09162 | 0.089504 | 0.093559 | 0.051874 | 0.10638 | 0.09162 | 0.089504 | 0.093559 | 0.051874 | 100000 | 100000 | 0 | 0 | 0
3050 |  |  |  | 9795.2055 |  |  |  |  | 1525.2788 | 1633.2388 | 1741.1988 | 1849.1588 | 1957.1188 | 12361.1254 | 12027.1703 | 11693.2151 | 11359.26 | 11025.3048 |  | 0 |  |  |  |  | 1 | 1 | 1 | 1 | 1 | [5 empty] | 4.0472 | 10.1641 | 570.7763 | 26826.484 | 684.9315 | 0.10682 | 0.094148 | 0.090225 | 0.09451 | 0.052066 | 0.10682 | 0.094148 | 0.090225 | 0.09451 | 0.052066 | 100000 | 100000 | 0 | 0 | 0
3051 |  |  |  | 9795.2055 |  |  |  |  | 1452.031 | 1510.741 | 1569.451 | 1628.161 | 1686.871 | 14009.9459 | 13631.4453 | 13252.9447 | 12874.4441 | 12495.9435 |  | 0 |  |  |  |  | 1 | 1 | 1 | 1 | 1 | [5 empty] | 4.9746 | 11.0838 | 570.7763 | 26826.484 | 684.9315 | 0.10688 | 0.096456 | 0.09051 | 0.095135 | 0.05214 | 0.10688 | 0.096456 | 0.09051 | 0.095135 | 0.05214 | 100000 | 100000 | 0 | 0 | 0
3052 |  |  |  | 9795.2055 |  |  |  |  | 1562.3336 | 1611.5011 | 1660.6686 | 1709.8361 | 1759.0036 | 17993.477 | 17507.3551 | 17021.2331 | 16535.1112 | 16048.9892 |  | 0 |  |  |  |  | 1 | 1 | 1 | 1 | 1 | [5 empty] | 4.1375 | 11.0996 | 570.7763 | 26826.484 | 684.9315 | 0.1053 | 0.095921 | 0.087785 | 0.090135 | 0.05038 | 0.1053 | 0.095921 | 0.087785 | 0.090135 | 0.05038 | 100000 | 100000 | 0 | 0 | 0
3053 |  |  |  | 9795.2055 |  |  |  |  | 1914.7851 | 1964.9426 | 2015.1001 | 2065.2576 | 2115.4151 | 26597.8393 | 25879.257 | 25160.6747 | 24442.0925 | 23723.5102 |  | 0 |  |  |  |  | 1 | 1 | 1 | 1 | 1 | [5 empty] | 2.7258 | 10.3404 | 570.7763 | 26826.484 | 684.9315 | 0.10623 | 0.098196 | 0.088638 | 0.093074 | 0.051241 | 0.10623 | 0.098196 | 0.088638 | 0.093074 | 0.051241 | 100000 | 100000 | 0 | 0 | 0
3054 |  |  |  | 9795.2055 |  |  |  |  | 2554.1958 | 2596.1308 | 2638.0658 | 2680.0008 | 2721.9358 | 31368.3661 | 30520.9006 | 29673.4351 | 28825.9696 | 27978.504 |  | 0.03875 |  |  |  |  | 1 | 1 | 1 | 1 | 1 | [5 empty] | 2.1044 | 10.0367 | 570.7763 | 26826.484 | 684.9315 | 0.10486 | 0.093835 | 0.087076 | 0.080902 | 0.048362 | 0.10486 | 0.093835 | 0.087076 | 0.080902 | 0.048362 | 100000 | 100000 | 0 | 0 | 0
3055 |  |  |  | 9795.2055 |  |  |  |  | 3284.0891 | 3325.0616 | 3366.0341 | 3407.0066 | 3447.9791 | 30114.4347 | 29300.8461 | 28487.2575 | 27673.6689 | 26860.0803 |  | 0.09994 |  |  |  |  | 1 | 1 | 1 | 1 | 1 | [5 empty] | 1.8937 | 9.3713 | 570.7763 | 26826.484 | 684.9315 | 0.10445 | 0.089686 | 0.064257 | 0.043986 | 0.04429 | 0.10445 | 0.089686 | 0.064257 | 0.043985 | 0.04429 | 100000 | 100000 | 0 | 0 | 0
3056 |  |  |  | 9795.2055 |  |  |  |  | 3549.5048 | 3623.7523 | 3697.9998 | 3772.2473 | 3846.4948 | 28228.7897 | 27466.1447 | 26703.4998 | 25940.8548 | 25178.2099 |  | 0.27206 |  |  |  |  | 1 | 1 | 1 | 1 | 1 | [5 empty] | 3.356 | 8.3032 | 570.7763 | 26826.484 | 684.9315 | 0.097509 | 0.081852 | 0.051978 | 0.041717 | 0.04273 | 0.097509 | 0.081852 | 0.051978 | 0.041717 | 0.04273 | 100000 | 100000 | 0 | 0 | 0
3057 |  |  |  | 9795.2055 |  |  |  |  | 4164.7868 | 4287.7068 | 4410.6268 | 4533.5468 | 4656.4668 | 26399.5589 | 25686.3335 | 24973.1081 | 24259.8827 | 23546.6573 |  | 0.46117 |  |  |  |  | 1 | 1 | 1 | 1 | 1 | [5 empty] | 3.2794 | 7.2403 | 570.7763 | 26826.484 | 684.9315 | 0.094978 | 0.061486 | 0.034628 | 0.037041 | 0.041986 | 0.094978 | 0.061486 | 0.034628 | 0.037041 | 0.041986 | 100000 | 100000 | 0 | 0 | 0
3058 |  |  |  | 9795.2055 |  |  |  |  | 4594.7948 | 4836.0423 | 5077.2898 | 5318.5373 | 5559.7848 | 24953.489 | 24279.3314 | 23605.1739 | 22931.0163 | 22256.8587 |  | 0.61571 |  |  |  |  | 1 | 1 | 1 | 1 | 1 | [5 empty] | 2.7081 | 6.3484 | 570.7763 | 26826.484 | 684.9315 | 0.095086 | 0.061472 | 0.034367 | 0.033404 | 0.03888 | 0.095086 | 0.061472 | 0.034367 | 0.033404 | 0.03888 | 100000 | 100000 | 0 | 0 | 0
3059 |  |  |  | 9795.2055 |  |  |  |  | 5160.9576 | 5464.4626 | 5767.9676 | 6071.4726 | 6374.9776 | 23637.0015 | 22998.4109 | 22359.8203 | 21721.2297 | 21082.6391 |  | 0.1508 |  |  |  |  | 1 | 1 | 1 | 1 | 1 | [5 empty] | 2.8121 | 6.5919 | 570.7763 | 26826.484 | 684.9315 | 0.095415 | 0.061552 | 0.034537 | 0.033557 | 0.039011 | 0.095415 | 0.061552 | 0.034537 | 0.033557 | 0.039011 | 100000 | 100000 | 0 | 0 | 0
3060 |  |  |  | 9795.2055 |  |  |  |  | 5062.7193 | 5499.2927 | 5935.866 | 6372.4393 | 6809.0127 | 23328.6858 | 22698.4248 | 22068.1639 | 21437.9029 | 20807.6419 |  | 0.08412 |  |  |  |  | 1 | 1 | 1 | 1 | 1 | [5 empty] | 3.1918 | 5.7721 | 570.7763 | 26826.484 | 684.9315 | 0.095653 | 0.061712 | 0.034609 | 0.033746 | 0.039118 | 0.095653 | 0.061712 | 0.034609 | 0.033746 | 0.039118 | 100000 | 100000 | 0 | 0 | 0
3061 |  |  |  | 9795.2055 |  |  |  |  | 4845.561 | 5345.1068 | 5844.6526 | 6344.1985 | 6843.7443 | 22945.525 | 22325.6157 | 21705.7064 | 21085.7971 | 20465.8879 |  | 0.41743 |  |  |  |  | 1 | 1 | 1 | 1 | 1 | [5 empty] | 3.3451 | 4.7308 | 570.7763 | 26826.484 | 684.9315 | 0.095576 | 0.061697 | 0.034421 | 0.033553 | 0.039043 | 0.095576 | 0.061698 | 0.034421 | 0.033553 | 0.039043 | 100000 | 100000 | 0 | 0 | 0
3062 |  |  |  | 9795.2055 |  |  |  |  | 5008.4297 | 5520.0481 | 6031.6664 | 6543.2847 | 7054.9031 | 23239.3192 | 22611.4726 | 21983.626 | 21355.7794 | 20727.9328 |  | 0.41742 |  |  |  |  | 1 | 1 | 1 | 1 | 1 | [5 empty] | 3.0908 | 4.3384 | 570.7763 | 26826.484 | 684.9315 | 0.095696 | 0.06288 | 0.03417 | 0.033063 | 0.038932 | 0.095696 | 0.06288 | 0.03417 | 0.033063 | 0.038932 | 100000 | 100000 | 0 | 0 | 0
3063 |  |  |  | 9795.2055 |  |  |  |  | 5137.6906 | 5627.3356 | 6116.9806 | 6606.6256 | 7096.2706 | 23971.0115 | 23323.3971 | 22675.7827 | 22028.1683 | 21380.5539 |  | 0.45162 |  |  |  |  | 1 | 1 | 1 | 1 | 1 | [5 empty] | 2.7942 | 4.7866 | 570.7763 | 26826.484 | 684.9315 | 0.096043 | 0.080575 | 0.039617 | 0.040141 | 0.042056 | 0.096043 | 0.080575 | 0.039617 | 0.040141 | 0.042056 | 100000 | 100000 | 0 | 0 | 0
3064 |  |  |  | 9795.2055 |  |  |  |  | 5323.8264 | 5797.5222 | 6271.218 | 6744.9139 | 7218.6097 | 25458.4134 | 24770.6145 | 24082.8156 | 23395.0167 | 22707.2178 |  | 0.43569 |  |  |  |  | 1 | 1 | 1 | 1 | 1 | [5 empty] | 2.9902 | 4.934 | 570.7763 | 26826.484 | 684.9315 | 0.1011 | 0.08755 | 0.049494 | 0.041188 | 0.042667 | 0.1011 | 0.08755 | 0.049494 | 0.041188 | 0.042667 | 100000 | 100000 | 0 | 0 | 0
3065 |  |  |  | 9795.2055 |  |  |  |  | 5941.6936 | 6448.2236 | 6954.7536 | 7461.2836 | 7967.8136 | 27000.5526 | 26271.0904 | 25541.6282 | 24812.166 | 24082.7038 |  | 0.25564 |  |  |  |  | 1 | 1 | 1 | 1 | 1 | [5 empty] | 3.4368 | 4.818 | 570.7763 | 26826.484 | 684.9315 | 0.10818 | 0.097095 | 0.090762 | 0.045368 | 0.044475 | 0.10818 | 0.097095 | 0.090763 | 0.045368 | 0.044475 | 100000 | 100000 | 0 | 0 | 0
3066 |  |  |  | 9795.2055 |  |  |  |  | 6475.972 | 6987.452 | 7498.932 | 8010.412 | 8521.892 | 27928.2928 | 27173.7663 | 26419.2397 | 25664.7132 | 24910.1866 |  | 0.07652 |  |  |  |  | 1 | 1 | 1 | 1 | 1 | [5 empty] | 5.5349 | 4.7495 | 570.7763 | 26826.484 | 684.9315 | 0.11059 | 0.10764 | 0.10007 | 0.10258 | 0.10282 | 0.11059 | 0.10764 | 0.10007 | 0.10258 | 0.10282 | 100000 | 100000 | 0 | 0 | 0
3067 |  |  |  | 9795.2055 |  |  |  |  | 6652.6286 | 7119.8903 | 7587.152 | 8054.4136 | 8521.6753 | 28510.2948 | 27740.0446 | 26969.7943 | 26199.5441 | 25429.2938 |  | 0.01181 |  |  |  |  | 1 | 1 | 1 | 1 | 1 | [5 empty] | 1.9067 | 4.837 | 570.7763 | 26826.484 | 684.9315 | 0.11178 | 0.10973 | 0.1021 | 0.10546 | 0.1083 | 0.11179 | 0.10974 | 0.1021 | 0.10546 | 0.1083 | 100000 | 100000 | 0 | 0 | 0
3068 |  |  |  | 9795.2055 |  |  |  |  | 5970.131 | 6389.4618 | 6808.7926 | 7228.1235 | 7647.4543 | 27970.741 | 27215.0677 | 26459.3943 | 25703.721 | 24948.0476 |  | 0 |  |  |  |  | 1 | 1 | 1 | 1 | 1 | [5 empty] | 1.0654 | 5.4396 | 570.7763 | 26826.484 | 684.9315 | 0.1118 | 0.11028 | 0.10281 | 0.10591 | 0.10822 | 0.1118 | 0.11028 | 0.10281 | 0.10591 | 0.10822 | 100000 | 100000 | 0 | 0 | 0
3069 |  |  |  | 9795.2055 |  |  |  |  | 5160.9576 | 5546.1076 | 5931.2576 | 6316.4076 | 6701.5576 | 25180.2569 | 24499.9728 | 23819.6888 | 23139.4047 | 22459.1207 |  | 0 |  |  |  |  | 1 | 1 | 1 | 1 | 1 | [5 empty] | 0.67765 | 4.6404 | 570.7763 | 26826.484 | 684.9315 | 0.11181 | 0.11003 | 0.10258 | 0.1054 | 0.10826 | 0.11181 | 0.11003 | 0.10258 | 0.1054 | 0.10826 | 100000 | 100000 | 0 | 0 | 0
3070 |  |  |  | 9795.2055 |  |  |  |  | 5155.7872 | 5510.303 | 5864.8188 | 6219.3347 | 6573.8505 | 19149.1014 | 18631.7584 | 18114.4155 | 17597.0725 | 17079.7296 |  | 0 |  |  |  |  | 1 | 1 | 1 | 1 | 1 | [5 empty] | 2.1191 | 3.9216 | 570.7763 | 26826.484 | 684.9315 | 0.11181 | 0.11002 | 0.10235 | 0.10546 | 0.10827 | 0.11181 | 0.11002 | 0.10235 | 0.10546 | 0.10826 | 100000 | 100000 | 0 | 0 | 0
3071 |  |  |  | 9795.2055 |  |  |  |  | 3982.9598 | 4321.3623 | 4659.7648 | 4998.1673 | 5336.5698 | 13520.6592 | 13155.3774 | 12790.0957 | 12424.8139 | 12059.5321 |  | 0 |  |  |  |  | 1 | 1 | 1 | 1 | 1 | [5 empty] | 3.1263 | 3.6804 | 570.7763 | 26826.484 | 684.9315 | 0.11133 | 0.10976 | 0.10233 | 0.10545 | 0.10829 | 0.11133 | 0.10976 | 0.10233 | 0.10545 | 0.10829 | 100000 | 100000 | 0 | 0 | 0
3072 |  |  |  | 9795.2055 |  |  |  |  | 2962.8726 | 3320.8534 | 3678.8342 | 4036.8151 | 4394.7959 | 8211.115 | 7989.2788 | 7767.4427 | 7545.6066 | 7323.7705 |  | 0 |  |  |  |  | 1 | 1 | 1 | 1 | 1 | [5 empty] | 3.5231 | 3.6796 | 570.7763 | 26826.484 | 684.9315 | 0.11124 | 0.10976 | 0.10231 | 0.10545 | 0.10831 | 0.11124 | 0.10976 | 0.10231 | 0.10545 | 0.10831 | 100000 | 100000 | 0 | 0 | 0
3073 |  |  |  | 9795.2055 |  |  |  |  | 2262.2919 | 2586.2294 | 2910.1669 | 3234.1044 | 3558.0419 | 8809.7325 | 8571.7238 | 8333.7151 | 8095.7064 | 7857.6977 |  | 0 |  |  |  |  | 1 | 1 | 1 | 1 | 1 | [5 empty] | 5.3659 | 3.9461 | 570.7763 | 26826.484 | 684.9315 | 0.11124 | 0.10975 | 0.10235 | 0.10549 | 0.10828 | 0.11124 | 0.10975 | 0.10235 | 0.10549 | 0.10828 | 100000 | 100000 | 0 | 0 | 0
3074 |  |  |  | 9795.2055 |  |  |  |  | 1832.1559 | 2050.9376 | 2269.7192 | 2488.5009 | 2707.2826 | 9178.4313 | 8930.4616 | 8682.4919 | 8434.5222 | 8186.5526 |  | 0 |  |  |  |  | 1 | 1 | 1 | 1 | 1 | [5 empty] | 4.9248 | 4.004 | 570.7763 | 26826.484 | 684.9315 | 0.11124 | 0.10974 | 0.10235 | 0.10555 | 0.10829 | 0.11124 | 0.10974 | 0.10235 | 0.10555 | 0.10829 | 100000 | 100000 | 0 | 0 | 0
3075 |  |  |  | 9795.2055 |  |  |  |  | 1723.1195 | 1815.1861 | 1907.2528 | 1999.3195 | 2091.3861 | 10779.2497 | 10488.0314 | 10196.813 | 9905.5947 | 9614.3764 |  | 0 |  |  |  |  | 1 | 1 | 1 | 1 | 1 | [5 empty] | 7.1491 | 3.1308 | 570.7763 | 26826.484 | 684.9315 | 0.11123 | 0.10973 | 0.10237 | 0.10556 | 0.10829 | 0.11123 | 0.10973 | 0.10237 | 0.10557 | 0.10829 | 100000 | 100000 | 0 | 0 | 0
3076 |  |  |  | 9795.2055 |  |  |  |  | 1820.9947 | 1878.1647 | 1935.3347 | 1992.5047 | 2049.6747 | 15244.839 | 14832.9758 | 14421.1126 | 14009.2494 | 13597.3862 |  | 0 |  |  |  |  | 1 | 1 | 1 | 1 | 1 | [5 empty] | 7.5161 | 3.371 | 570.7763 | 26826.484 | 684.9315 | 0.10908 | 0.10716 | 0.10018 | 0.10443 | 0.10659 | 0.10908 | 0.10716 | 0.10018 | 0.10443 | 0.10659 | 100000 | 100000 | 0 | 0 | 0
3077 |  |  |  | 9795.2055 |  |  |  |  | 2094.8737 | 2135.7087 | 2176.5437 | 2217.3787 | 2258.2137 | 25498.8428 | 24809.9516 | 24121.0605 | 23432.1693 | 22743.2782 |  | 0 |  |  |  |  | 1 | 1 | 1 | 1 | 1 | [5 empty] | 7.2847 | 3.4472 | 570.7763 | 26826.484 | 684.9315 | 0.10966 | 0.10835 | 0.10147 | 0.10511 | 0.10823 | 0.10966 | 0.10835 | 0.10147 | 0.10511 | 0.10824 | 100000 | 100000 | 0 | 0 | 0
3078 |  |  |  | 9795.2055 |  |  |  |  | 2555.059 | 2595.069 | 2635.079 | 2675.089 | 2715.099 | 31248.3371 | 30404.1143 | 29559.8916 | 28715.6688 | 27871.4461 |  | 0.03661 |  |  |  |  | 1 | 1 | 1 | 1 | 1 | [5 empty] | 7.3378 | 3.3331 | 570.7763 | 26826.484 | 684.9315 | 0.10979 | 0.10394 | 0.099974 | 0.10372 | 0.10332 | 0.10979 | 0.10394 | 0.099974 | 0.10372 | 0.10332 | 100000 | 100000 | 0 | 0 | 0
3079 |  |  |  | 9795.2055 |  |  |  |  | 3483.1568 | 3526.4668 | 3569.7768 | 3613.0868 | 3656.3968 | 31498.3164 | 30647.3401 | 29796.3637 | 28945.3874 | 28094.4111 |  | 0.12746 |  |  |  |  | 1 | 1 | 1 | 1 | 1 | [5 empty] | 6.3516 | 2.915 | 570.7763 | 26826.484 | 684.9315 | 0.10761 | 0.096311 | 0.09064 | 0.046794 | 0.045517 | 0.10761 | 0.096311 | 0.09064 | 0.046794 | 0.045517 | 100000 | 100000 | 0 | 0 | 0
3080 |  |  |  | 9795.2055 |  |  |  |  | 4434.4355 | 4475.8205 | 4517.2055 | 4558.5905 | 4599.9755 | 27585.4454 | 26840.1815 | 26094.9175 | 25349.6535 | 24604.3895 |  | 0.25975 |  |  |  |  | 1 | 1 | 1 | 1 | 1 | [5 empty] | 7.315 | 2.2753 | 570.7763 | 26826.484 | 684.9315 | 0.098499 | 0.091179 | 0.050326 | 0.040356 | 0.042098 | 0.098499 | 0.091179 | 0.050326 | 0.040356 | 0.042098 | 100000 | 100000 | 0 | 0 | 0
3081 |  |  |  | 9795.2055 |  |  |  |  | 5323.0397 | 5381.1722 | 5439.3047 | 5497.4372 | 5555.5697 | 25566.7613 | 24876.0352 | 24185.3091 | 23494.583 | 22803.8569 |  | 0.41347 |  |  |  |  | 1 | 1 | 1 | 1 | 1 | [5 empty] | 6.5986 | 1.5946 | 570.7763 | 26826.484 | 684.9315 | 0.096786 | 0.07007 | 0.03844 | 0.038005 | 0.040804 | 0.096786 | 0.07007 | 0.03844 | 0.038005 | 0.040804 | 100000 | 100000 | 0 | 0 | 0
3082 |  |  |  | 9795.2055 |  |  |  |  | 5983.2683 | 6059.7433 | 6136.2183 | 6212.6933 | 6289.1683 | 23772.2178 | 23129.9741 | 22487.7305 | 21845.4868 | 21203.2431 |  | 0.3868 |  |  |  |  | 1 | 1 | 1 | 1 | 1 | [5 empty] | 6.2404 | 1.3548 | 570.7763 | 26826.484 | 684.9315 | 0.096605 | 0.066724 | 0.034976 | 0.033688 | 0.036858 | 0.096605 | 0.066724 | 0.034976 | 0.033688 | 0.036858 | 100000 | 100000 | 0 | 0 | 0
3083 |  |  |  | 9795.2055 |  |  |  |  | 6763.6946 | 6884.9646 | 7006.2346 | 7127.5046 | 7248.7746 | 21769.4501 | 21181.3144 | 20593.1786 | 20005.0428 | 19416.9071 |  | 0.27946 |  |  |  |  | 1 | 1 | 1 | 1 | 1 | [5 empty] | 5.7726 | 1.4282 | 570.7763 | 26826.484 | 684.9315 | 0.09608 | 0.066229 | 0.034138 | 0.030401 | 0.032833 | 0.09608 | 0.066229 | 0.034138 | 0.030401 | 0.032833 | 100000 | 100000 | 0 | 0 | 0
3084 |  |  |  | 9795.2055 |  |  |  |  | 6440.878 | 6615.2755 | 6789.673 | 6964.0705 | 7138.468 | 20734.1071 | 20173.9427 | 19613.7784 | 19053.614 | 18493.4496 |  | 0.1794 |  |  |  |  | 1 | 1 | 1 | 1 | 1 | [5 empty] | 4.8405 | 2.5657 | 570.7763 | 26826.484 | 684.9315 | 0.095649 | 0.065957 | 0.033324 | 0.02908 | 0.031319 | 0.095649 | 0.065957 | 0.033324 | 0.029079 | 0.031319 | 100000 | 100000 | 0 | 0 | 0
3085 |  |  |  | 9795.2055 |  |  |  |  | 5701.6623 | 5946.4848 | 6191.3073 | 6436.1298 | 6680.9523 | 20287.243 | 19739.1514 | 19191.0598 | 18642.9681 | 18094.8765 |  | 0.41648 |  |  |  |  | 1 | 1 | 1 | 1 | 1 | [5 empty] | 3.9783 | 3.4692 | 570.7763 | 26826.484 | 684.9315 | 0.095885 | 0.066353 | 0.033852 | 0.030054 | 0.032251 | 0.095885 | 0.066353 | 0.033852 | 0.030054 | 0.032251 | 100000 | 100000 | 0 | 0 | 0
3086 |  |  |  | 9795.2055 |  |  |  |  | 5149.6116 | 5478.8291 | 5808.0466 | 6137.2641 | 6466.4816 | 19796.9899 | 19262.1432 | 18727.2965 | 18192.4499 | 17657.6032 |  | 0.14442 |  |  |  |  | 1 | 1 | 1 | 1 | 1 | [5 empty] | 5.0151 | 4.3695 | 570.7763 | 26826.484 | 684.9315 | 0.096096 | 0.067641 | 0.034568 | 0.031618 | 0.033863 | 0.096096 | 0.067641 | 0.034568 | 0.031618 | 0.033863 | 100000 | 100000 | 0 | 0 | 0
3087 |  |  |  | 9795.2055 |  |  |  |  | 4849.976 | 5155.626 | 5461.276 | 5766.926 | 6072.576 | 20071.7151 | 19529.4463 | 18987.1775 | 18444.9087 | 17902.6399 |  | 0.14158 |  |  |  |  | 1 | 1 | 1 | 1 | 1 | [5 empty] | 5.6051 | 5.119 | 570.7763 | 26826.484 | 684.9315 | 0.097412 | 0.085695 | 0.039707 | 0.039709 | 0.041812 | 0.097412 | 0.085695 | 0.039707 | 0.039709 | 0.041812 | 100000 | 100000 | 0 | 0 | 0
3088 |  |  |  | 9795.2055 |  |  |  |  | 4886.0353 | 5240.5511 | 5595.067 | 5949.5828 | 6304.0986 | 20987.0295 | 20420.0321 | 19853.0346 | 19286.0372 | 18719.0397 |  | 0.05179 |  |  |  |  | 1 | 1 | 1 | 1 | 1 | [5 empty] | 6.4077 | 5.3792 | 570.7763 | 26826.484 | 684.9315 | 0.098251 | 0.088961 | 0.046239 | 0.041334 | 0.0427 | 0.098251 | 0.088961 | 0.046239 | 0.041334 | 0.0427 | 100000 | 100000 | 0 | 0 | 0
3089 |  |  |  | 9795.2055 |  |  |  |  | 5496.4677 | 5910.9319 | 6325.3961 | 6739.8602 | 7154.3244 | 22195.9289 | 21596.2711 | 20996.6133 | 20396.9556 | 19797.2978 |  | 0.0643 |  |  |  |  | 1 | 1 | 1 | 1 | 1 | [5 empty] | 5.067 | 6.4156 | 570.7763 | 26826.484 | 684.9315 | 0.10131 | 0.095031 | 0.070075 | 0.044054 | 0.044245 | 0.10131 | 0.095031 | 0.070075 | 0.044054 | 0.044245 | 100000 | 100000 | 0 | 0 | 0
3090 |  |  |  | 9795.2055 |  |  |  |  | 5995.2881 | 6486.9689 | 6978.6497 | 7470.3306 | 7962.0114 | 23824.2197 | 23180.5711 | 22536.9226 | 21893.274 | 21249.6254 |  | 0.01165 |  |  |  |  | 1 | 1 | 1 | 1 | 1 | [5 empty] | 4.4898 | 7.808 | 570.7763 | 26826.484 | 684.9315 | 0.10855 | 0.10537 | 0.095106 | 0.099134 | 0.086495 | 0.10855 | 0.10537 | 0.095106 | 0.099134 | 0.086495 | 100000 | 100000 | 0 | 0 | 0
3091 |  |  |  | 9795.2055 |  |  |  |  | 6205.634 | 6742.4132 | 7279.1923 | 7815.9715 | 8352.7507 | 25873.3196 | 25174.3113 | 24475.3031 | 23776.2949 | 23077.2867 |  | 0.00889 |  |  |  |  | 1 | 1 | 1 | 1 | 1 | [5 empty] | 4.4767 | 8.3842 | 570.7763 | 26826.484 | 684.9315 | 0.11019 | 0.10817 | 0.09849 | 0.10415 | 0.096985 | 0.11019 | 0.10817 | 0.09849 | 0.10415 | 0.096985 | 100000 | 100000 | 0 | 0 | 0
3092 |  |  |  | 9795.2055 |  |  |  |  | 5753.1756 | 6249.6406 | 6746.1056 | 7242.5706 | 7739.0356 | 25825.6782 | 25127.9571 | 24430.236 | 23732.5148 | 23034.7937 |  | 0 |  |  |  |  | 1 | 1 | 1 | 1 | 1 | [5 empty] | 3.8309 | 8.097 | 570.7763 | 26826.484 | 684.9315 | 0.11085 | 0.10884 | 0.098985 | 0.10497 | 0.099098 | 0.11085 | 0.10884 | 0.098985 | 0.10497 | 0.099098 | 100000 | 100000 | 0 | 0 | 0
3093 |  |  |  | 9795.2055 |  |  |  |  | 5056.0291 | 5457.5691 | 5859.1091 | 6260.6491 | 6662.1891 | 23990.6888 | 23342.5428 | 22694.3968 | 22046.2508 | 21398.1048 |  | 0 |  |  |  |  | 1 | 1 | 1 | 1 | 1 | [5 empty] | 5.4973 | 8.0488 | 570.7763 | 26826.484 | 684.9315 | 0.11071 | 0.10876 | 0.098316 | 0.10464 | 0.099009 | 0.11071 | 0.10876 | 0.098316 | 0.10464 | 0.099009 | 100000 | 100000 | 0 | 0 | 0
3094 |  |  |  | 9795.2055 |  |  |  |  | 4831.9463 | 5174.033 | 5516.1197 | 5858.2063 | 6200.293 | 18223.8606 | 17731.5144 | 17239.1683 | 16746.8222 | 16254.4761 |  | 0 |  |  |  |  | 1 | 1 | 1 | 1 | 1 | [5 empty] | 5.7617 | 8.0423 | 570.7763 | 26826.484 | 684.9315 | 0.10876 | 0.10855 | 0.097613 | 0.10387 | 0.098529 | 0.10876 | 0.10855 | 0.097613 | 0.10387 | 0.098529 | 100000 | 100000 | 0 | 0 | 0
3095 |  |  |  | 9795.2055 |  |  |  |  | 3499.4693 | 3760.8193 | 4022.1693 | 4283.5193 | 4544.8693 | 10718.7431 | 10429.1595 | 10139.5759 | 9849.9922 | 9560.4086 |  | 0 |  |  |  |  | 1 | 1 | 1 | 1 | 1 | [5 empty] | 4.1484 | 8.1874 | 570.7763 | 26826.484 | 684.9315 | 0.10839 | 0.10803 | 0.097098 | 0.10345 | 0.097233 | 0.10839 | 0.10803 | 0.097098 | 0.10345 | 0.097233 | 100000 | 100000 | 0 | 0 | 0
3096 |  |  |  | 9795.2055 |  |  |  |  | 2372.0163 | 2568.6338 | 2765.2513 | 2961.8688 | 3158.4863 | 7549.2465 | 7345.2918 | 7141.3371 | 6937.3824 | 6733.4277 |  | 0 |  |  |  |  | 1 | 1 | 1 | 1 | 1 | [5 empty] | 1.9978 | 7.6873 | 570.7763 | 26826.484 | 684.9315 | 0.10826 | 0.10805 | 0.097148 | 0.10347 | 0.097267 | 0.10826 | 0.10804 | 0.097149 | 0.10347 | 0.097267 | 100000 | 100000 | 0 | 0 | 0
3097 |  |  |  | 9795.2055 |  |  |  |  | 1774.0937 | 1874.0787 | 1974.0637 | 2074.0487 | 2174.0337 | 8097.5842 | 7878.8153 | 7660.0464 | 7441.2775 | 7222.5086 |  | 0 |  |  |  |  | 1 | 1 | 1 | 1 | 1 | [5 empty] | 4.388 | 7.7356 | 570.7763 | 26826.484 | 684.9315 | 0.10827 | 0.10804 | 0.097156 | 0.10347 | 0.09727 | 0.10827 | 0.10804 | 0.097155 | 0.10347 | 0.09727 | 100000 | 100000 | 0 | 0 | 0
3098 |  |  |  | 9795.2055 |  |  |  |  | 1520.0407 | 1568.8782 | 1617.7157 | 1666.5532 | 1715.3907 | 8434.9345 | 8207.0516 | 7979.1686 | 7751.2856 | 7523.4027 |  | 0 |  |  |  |  | 1 | 1 | 1 | 1 | 1 | [5 empty] | 6.606 | 7.4454 | 570.7763 | 26826.484 | 684.9315 | 0.10826 | 0.10803 | 0.097159 | 0.10347 | 0.097282 | 0.10826 | 0.10803 | 0.097159 | 0.10347 | 0.097282 | 100000 | 100000 | 0 | 0 | 0
3099 |  |  |  | 9795.2055 |  |  |  |  | 1489.2464 | 1530.6314 | 1572.0164 | 1613.4014 | 1654.7864 | 9905.5585 | 9637.9443 | 9370.3301 | 9102.716 | 8835.1018 |  | 0 |  |  |  |  | 1 | 1 | 1 | 1 | 1 | [5 empty] | 7.5377 | 7.259 | 570.7763 | 26826.484 | 684.9315 | 0.10826 | 0.10802 | 0.097138 | 0.10339 | 0.09728 | 0.10826 | 0.10802 | 0.097138 | 0.10339 | 0.09728 | 100000 | 100000 | 0 | 0 | 0
3100 |  |  |  | 9795.2055 |  |  |  |  | 1635.5193 | 1676.4918 | 1717.4643 | 1758.4368 | 1799.4093 | 14009.8132 | 13631.3161 | 13252.8191 | 12874.3221 | 12495.825 |  | 0 |  |  |  |  | 1 | 1 | 1 | 1 | 1 | [5 empty] | 8.9486 | 7.0053 | 570.7763 | 26826.484 | 684.9315 | 0.10634 | 0.10274 | 0.094662 | 0.10124 | 0.083232 | 0.10634 | 0.10274 | 0.094662 | 0.10124 | 0.083232 | 100000 | 100000 | 0 | 0 | 0
3101 |  |  |  | 9795.2055 |  |  |  |  | 2250.5499 | 2291.6599 | 2332.7699 | 2373.8799 | 2414.9899 | 23424.7751 | 22791.9181 | 22159.0611 | 21526.2042 | 20893.3472 |  | 0 |  |  |  |  | 1 | 1 | 1 | 1 | 1 | [5 empty] | 9.1718 | 7.0981 | 570.7763 | 26826.484 | 684.9315 | 0.10681 | 0.10467 | 0.096066 | 0.10351 | 0.084162 | 0.10681 | 0.10467 | 0.096066 | 0.10351 | 0.084162 | 100000 | 100000 | 0 | 0 | 0
3102 |  |  |  | 9795.2055 |  |  |  |  | 3523.3808 | 3564.6283 | 3605.8758 | 3647.1233 | 3688.3708 | 28702.8936 | 27927.44 | 27151.9864 | 26376.5328 | 25601.0792 |  | 0.00849 |  |  |  |  | 1 | 1 | 1 | 1 | 1 | [5 empty] | 8.5106 | 6.9579 | 570.7763 | 26826.484 | 684.9315 | 0.10833 | 0.10468 | 0.096961 | 0.1033 | 0.08309 | 0.10833 | 0.10468 | 0.096961 | 0.1033 | 0.08309 | 100000 | 100000 | 0 | 0 | 0
3103 |  |  |  | 9795.2055 |  |  |  |  | 4341.1405 | 4382.663 | 4424.1855 | 4465.708 | 4507.2305 | 28927.5994 | 28146.0751 | 27364.5507 | 26583.0263 | 25801.5019 |  | 0.03677 |  |  |  |  | 1 | 1 | 1 | 1 | 1 | [5 empty] | 7.8076 | 6.7898 | 570.7763 | 26826.484 | 684.9315 | 0.10784 | 0.10382 | 0.095163 | 0.080305 | 0.049296 | 0.10784 | 0.10382 | 0.095163 | 0.080305 | 0.049296 | 100000 | 100000 | 0 | 0 | 0
3104 |  |  |  | 9795.2055 |  |  |  |  | 3819.3483 | 3869.0108 | 3918.6733 | 3968.3358 | 4017.9983 | 25339.0997 | 24654.5242 | 23969.9488 | 23285.3733 | 22600.7979 |  | 0.10275 |  |  |  |  | 1 | 1 | 1 | 1 | 1 | [5 empty] | 7.1328 | 6.5778 | 570.7763 | 26826.484 | 684.9315 | 0.10735 | 0.09874 | 0.082356 | 0.047034 | 0.045564 | 0.10735 | 0.09874 | 0.082356 | 0.047034 | 0.045564 | 100000 | 100000 | 0 | 0 | 0
3105 |  |  |  | 9795.2055 |  |  |  |  | 3614.9083 | 3690.3933 | 3765.8783 | 3841.3633 | 3916.8483 | 23485.9546 | 22851.4448 | 22216.935 | 21582.4252 | 20947.9153 |  | 0.17459 |  |  |  |  | 1 | 1 | 1 | 1 | 1 | [5 empty] | 6.3892 | 7.2311 | 570.7763 | 26826.484 | 684.9315 | 0.107 | 0.096629 | 0.079101 | 0.044538 | 0.044772 | 0.107 | 0.096629 | 0.079101 | 0.044538 | 0.044772 | 100000 | 100000 | 0 | 0 | 0
3106 |  |  |  | 9795.2055 |  |  |  |  | 3765.4582 | 3875.2057 | 3984.9532 | 4094.7007 | 4204.4482 | 21838.6512 | 21248.6458 | 20658.6405 | 20068.6351 | 19478.6298 |  | 0.14488 |  |  |  |  | 1 | 1 | 1 | 1 | 1 | [5 empty] | 5.4128 | 6.512 | 570.7763 | 26826.484 | 684.9315 | 0.10383 | 0.094086 | 0.053609 | 0.042916 | 0.043562 | 0.10383 | 0.094086 | 0.053609 | 0.042916 | 0.043562 | 100000 | 100000 | 0 | 0 | 0
3107 |  |  |  | 9795.2055 |  |  |  |  | 4255.6008 | 4420.5941 | 4585.5875 | 4750.5808 | 4915.5741 | 20000.3727 | 19460.0313 | 18919.6899 | 18379.3486 | 17839.0072 |  | 0 |  |  |  |  | 1 | 1 | 1 | 1 | 1 | [5 empty] | 4.5407 | 6.327 | 570.7763 | 26826.484 | 684.9315 | 0.10109 | 0.091957 | 0.046847 | 0.04194 | 0.043109 | 0.10109 | 0.091957 | 0.046847 | 0.041941 | 0.043109 | 100000 | 100000 | 0 | 0 | 0
3108 |  |  |  | 9795.2055 |  |  |  |  | 4285.5397 | 4487.6572 | 4689.7747 | 4891.8922 | 5094.0097 | 19050.6437 | 18535.9607 | 18021.2778 | 17506.5948 | 16991.9118 |  | 0.11503 |  |  |  |  | 1 | 1 | 1 | 1 | 1 | [5 empty] | 5.3489 | 7.3519 | 570.7763 | 26826.484 | 684.9315 | 0.10057 | 0.09194 | 0.046895 | 0.041943 | 0.043095 | 0.10057 | 0.09194 | 0.046895 | 0.041943 | 0.043095 | 100000 | 100000 | 0 | 0 | 0
3109 |  |  |  | 9795.2055 |  |  |  |  | 4200.8554 | 4471.0054 | 4741.1554 | 5011.3054 | 5281.4554 | 18639.5317 | 18135.9556 | 17632.3794 | 17128.8033 | 16625.2272 |  | 0.29916 |  |  |  |  | 1 | 1 | 1 | 1 | 1 | [5 empty] | 5.1928 | 8.0392 | 570.7763 | 26826.484 | 684.9315 | 0.10056 | 0.09192 | 0.046772 | 0.041936 | 0.04306 | 0.10056 | 0.09192 | 0.046772 | 0.041936 | 0.04306 | 100000 | 100000 | 0 | 0 | 0
3110 |  |  |  | 9795.2055 |  |  |  |  | 4033.1975 | 4357.08 | 4680.9625 | 5004.845 | 5328.7275 | 18188.3948 | 17697.0068 | 17205.6189 | 16714.2309 | 16222.843 |  | 0.05613 |  |  |  |  | 1 | 1 | 1 | 1 | 1 | [5 empty] | 4.5226 | 8.3798 | 570.7763 | 26826.484 | 684.9315 | 0.10057 | 0.091826 | 0.046759 | 0.041891 | 0.043057 | 0.10057 | 0.091826 | 0.046759 | 0.041891 | 0.043057 | 100000 | 100000 | 0 | 0 | 0
3111 |  |  |  | 9795.2055 |  |  |  |  | 3685.9063 | 4107.7388 | 4529.5713 | 4951.4038 | 5373.2363 | 18439.9783 | 17941.7934 | 17443.6085 | 16945.4236 | 16447.2387 |  | 0.14432 |  |  |  |  | 1 | 1 | 1 | 1 | 1 | [5 empty] | 4.2937 | 8.8018 | 570.7763 | 26826.484 | 684.9315 | 0.1006 | 0.092434 | 0.046881 | 0.042019 | 0.043089 | 0.1006 | 0.092434 | 0.046881 | 0.042019 | 0.043089 | 100000 | 100000 | 0 | 0 | 0
3112 |  |  |  | 9795.2055 |  |  |  |  | 3687.6171 | 4300.1554 | 4912.6938 | 5525.2321 | 6137.7704 | 19279.3532 | 18758.4913 | 18237.6294 | 17716.7675 | 17195.9056 |  | 0.45919 |  |  |  |  | 1 | 1 | 1 | 1 | 1 | [5 empty] | 3.0523 | 8.4701 | 570.7763 | 26826.484 | 684.9315 | 0.10331 | 0.094554 | 0.071141 | 0.045087 | 0.045022 | 0.10331 | 0.094554 | 0.071141 | 0.045087 | 0.045022 | 100000 | 100000 | 0 | 0 | 0
3113 |  |  |  | 9795.2055 |  |  |  |  | 4360.8146 | 5144.5338 | 5928.253 | 6711.9721 | 7495.6913 | 20389.1819 | 19838.3362 | 19287.4906 | 18736.6449 | 18185.7992 |  | 0.17186 |  |  |  |  | 1 | 1 | 1 | 1 | 1 | [5 empty] | 3.8088 | 8.5585 | 570.7763 | 26826.484 | 684.9315 | 0.11029 | 0.10761 | 0.093534 | 0.057264 | 0.048272 | 0.11029 | 0.10761 | 0.093534 | 0.057264 | 0.048272 | 100000 | 100000 | 0 | 0 | 0
3114 |  |  |  | 9795.2055 |  |  |  |  | 5331.6904 | 6162.1579 | 6992.6254 | 7823.0929 | 8653.5604 | 21884.9642 | 21293.7076 | 20702.4511 | 20111.1945 | 19519.9379 |  | 0.07717 |  |  |  |  | 1 | 1 | 1 | 1 | 1 | [5 empty] | 4.2297 | 7.8538 | 570.7763 | 26826.484 | 684.9315 | 0.11275 | 0.11034 | 0.10211 | 0.10505 | 0.10806 | 0.11275 | 0.11034 | 0.10211 | 0.10505 | 0.10806 | 100000 | 100000 | 0 | 0 | 0
3115 |  |  |  | 9795.2055 |  |  |  |  | 6187.0876 | 6962.5576 | 7738.0276 | 8513.4976 | 9288.9676 | 23767.2712 | 23125.1612 | 22483.0512 | 21840.9411 | 21198.8311 |  | 0.0123 |  |  |  |  | 1 | 1 | 1 | 1 | 1 | [5 empty] | 4.3092 | 7.8254 | 570.7763 | 26826.484 | 684.9315 | 0.11323 | 0.11711 | 0.10377 | 0.10853 | 0.10885 | 0.11323 | 0.11712 | 0.10377 | 0.10853 | 0.10885 | 100000 | 100000 | 0 | 0 | 0
3116 |  |  |  | 9795.2055 |  |  |  |  | 5942.444 | 6571.5098 | 7200.5756 | 7829.6415 | 8458.7073 | 23725.533 | 23084.5506 | 22443.5682 | 21802.5858 | 21161.6033 |  | 0 |  |  |  |  | 1 | 1 | 1 | 1 | 1 | [5 empty] | 4.2539 | 7.5228 | 570.7763 | 26826.484 | 684.9315 | 0.11322 | 0.11656 | 0.10368 | 0.10768 | 0.10897 | 0.11323 | 0.11656 | 0.10368 | 0.10768 | 0.10897 | 100000 | 100000 | 0 | 0 | 0
3117 |  |  |  | 9795.2055 |  |  |  |  | 5237.5967 | 5772.0376 | 6306.4784 | 6840.9192 | 7375.3601 | 22042.2083 | 21446.7035 | 20851.1987 | 20255.694 | 19660.1892 |  | 0 |  |  |  |  | 1 | 1 | 1 | 1 | 1 | [5 empty] | 1.7263 | 7.0131 | 570.7763 | 26826.484 | 684.9315 | 0.11314 | 0.11121 | 0.10231 | 0.10662 | 0.10872 | 0.11314 | 0.11121 | 0.10231 | 0.10663 | 0.10872 | 100000 | 100000 | 0 | 0 | 0
3118 |  |  |  | 9795.2055 |  |  |  |  | 4848.391 | 5302.1227 | 5755.8544 | 6209.586 | 6663.3177 | 16748.6521 | 16296.161 | 15843.67 | 15391.1789 | 14938.6879 |  | 0 |  |  |  |  | 1 | 1 | 1 | 1 | 1 | [5 empty] | 1.2974 | 6.3796 | 570.7763 | 26826.484 | 684.9315 | 0.11314 | 0.11019 | 0.10236 | 0.10543 | 0.10831 | 0.11314 | 0.11019 | 0.10236 | 0.10543 | 0.10831 | 100000 | 100000 | 0 | 0 | 0
3119 |  |  |  | 9795.2055 |  |  |  |  | 3389.9389 | 3763.4572 | 4136.9756 | 4510.4939 | 4884.0122 | 9855.8188 | 9589.5484 | 9323.278 | 9057.0077 | 8790.7373 |  | 0 |  |  |  |  | 1 | 1 | 1 | 1 | 1 | [5 empty] | 2.7919 | 5.8122 | 570.7763 | 26826.484 | 684.9315 | 0.11239 | 0.11019 | 0.10207 | 0.10509 | 0.10801 | 0.11239 | 0.11019 | 0.10207 | 0.10509 | 0.10801 | 100000 | 100000 | 0 | 0 | 0
3120 |  |  |  | 9795.2055 |  |  |  |  | 2363.3369 | 2562.0169 | 2760.6969 | 2959.3769 | 3158.0569 | 7206.3528 | 7011.6619 | 6816.971 | 6622.2801 | 6427.5892 |  | 0 |  |  |  |  | 1 | 1 | 1 | 1 | 1 | [5 empty] | 2.7689 | 5.2652 | 570.7763 | 26826.484 | 684.9315 | 0.11034 | 0.10932 | 0.10209 | 0.10496 | 0.10802 | 0.11034 | 0.10932 | 0.10209 | 0.10496 | 0.10802 | 100000 | 100000 | 0 | 0 | 0
3121 |  |  |  | 9795.2055 |  |  |  |  | 1767.6022 | 1866.2672 | 1964.9322 | 2063.5972 | 2162.2622 | 7728.7618 | 7519.9572 | 7311.1526 | 7102.348 | 6893.5434 |  | 0 |  |  |  |  | 1 | 1 | 1 | 1 | 1 | [5 empty] | 1.8728 | 5.561 | 570.7763 | 26826.484 | 684.9315 | 0.11034 | 0.10931 | 0.10209 | 0.10495 | 0.10803 | 0.11034 | 0.10931 | 0.10209 | 0.10496 | 0.10803 | 100000 | 100000 | 0 | 0 | 0
3122 |  |  |  | 9795.2055 |  |  |  |  | 1514.4788 | 1562.4913 | 1610.5038 | 1658.5163 | 1706.5288 | 8049.9676 | 7832.4851 | 7615.0026 | 7397.5201 | 7180.0377 |  | 0 |  |  |  |  | 1 | 1 | 1 | 1 | 1 | [5 empty] | 1.6877 | 4.7966 | 570.7763 | 26826.484 | 684.9315 | 0.11034 | 0.10931 | 0.1021 | 0.10494 | 0.10803 | 0.11034 | 0.10931 | 0.1021 | 0.10494 | 0.10803 | 100000 | 100000 | 0 | 0 | 0
3123 |  |  |  | 9795.2055 |  |  |  |  | 1483.7972 | 1524.7697 | 1565.7422 | 1606.7147 | 1647.6872 | 9453.2102 | 9197.8169 | 8942.4236 | 8687.0304 | 8431.6371 |  | 0 |  |  |  |  | 1 | 1 | 1 | 1 | 1 | [5 empty] | 2.2788 | 4.5988 | 570.7763 | 26826.484 | 684.9315 | 0.11033 | 0.10931 | 0.10211 | 0.10489 | 0.108 | 0.11033 | 0.10931 | 0.10211 | 0.10489 | 0.108 | 100000 | 100000 | 0 | 0 | 0
3124 |  |  |  | 9795.2055 |  |  |  |  | 1629.5349 | 1672.1574 | 1714.7799 | 1757.4024 | 1800.0249 | 13370.35 | 13009.1291 | 12647.9081 | 12286.6872 | 11925.4663 |  | 0 |  |  |  |  | 1 | 1 | 1 | 1 | 1 | [5 empty] | 2.159 | 2.4584 | 570.7763 | 26826.484 | 684.9315 | 0.10769 | 0.10687 | 0.099643 | 0.10401 | 0.10651 | 0.10769 | 0.10687 | 0.099643 | 0.10401 | 0.10651 | 100000 | 100000 | 0 | 0 | 0
3125 |  |  |  | 9795.2055 |  |  |  |  | 2242.315 | 2281.225 | 2320.135 | 2359.045 | 2397.955 | 22351.3682 | 21747.511 | 21143.6538 | 20539.7966 | 19935.9394 |  | 0 |  |  |  |  | 1 | 1 | 1 | 1 | 1 | [5 empty] | 3.0627 | 3.2029 | 570.7763 | 26826.484 | 684.9315 | 0.10892 | 0.10739 | 0.10106 | 0.10446 | 0.10789 | 0.10892 | 0.1074 | 0.10106 | 0.10446 | 0.1079 | 100000 | 100000 | 0 | 0 | 0
3126 |  |  |  | 9795.2055 |  |  |  |  | 3510.4886 | 3550.4986 | 3590.5086 | 3630.5186 | 3670.5286 | 27385.7496 | 26645.8807 | 25906.0118 | 25166.1429 | 24426.274 |  | 0.01985 |  |  |  |  | 1 | 1 | 1 | 1 | 1 | [5 empty] | 3.6169 | 1.3191 | 570.7763 | 26826.484 | 684.9315 | 0.1094 | 0.10846 | 0.10032 | 0.10442 | 0.1065 | 0.1094 | 0.10846 | 0.10032 | 0.10442 | 0.10649 | 100000 | 100000 | 0 | 0 | 0
3127 |  |  |  | 9795.2055 |  |  |  |  | 4325.256 | 4367.0535 | 4408.851 | 4450.6485 | 4492.446 | 27597.6645 | 26852.0704 | 26106.4763 | 25360.8822 | 24615.2881 |  | 0.10533 |  |  |  |  | 1 | 1 | 1 | 1 | 1 | [5 empty] | 3.141 | 0.62311 | 570.7763 | 26826.484 | 684.9315 | 0.10966 | 0.1055 | 0.099046 | 0.10334 | 0.1021 | 0.10966 | 0.1055 | 0.099046 | 0.10335 | 0.1021 | 100000 | 100000 | 0 | 0 | 0
3128 |  |  |  | 9795.2055 |  |  |  |  | 3805.373 | 3854.5405 | 3903.708 | 3952.8755 | 4002.043 | 24176.682 | 23523.5111 | 22870.3402 | 22217.1693 | 21563.9984 |  | 0.17249 |  |  |  |  | 1 | 1 | 1 | 1 | 1 | [5 empty] | 2.5142 | 1.0523 | 570.7763 | 26826.484 | 684.9315 | 0.10946 | 0.10403 | 0.097639 | 0.083422 | 0.047843 | 0.10946 | 0.10403 | 0.097639 | 0.083422 | 0.047843 | 100000 | 100000 | 0 | 0 | 0
3129 |  |  |  | 9795.2055 |  |  |  |  | 3601.6811 | 3676.6711 | 3751.6611 | 3826.6511 | 3901.6411 | 22409.1312 | 21803.7135 | 21198.2957 | 20592.8779 | 19987.4602 |  | 0.54498 |  |  |  |  | 1 | 1 | 1 | 1 | 1 | [5 empty] | 2.3877 | 1.3889 | 570.7763 | 26826.484 | 684.9315 | 0.10627 | 0.099552 | 0.089013 | 0.048052 | 0.04551 | 0.10627 | 0.099552 | 0.089013 | 0.048052 | 0.04551 | 100000 | 100000 | 0 | 0 | 0
3130 |  |  |  | 9795.2055 |  |  |  |  | 3751.6802 | 3857.1377 | 3962.5952 | 4068.0527 | 4173.5102 | 20837.9554 | 20274.9854 | 19712.0155 | 19149.0455 | 18586.0755 |  | 0.57663 |  |  |  |  | 1 | 1 | 1 | 1 | 1 | [5 empty] | 3.7277 | 2.0487 | 570.7763 | 26826.484 | 684.9315 | 0.10221 | 0.094143 | 0.074246 | 0.04644 | 0.045087 | 0.10221 | 0.094143 | 0.074246 | 0.04644 | 0.045087 | 100000 | 100000 | 0 | 0 | 0
3131 |  |  |  | 9795.2055 |  |  |  |  | 4240.0293 | 4408.8718 | 4577.7143 | 4746.5568 | 4915.3993 | 19084.7135 | 18569.1101 | 18053.5067 | 17537.9033 | 17022.2999 |  | 0.75352 |  |  |  |  | 1 | 1 | 1 | 1 | 1 | [5 empty] | 4.8442 | 2.1701 | 570.7763 | 26826.484 | 684.9315 | 0.10136 | 0.093362 | 0.073524 | 0.045901 | 0.044391 | 0.10136 | 0.093362 | 0.073524 | 0.045901 | 0.044391 | 100000 | 100000 | 0 | 0 | 0
3132 |  |  |  | 9795.2055 |  |  |  |  | 4269.8586 | 4482.9761 | 4696.0936 | 4909.2111 | 5122.3286 | 18179.211 | 17688.0712 | 17196.9314 | 16705.7915 | 16214.6517 |  | 0.71325 |  |  |  |  | 1 | 1 | 1 | 1 | 1 | [5 empty] | 4.7967 | 3.1548 | 570.7763 | 26826.484 | 684.9315 | 0.10137 | 0.093353 | 0.07334 | 0.045941 | 0.04435 | 0.10137 | 0.093353 | 0.07334 | 0.045941 | 0.04435 | 100000 | 100000 | 0 | 0 | 0
3133 |  |  |  | 9795.2055 |  |  |  |  | 4185.4842 | 4444.1942 | 4702.9042 | 4961.6142 | 5220.3242 | 17786.6369 | 17306.1031 | 16825.5693 | 16345.0354 | 15864.5016 |  | 0.74611 |  |  |  |  | 1 | 1 | 1 | 1 | 1 | [5 empty] | 4.067 | 4.184 | 570.7763 | 26826.484 | 684.9315 | 0.1011 | 0.093201 | 0.073158 | 0.045724 | 0.044354 | 0.1011 | 0.093201 | 0.073158 | 0.045724 | 0.044354 | 100000 | 100000 | 0 | 0 | 0
3134 |  |  |  | 9795.2055 |  |  |  |  | 4018.4398 | 4342.3223 | 4666.2048 | 4990.0873 | 5313.9698 | 17355.7887 | 16886.8949 | 16418.0011 | 15949.1073 | 15480.2135 |  | 0.09784 |  |  |  |  | 1 | 1 | 1 | 1 | 1 | [5 empty] | 3.6916 | 5.0713 | 570.7763 | 26826.484 | 684.9315 | 0.10129 | 0.093155 | 0.073182 | 0.045628 | 0.044309 | 0.1013 | 0.093155 | 0.073182 | 0.045628 | 0.044309 | 100000 | 100000 | 0 | 0 | 0
3135 |  |  |  | 9795.2055 |  |  |  |  | 3672.4193 | 4094.2527 | 4516.086 | 4937.9193 | 5359.7527 | 17595.4419 | 17120.0735 | 16644.7051 | 16169.3367 | 15693.9683 |  | 0.03558 |  |  |  |  | 1 | 1 | 1 | 1 | 1 | [5 empty] | 3.5524 | 5.6157 | 570.7763 | 26826.484 | 684.9315 | 0.10198 | 0.093335 | 0.073498 | 0.045841 | 0.044338 | 0.10198 | 0.093335 | 0.073498 | 0.045841 | 0.044338 | 100000 | 100000 | 0 | 0 | 0
3136 |  |  |  | 9795.2055 |  |  |  |  | 3674.1239 | 4305.2239 | 4936.3239 | 5567.4239 | 6198.5239 | 18395.6025 | 17898.6165 | 17401.6305 | 16904.6445 | 16407.6585 |  | 0.02653 |  |  |  |  | 1 | 1 | 1 | 1 | 1 | [5 empty] | 5.8666 | 7.322 | 570.7763 | 26826.484 | 684.9315 | 0.10347 | 0.095007 | 0.075117 | 0.046083 | 0.045087 | 0.10347 | 0.095007 | 0.075117 | 0.046083 | 0.045087 | 100000 | 100000 | 0 | 0 | 0
3137 |  |  |  | 9795.2055 |  |  |  |  | 4344.8581 | 5105.0656 | 5865.2731 | 6625.4806 | 7385.6881 | 19454.2017 | 18928.6159 | 18403.0302 | 17877.4445 | 17351.8588 |  | 0.05417 |  |  |  |  | 1 | 1 | 1 | 1 | 1 | [5 empty] | 4.0274 | 8.3293 | 570.7763 | 26826.484 | 684.9315 | 0.10632 | 0.096844 | 0.085263 | 0.051548 | 0.04609 | 0.10632 | 0.096844 | 0.085263 | 0.051548 | 0.04609 | 100000 | 100000 | 0 | 0 | 0
3138 |  |  |  | 9795.2055 |  |  |  |  | 5312.1814 | 6137.1489 | 6962.1164 | 7787.0839 | 8612.0514 | 20881.4096 | 20317.2656 | 19753.1217 | 19188.9777 | 18624.8337 |  | 0.02097 |  |  |  |  | 1 | 1 | 1 | 1 | 1 | [5 empty] | 6.8661 | 9.1161 | 570.7763 | 26826.484 | 684.9315 | 0.10734 | 0.10203 | 0.091894 | 0.080448 | 0.051201 | 0.10735 | 0.10203 | 0.091894 | 0.080447 | 0.051201 | 100000 | 100000 | 0 | 0 | 0
3139 |  |  |  | 9795.2055 |  |  |  |  | 6164.4486 | 6919.2394 | 7674.0303 | 8428.8211 | 9183.6119 | 22677.4022 | 22064.7367 | 21452.0712 | 20839.4056 | 20226.7401 |  | 0.0035 |  |  |  |  | 1 | 1 | 1 | 1 | 1 | [5 empty] | 8.5283 | 9.8103 | 570.7763 | 26826.484 | 684.9315 | 0.10697 | 0.10152 | 0.092417 | 0.096853 | 0.054022 | 0.10697 | 0.10152 | 0.092417 | 0.096853 | 0.054022 | 100000 | 100000 | 0 | 0 | 0
3140 |  |  |  | 9795.2055 |  |  |  |  | 5920.7002 | 6576.9343 | 7233.1685 | 7889.4027 | 8545.6368 | 22638.6004 | 22026.9832 | 21415.3659 | 20803.7487 | 20192.1315 |  | 0 |  |  |  |  | 1 | 1 | 1 | 1 | 1 | [5 empty] | 6.5929 | 9.2464 | 570.7763 | 26826.484 | 684.9315 | 0.10465 | 0.096232 | 0.087767 | 0.086238 | 0.050379 | 0.10465 | 0.096232 | 0.087767 | 0.086238 | 0.050379 | 100000 | 100000 | 0 | 0 | 0
3141 |  |  |  | 9795.2055 |  |  |  |  | 5218.432 | 5738.5745 | 6258.717 | 6778.8595 | 7299.002 | 21033.6269 | 20465.3706 | 19897.1142 | 19328.8579 | 18760.6015 |  | 0 |  |  |  |  | 1 | 1 | 1 | 1 | 1 | [5 empty] | 5.6288 | 8.5136 | 570.7763 | 26826.484 | 684.9315 | 0.10174 | 0.092645 | 0.076954 | 0.054419 | 0.047138 | 0.10174 | 0.092645 | 0.076954 | 0.054419 | 0.047138 | 100000 | 100000 | 0 | 0 | 0
3142 |  |  |  | 9795.2055 |  |  |  |  | 4830.6504 | 5284.3829 | 5738.1154 | 6191.8479 | 6645.5804 | 15984.7609 | 15552.9075 | 15121.0542 | 14689.2008 | 14257.3475 |  | 0 |  |  |  |  | 1 | 1 | 1 | 1 | 1 | [5 empty] | 7.6653 | 7.702 | 570.7763 | 26826.484 | 684.9315 | 0.10017 | 0.09059 | 0.069483 | 0.048727 | 0.0459 | 0.10017 | 0.09059 | 0.069483 | 0.048727 | 0.0459 | 100000 | 100000 | 0 | 0 | 0
3143 |  |  |  | 9795.2055 |  |  |  |  | 3377.5349 | 3761.3924 | 4145.2499 | 4529.1074 | 4912.9649 | 9408.7008 | 9154.51 | 8900.3192 | 8646.1284 | 8391.9377 |  | 0 |  |  |  |  | 1 | 1 | 1 | 1 | 1 | [5 empty] | 7.196 | 8.6053 | 570.7763 | 26826.484 | 684.9315 | 0.097859 | 0.079758 | 0.066507 | 0.047591 | 0.04488 | 0.097859 | 0.079758 | 0.066507 | 0.047591 | 0.04488 | 100000 | 100000 | 0 | 0 | 0
3144 |  |  |  | 9795.2055 |  |  |  |  | 2354.7361 | 2563.0411 | 2771.3461 | 2979.6511 | 3187.9561 | 7490.7052 | 7288.332 | 7085.9589 | 6883.5858 | 6681.2127 |  | 0 |  |  |  |  | 1 | 1 | 1 | 1 | 1 | [5 empty] | 7.2493 | 8.9544 | 570.7763 | 26826.484 | 684.9315 | 0.096256 | 0.075914 | 0.063703 | 0.046979 | 0.044773 | 0.096256 | 0.075914 | 0.063703 | 0.046979 | 0.044773 | 100000 | 100000 | 0 | 0 | 0
3145 |  |  |  | 9795.2055 |  |  |  |  | 1761.1694 | 1860.4944 | 1959.8194 | 2059.1444 | 2158.4694 | 8034.6105 | 7817.543 | 7600.4754 | 7383.4078 | 7166.3402 |  | 0 |  |  |  |  | 1 | 1 | 1 | 1 | 1 | [5 empty] | 6.7324 | 7.7315 | 570.7763 | 26826.484 | 684.9315 | 0.095161 | 0.07508 | 0.063588 | 0.046567 | 0.044828 | 0.095161 | 0.07508 | 0.063588 | 0.046567 | 0.044828 | 100000 | 100000 | 0 | 0 | 0
3146 |  |  |  | 9795.2055 |  |  |  |  | 1508.9672 | 1557.9697 | 1606.9722 | 1655.9747 | 1704.9772 | 8369.2 | 8143.093 | 7916.9859 | 7690.8789 | 7464.7719 |  | 0 |  |  |  |  | 1 | 1 | 1 | 1 | 1 | [5 empty] | 7.2828 | 9.0609 | 570.7763 | 26826.484 | 684.9315 | 0.095174 | 0.073317 | 0.062607 | 0.046676 | 0.04493 | 0.095174 | 0.073317 | 0.062607 | 0.046676 | 0.04493 | 100000 | 100000 | 0 | 0 | 0
3147 |  |  |  | 9795.2055 |  |  |  |  | 1478.3972 | 1519.0947 | 1559.7922 | 1600.4897 | 1641.1872 | 9828.3169 | 9562.7896 | 9297.2622 | 9031.7348 | 8766.2075 |  | 0 |  |  |  |  | 1 | 1 | 1 | 1 | 1 | [5 empty] | 7.0144 | 10.6519 | 570.7763 | 26826.484 | 684.9315 | 0.093767 | 0.070707 | 0.060682 | 0.046407 | 0.044709 | 0.093767 | 0.070707 | 0.060682 | 0.046407 | 0.044709 | 100000 | 100000 | 0 | 0 | 0
3148 |  |  |  | 9795.2055 |  |  |  |  | 1623.6046 | 1665.5396 | 1707.4746 | 1749.4096 | 1791.3446 | 13900.6222 | 13525.0751 | 13149.528 | 12773.981 | 12398.4339 |  | 0 |  |  |  |  | 1 | 1 | 1 | 1 | 1 | [5 empty] | 7.1839 | 10.704 | 570.7763 | 26826.484 | 684.9315 | 0.082158 | 0.064819 | 0.054529 | 0.043986 | 0.043562 | 0.082158 | 0.064819 | 0.054529 | 0.043986 | 0.043562 | 100000 | 100000 | 0 | 0 | 0
3149 |  |  |  | 9795.2055 |  |  |  |  | 2234.1546 | 2274.3021 | 2314.4496 | 2354.5971 | 2394.7446 | 23241.4635 | 22613.559 | 21985.6544 | 21357.7499 | 20729.8454 |  | 0 |  |  |  |  | 1 | 1 | 1 | 1 | 1 | [5 empty] | 6.9455 | 10.8179 | 570.7763 | 26826.484 | 684.9315 | 0.082704 | 0.066472 | 0.056215 | 0.04481 | 0.044001 | 0.082704 | 0.066472 | 0.056215 | 0.04481 | 0.044001 | 100000 | 100000 | 0 | 0 | 0
3150 |  |  |  | 9795.2055 |  |  |  |  | 3497.713 | 3540.3355 | 3582.958 | 3625.5805 | 3668.203 | 28477.9475 | 27708.5712 | 26939.1948 | 26169.8185 | 25400.4422 |  | 0.02648 |  |  |  |  | 1 | 1 | 1 | 1 | 1 | [5 empty] | 6.8855 | 11.4747 | 570.7763 | 26826.484 | 684.9315 | 0.084402 | 0.067224 | 0.057993 | 0.046005 | 0.044246 | 0.084402 | 0.067224 | 0.057993 | 0.046005 | 0.044246 | 100000 | 100000 | 0 | 0 | 0
3151 |  |  |  | 9795.2055 |  |  |  |  | 4309.5152 | 4350.2127 | 4390.9102 | 4431.6077 | 4472.3052 | 28700.4555 | 27925.0678 | 27149.68 | 26374.2923 | 25598.9046 |  | 0.09122 |  |  |  |  | 1 | 1 | 1 | 1 | 1 | [5 empty] | 5.6168 | 13.027 | 570.7763 | 26826.484 | 684.9315 | 0.093969 | 0.070033 | 0.060013 | 0.043893 | 0.044102 | 0.093969 | 0.070033 | 0.060013 | 0.043893 | 0.044102 | 100000 | 100000 | 0 | 0 | 0
3152 |  |  |  | 9795.2055 |  |  |  |  | 3791.5242 | 3838.3817 | 3885.2392 | 3932.0967 | 3978.9542 | 25140.5802 | 24461.3681 | 23782.156 | 23102.9439 | 22423.7317 |  | 0.27171 |  |  |  |  | 1 | 1 | 1 | 1 | 1 | [5 empty] | 4.697 | 13.9273 | 570.7763 | 26826.484 | 684.9315 | 0.096669 | 0.073307 | 0.060534 | 0.043656 | 0.044324 | 0.096669 | 0.073307 | 0.060534 | 0.043656 | 0.044324 | 100000 | 100000 | 0 | 0 | 0
3153 |  |  |  | 9795.2055 |  |  |  |  | 3588.5737 | 3663.0687 | 3737.5637 | 3812.0587 | 3886.5537 | 23302.0563 | 22672.5148 | 22042.9732 | 21413.4317 | 20783.8902 |  | 0.48122 |  |  |  |  | 1 | 1 | 1 | 1 | 1 | [5 empty] | 4.1719 | 13.8358 | 570.7763 | 26826.484 | 684.9315 | 0.09512 | 0.076333 | 0.049019 | 0.043482 | 0.044335 | 0.09512 | 0.076333 | 0.049019 | 0.043482 | 0.044335 | 100000 | 100000 | 0 | 0 | 0
3154 |  |  |  | 9795.2055 |  |  |  |  | 3738.0268 | 3844.5568 | 3951.0868 | 4057.6168 | 4164.1468 | 21667.757 | 21082.3686 | 20496.9803 | 19911.5919 | 19326.2035 |  | 0.55401 |  |  |  |  | 1 | 1 | 1 | 1 | 1 | [5 empty] | 4.0683 | 13.1585 | 570.7763 | 26826.484 | 684.9315 | 0.093647 | 0.075899 | 0.048293 | 0.043254 | 0.044324 | 0.093647 | 0.075899 | 0.048293 | 0.043254 | 0.044324 | 100000 | 100000 | 0 | 0 | 0
3155 |  |  |  | 9795.2055 |  |  |  |  | 4224.5987 | 4393.442 | 4562.2854 | 4731.1287 | 4899.972 | 19844.005 | 19307.8882 | 18771.7713 | 18235.6545 | 17699.5376 |  | 0.44019 |  |  |  |  | 1 | 1 | 1 | 1 | 1 | [5 empty] | 3.2912 | 12.5976 | 570.7763 | 26826.484 | 684.9315 | 0.093878 | 0.076256 | 0.043733 | 0.043113 | 0.044332 | 0.093878 | 0.076256 | 0.043733 | 0.043113 | 0.044332 | 100000 | 100000 | 0 | 0 | 0
3156 |  |  |  | 9795.2055 |  |  |  |  | 4254.3195 | 4448.8745 | 4643.4295 | 4837.9845 | 5032.5395 | 18901.8327 | 18391.1701 | 17880.5075 | 17369.8449 | 16859.1823 |  | 0.3646 |  |  |  |  | 1 | 1 | 1 | 1 | 1 | [5 empty] | 3.1486 | 11.7921 | 570.7763 | 26826.484 | 684.9315 | 0.094822 | 0.077189 | 0.043816 | 0.043144 | 0.044345 | 0.094822 | 0.077189 | 0.043816 | 0.043144 | 0.044345 | 100000 | 100000 | 0 | 0 | 0
3157 |  |  |  | 9795.2055 |  |  |  |  | 4170.2521 | 4432.4821 | 4694.7121 | 4956.9421 | 5219.1721 | 18493.8849 | 17994.2436 | 17494.6024 | 16994.9611 | 16495.3199 |  | 0.48603 |  |  |  |  | 1 | 1 | 1 | 1 | 1 | [5 empty] | 2.6493 | 11.056 | 570.7763 | 26826.484 | 684.9315 | 0.095653 | 0.078108 | 0.044073 | 0.043227 | 0.044454 | 0.095653 | 0.078108 | 0.044073 | 0.043227 | 0.044454 | 100000 | 100000 | 0 | 0 | 0
3158 |  |  |  | 9795.2055 |  |  |  |  | 4003.8156 | 4324.4806 | 4645.1456 | 4965.8106 | 5286.4756 | 18046.2107 | 17558.6641 | 17071.1174 | 16583.5708 | 16096.0242 |  | 0.34138 |  |  |  |  | 1 | 1 | 1 | 1 | 1 | [5 empty] | 3.2197 | 10.0856 | 570.7763 | 26826.484 | 684.9315 | 0.09688 | 0.079094 | 0.0444 | 0.043449 | 0.044619 | 0.09688 | 0.079094 | 0.0444 | 0.043449 | 0.044619 | 100000 | 100000 | 0 | 0 | 0
3159 |  |  |  | 9795.2055 |  |  |  |  | 3659.0544 | 4082.3169 | 4505.5794 | 4928.8419 | 5352.1044 | 18295.7546 | 17801.4661 | 17307.1777 | 16812.8892 | 16318.6008 |  | 0.46721 |  |  |  |  | 1 | 1 | 1 | 1 | 1 | [5 empty] | 3.4537 | 9.5285 | 570.7763 | 26826.484 | 684.9315 | 0.097223 | 0.081307 | 0.045015 | 0.043712 | 0.044642 | 0.097223 | 0.081307 | 0.045015 | 0.043712 | 0.044642 | 100000 | 100000 | 0 | 0 | 0
3160 |  |  |  | 9795.2055 |  |  |  |  | 3660.7528 | 4293.9153 | 4927.0778 | 5560.2403 | 6193.4028 | 19128.4286 | 18611.6442 | 18094.8597 | 17578.0753 | 17061.2909 |  | 0.10225 |  |  |  |  | 1 | 1 | 1 | 1 | 1 | [5 empty] | 4.226 | 9.4827 | 570.7763 | 26826.484 | 684.9315 | 0.09902 | 0.0829 | 0.0541 | 0.043785 | 0.044595 | 0.09902 | 0.0829 | 0.0541 | 0.043785 | 0.044595 | 100000 | 100000 | 0 | 0 | 0
3161 |  |  |  | 9795.2055 |  |  |  |  | 4329.0461 | 5104.9286 | 5880.8111 | 6656.6936 | 7432.5761 | 20229.5065 | 19682.9747 | 19136.443 | 18589.9112 | 18043.3794 |  | 0.01627 |  |  |  |  | 1 | 1 | 1 | 1 | 1 | [5 empty] | 4.6918 | 9.1713 | 570.7763 | 26826.484 | 684.9315 | 0.10484 | 0.087324 | 0.079604 | 0.050378 | 0.045324 | 0.10484 | 0.087324 | 0.079604 | 0.050378 | 0.045324 | 100000 | 100000 | 0 | 0 | 0
3162 |  |  |  | 9795.2055 |  |  |  |  | 5292.849 | 6084.8181 | 6876.7873 | 7668.7565 | 8460.7256 | 21713.5778 | 21126.9515 | 20540.3252 | 19953.6989 | 19367.0726 |  | 0.03187 |  |  |  |  | 1 | 1 | 1 | 1 | 1 | [5 empty] | 3.5691 | 8.6048 | 570.7763 | 26826.484 | 684.9315 | 0.10887 | 0.094622 | 0.086725 | 0.093544 | 0.06307 | 0.10887 | 0.094622 | 0.086725 | 0.093544 | 0.06307 | 100000 | 100000 | 0 | 0 | 0
3163 |  |  |  | 9795.2055 |  |  |  |  | 6142.0145 | 6907.1437 | 7672.2729 | 8437.402 | 9202.5312 | 23581.1442 | 22944.0626 | 22306.9811 | 21669.8996 | 21032.8181 |  | 0 |  |  |  |  | 1 | 1 | 1 | 1 | 1 | [5 empty] | 3.6678 | 7.8243 | 570.7763 | 26826.484 | 684.9315 | 0.11052 | 0.10074 | 0.089074 | 0.096153 | 0.066863 | 0.11052 | 0.10074 | 0.089074 | 0.096153 | 0.066863 | 100000 | 100000 | 0 | 0 | 0
3164 |  |  |  | 9795.2055 |  |  |  |  | 5899.1532 | 6540.7582 | 7182.3632 | 7823.9682 | 8465.5732 | 23539.9129 | 22903.9453 | 22267.9777 | 21632.0101 | 20996.0425 |  | 0 |  |  |  |  | 1 | 1 | 1 | 1 | 1 | [5 empty] | 3.3278 | 7.3888 | 570.7763 | 26826.484 | 684.9315 | 0.11052 | 0.10212 | 0.08956 | 0.1024 | 0.067362 | 0.11052 | 0.10212 | 0.08956 | 0.1024 | 0.067362 | 100000 | 100000 | 0 | 0 | 0
3165 |  |  |  | 9795.2055 |  |  |  |  | 5199.4408 | 5746.3941 | 6293.3474 | 6840.3008 | 7387.2541 | 21869.9753 | 21279.1237 | 20688.272 | 20097.4204 | 19506.5688 |  | 0 |  |  |  |  | 1 | 1 | 1 | 1 | 1 | [5 empty] | 6.8157 | 7.0832 | 570.7763 | 26826.484 | 684.9315 | 0.11052 | 0.10133 | 0.094891 | 0.1016 | 0.066066 | 0.11052 | 0.10133 | 0.094891 | 0.1016 | 0.066066 | 100000 | 100000 | 0 | 0 | 0
3166 |  |  |  | 9795.2055 |  |  |  |  | 4813.0704 | 5265.2904 | 5717.5104 | 6169.7304 | 6621.9504 | 16618.2176 | 16169.2505 | 15720.2833 | 15271.3162 | 14822.349 |  | 0 |  |  |  |  | 1 | 1 | 1 | 1 | 1 | [5 empty] | 10.736 | 6.3258 | 570.7763 | 26826.484 | 684.9315 | 0.11052 | 0.10243 | 0.094223 | 0.10095 | 0.065682 | 0.11052 | 0.10243 | 0.094223 | 0.10095 | 0.065682 | 100000 | 100000 | 0 | 0 | 0
3167 |  |  |  | 9795.2055 |  |  |  |  | 3365.2431 | 3742.6373 | 4120.0315 | 4497.4256 | 4874.8198 | 9779.4864 | 9515.2783 | 9251.0702 | 8986.862 | 8722.6539 |  | 0 |  |  |  |  | 1 | 1 | 1 | 1 | 1 | [5 empty] | 12.1297 | 6.3213 | 570.7763 | 26826.484 | 684.9315 | 0.10694 | 0.10198 | 0.09398 | 0.10126 | 0.065754 | 0.10694 | 0.10198 | 0.09398 | 0.10126 | 0.065754 | 100000 | 100000 | 0 | 0 | 0
3168 |  |  |  | 9795.2055 |  |  |  |  | 2919.8666 | 3277.8475 | 3635.8283 | 3993.8091 | 4351.79 | 11819.7227 | 11500.3944 | 11181.0661 | 10861.7378 | 10542.4095 |  | 0 |  |  |  |  | 1 | 1 | 1 | 1 | 1 | [5 empty] | 10.8751 | 6.0739 | 570.7763 | 26826.484 | 684.9315 | 0.10552 | 0.10176 | 0.094042 | 0.10133 | 0.065771 | 0.10552 | 0.10176 | 0.094042 | 0.10133 | 0.065771 | 100000 | 100000 | 0 | 0 | 0
3169 |  |  |  | 9795.2055 |  |  |  |  | 2229.4548 | 2553.3923 | 2877.3298 | 3201.2673 | 3525.2048 | 12829.5025 | 12482.8934 | 12136.2843 | 11789.6752 | 11443.0661 |  | 0 |  |  |  |  | 1 | 1 | 1 | 1 | 1 | [5 empty] | 5.38 | 5.2974 | 570.7763 | 26826.484 | 684.9315 | 0.10515 | 0.10179 | 0.094153 | 0.10136 | 0.065784 | 0.10515 | 0.10179 | 0.094153 | 0.10136 | 0.065784 | 100000 | 100000 | 0 | 0 | 0
3170 |  |  |  | 9795.2055 |  |  |  |  | 1805.5623 | 2024.3439 | 2243.1256 | 2461.9073 | 2680.6889 | 12936.8029 | 12587.2949 | 12237.787 | 11888.279 | 11538.771 |  | 0 |  |  |  |  | 1 | 1 | 1 | 1 | 1 | [5 empty] | 5.0572 | 6.9733 | 570.7763 | 26826.484 | 684.9315 | 0.10526 | 0.10182 | 0.09451 | 0.10142 | 0.065789 | 0.10526 | 0.10182 | 0.09451 | 0.10142 | 0.065789 | 100000 | 100000 | 0 | 0 | 0
3171 |  |  |  | 9795.2055 |  |  |  |  | 1698.1085 | 1790.1751 | 1882.2418 | 1974.3085 | 2066.3751 | 14662.6357 | 14266.5016 | 13870.3676 | 13474.2335 | 13078.0995 |  | 0 |  |  |  |  | 1 | 1 | 1 | 1 | 1 | [5 empty] | 4.9688 | 6.8168 | 570.7763 | 26826.484 | 684.9315 | 0.10536 | 0.10186 | 0.094756 | 0.10158 | 0.065794 | 0.10536 | 0.10186 | 0.094756 | 0.10158 | 0.065794 | 100000 | 100000 | 0 | 0 | 0
3172 |  |  |  | 9795.2055 |  |  |  |  | 1794.5631 | 1851.7331 | 1908.9031 | 1966.0731 | 2023.2431 | 18830.623 | 18321.8842 | 17813.1455 | 17304.4067 | 16795.6679 |  | 0 |  |  |  |  | 1 | 1 | 1 | 1 | 1 | [5 empty] | 4.3564 | 6.9195 | 570.7763 | 26826.484 | 684.9315 | 0.10458 | 0.096858 | 0.091904 | 0.099042 | 0.063974 | 0.10458 | 0.096858 | 0.091904 | 0.099042 | 0.063974 | 100000 | 100000 | 0 | 0 | 0
3173 |  |  |  | 9795.2055 |  |  |  |  | 2064.4667 | 2105.3017 | 2146.1367 | 2186.9717 | 2227.8067 | 27835.8759 | 27083.8461 | 26331.8163 | 25579.7866 | 24827.7568 |  | 0 |  |  |  |  | 1 | 1 | 1 | 1 | 1 | [5 empty] | 4.7249 | 6.7002 | 570.7763 | 26826.484 | 684.9315 | 0.10502 | 0.098869 | 0.092338 | 0.10105 | 0.06514 | 0.10502 | 0.098869 | 0.092338 | 0.10105 | 0.06514 | 100000 | 100000 | 0 | 0 | 0
3174 |  |  |  | 9795.2055 |  |  |  |  | 2517.9725 | 2557.9825 | 2597.9925 | 2638.0025 | 2678.0125 | 32836.925 | 31949.7841 | 31062.6432 | 30175.5022 | 29288.3613 |  | 0.00221 |  |  |  |  | 1 | 1 | 1 | 1 | 1 | [5 empty] | 3.2743 | 7.5051 | 570.7763 | 26826.484 | 684.9315 | 0.10389 | 0.095723 | 0.089974 | 0.074806 | 0.052263 | 0.10389 | 0.095723 | 0.089974 | 0.074806 | 0.052263 | 100000 | 100000 | 0 | 0 | 0
3175 |  |  |  | 9795.2055 |  |  |  |  | 3432.5989 | 3475.9089 | 3519.2189 | 3562.5289 | 3605.8389 | 31523.0378 | 30671.3936 | 29819.7494 | 28968.1051 | 28116.4609 |  | 0.01963 |  |  |  |  | 1 | 1 | 1 | 1 | 1 | [5 empty] | 3.5053 | 7.0397 | 570.7763 | 26826.484 | 684.9315 | 0.10187 | 0.095475 | 0.085062 | 0.071306 | 0.052135 | 0.10187 | 0.095475 | 0.085062 | 0.071306 | 0.052135 | 100000 | 100000 | 0 | 0 | 0
3176 |  |  |  | 9795.2055 |  |  |  |  | 4370.0699 | 4411.4549 | 4452.8399 | 4494.2249 | 4535.6099 | 29546.8822 | 28748.6269 | 27950.3716 | 27152.1164 | 26353.8611 |  | 0.05287 |  |  |  |  | 1 | 1 | 1 | 1 | 1 | [5 empty] | 2.1526 | 7.0367 | 570.7763 | 26826.484 | 684.9315 | 0.10209 | 0.096335 | 0.08439 | 0.070968 | 0.052087 | 0.10209 | 0.096335 | 0.08439 | 0.070968 | 0.052087 | 100000 | 100000 | 0 | 0 | 0
3177 |  |  |  | 9795.2055 |  |  |  |  | 5245.776 | 5303.9085 | 5362.041 | 5420.1735 | 5478.306 | 27631.3868 | 26884.8816 | 26138.3765 | 25391.8713 | 24645.3661 |  | 0.19054 |  |  |  |  | 1 | 1 | 1 | 1 | 1 | [5 empty] | 1.8024 | 8.5308 | 570.7763 | 26826.484 | 684.9315 | 0.10237 | 0.096811 | 0.084192 | 0.070938 | 0.051769 | 0.10237 | 0.096811 | 0.084192 | 0.070938 | 0.051769 | 100000 | 100000 | 0 | 0 | 0
3178 |  |  |  | 9795.2055 |  |  |  |  | 5896.4215 | 5972.8965 | 6049.3715 | 6125.8465 | 6202.3215 | 26116.9187 | 25411.3292 | 24705.7398 | 24000.1504 | 23294.5609 |  | 0.18868 |  |  |  |  | 1 | 1 | 1 | 1 | 1 | [5 empty] | 2.7373 | 8.4784 | 570.7763 | 26826.484 | 684.9315 | 0.1025 | 0.097604 | 0.084251 | 0.071045 | 0.051748 | 0.1025 | 0.097604 | 0.084251 | 0.071045 | 0.051748 | 100000 | 100000 | 0 | 0 | 0
3179 |  |  |  | 9795.2055 |  |  |  |  | 6665.5199 | 6786.7899 | 6908.0599 | 7029.3299 | 7150.5999 | 24738.463 | 24070.1147 | 23401.7664 | 22733.4181 | 22065.0698 |  | 0.10343 |  |  |  |  | 1 | 1 | 1 | 1 | 1 | [5 empty] | 4.1791 | 8.1922 | 570.7763 | 26826.484 | 684.9315 | 0.1025 | 0.097673 | 0.084279 | 0.071239 | 0.052019 | 0.1025 | 0.097673 | 0.084279 | 0.071239 | 0.052019 | 100000 | 100000 | 0 | 0 | 0
3180 |  |  |  | 9795.2055 |  |  |  |  | 6347.389 | 6521.7865 | 6696.184 | 6870.5815 | 7044.979 | 24416.1585 | 23756.5178 | 23096.877 | 22437.2363 | 21777.5956 |  | 0.13017 |  |  |  |  | 1 | 1 | 1 | 1 | 1 | [5 empty] | 5.195 | 8.2878 | 570.7763 | 26826.484 | 684.9315 | 0.10287 | 0.098788 | 0.085167 | 0.071442 | 0.052291 | 0.10287 | 0.098788 | 0.085167 | 0.071442 | 0.052291 | 100000 | 100000 | 0 | 0 | 0
3181 |  |  |  | 9795.2055 |  |  |  |  | 5618.903 | 5863.7255 | 6108.548 | 6353.3705 | 6598.193 | 24015.1312 | 23366.3249 | 22717.5185 | 22068.7122 | 21419.9058 |  | 0.13178 |  |  |  |  | 1 | 1 | 1 | 1 | 1 | [5 empty] | 4.2279 | 8.1796 | 570.7763 | 26826.484 | 684.9315 | 0.10287 | 0.09812 | 0.084905 | 0.071407 | 0.052001 | 0.10287 | 0.09812 | 0.084905 | 0.071407 | 0.052001 | 100000 | 100000 | 0 | 0 | 0
3182 |  |  |  | 9795.2055 |  |  |  |  | 5074.8653 | 5404.0828 | 5733.3003 | 6062.5178 | 6391.7353 | 24323.0125 | 23665.8882 | 23008.764 | 22351.6397 | 21694.5155 |  | 0.06193 |  |  |  |  | 1 | 1 | 1 | 1 | 1 | [5 empty] | 3.7855 | 7.7861 | 570.7763 | 26826.484 | 684.9315 | 0.10282 | 0.098076 | 0.084542 | 0.07111 | 0.052069 | 0.10282 | 0.098076 | 0.084542 | 0.07111 | 0.052069 | 100000 | 100000 | 0 | 0 | 0
3183 |  |  |  | 9795.2055 |  |  |  |  | 4779.5788 | 5085.2288 | 5390.8788 | 5696.5288 | 6002.1788 | 25089.2107 | 24411.3864 | 23733.5621 | 23055.7378 | 22377.9135 |  | 0.08333 |  |  |  |  | 1 | 1 | 1 | 1 | 1 | [5 empty] | 3.1341 | 7.7666 | 570.7763 | 26826.484 | 684.9315 | 0.10283 | 0.09809 | 0.084512 | 0.071096 | 0.052027 | 0.10283 | 0.09809 | 0.084512 | 0.071096 | 0.052027 | 100000 | 100000 | 0 | 0 | 0
3184 |  |  |  | 9795.2055 |  |  |  |  | 4815.1147 | 5169.6306 | 5524.1464 | 5878.6622 | 6233.1781 | 26646.6796 | 25926.7778 | 25206.8761 | 24486.9743 | 23767.0725 |  | 0.06344 |  |  |  |  | 1 | 1 | 1 | 1 | 1 | [5 empty] | 2.7283 | 7.5239 | 570.7763 | 26826.484 | 684.9315 | 0.10317 | 0.098136 | 0.084895 | 0.071239 | 0.052233 | 0.10317 | 0.098136 | 0.084895 | 0.071239 | 0.052233 | 100000 | 100000 | 0 | 0 | 0
3185 |  |  |  | 9795.2055 |  |  |  |  | 5416.6868 | 5831.151 | 6245.6151 | 6660.0793 | 7074.5435 | 28261.4381 | 27497.9111 | 26734.3841 | 25970.8571 | 25207.3302 |  | 0.04853 |  |  |  |  | 1 | 1 | 1 | 1 | 1 | [5 empty] | 3.2935 | 7.545 | 570.7763 | 26826.484 | 684.9315 | 0.10587 | 0.10257 | 0.092341 | 0.089446 | 0.055217 | 0.10587 | 0.10257 | 0.092341 | 0.089446 | 0.055217 | 100000 | 100000 | 0 | 0 | 0
3186 |  |  |  | 9795.2055 |  |  |  |  | 5908.2668 | 6399.9476 | 6891.6284 | 7383.3093 | 7874.9901 | 29231.8565 | 28442.1122 | 27652.3678 | 26862.6234 | 26072.8791 |  | 0.01597 |  |  |  |  | 1 | 1 | 1 | 1 | 1 | [5 empty] | 4.2801 | 7.4703 | 570.7763 | 26826.484 | 684.9315 | 0.10757 | 0.10635 | 0.098623 | 0.10353 | 0.085105 | 0.10757 | 0.10635 | 0.098623 | 0.10353 | 0.085105 | 100000 | 100000 | 0 | 0 | 0
3187 |  |  |  | 9795.2055 |  |  |  |  | 6115.5595 | 6652.3387 | 7189.1179 | 7725.897 | 8262.6762 | 29840.6091 | 29034.4183 | 28228.2275 | 27422.0368 | 26615.846 |  | 0.00091 |  |  |  |  | 1 | 1 | 1 | 1 | 1 | [5 empty] | 4.7014 | 7.5226 | 570.7763 | 26826.484 | 684.9315 | 0.11024 | 0.10738 | 0.098773 | 0.10401 | 0.088562 | 0.11024 | 0.10738 | 0.098773 | 0.10401 | 0.088562 | 100000 | 100000 | 0 | 0 | 0
3188 |  |  |  | 9795.2055 |  |  |  |  | 5669.6686 | 6166.1336 | 6662.5986 | 7159.0636 | 7655.5286 | 29274.9917 | 28484.082 | 27693.1723 | 26902.2626 | 26111.3528 |  | 0 |  |  |  |  | 1 | 1 | 1 | 1 | 1 | [5 empty] | 5.1118 | 7.284 | 570.7763 | 26826.484 | 684.9315 | 0.1103 | 0.10739 | 0.098959 | 0.10444 | 0.08882 | 0.1103 | 0.10738 | 0.098958 | 0.10444 | 0.08882 | 100000 | 100000 | 0 | 0 | 0
3189 |  |  |  | 9795.2055 |  |  |  |  | 4982.6411 | 5384.1811 | 5785.7211 | 6187.2611 | 6588.8011 | 26353.3559 | 25641.3788 | 24929.4016 | 24217.4245 | 23505.4473 |  | 0 |  |  |  |  | 1 | 1 | 1 | 1 | 1 | [5 empty] | 7.1308 | 6.5424 | 570.7763 | 26826.484 | 684.9315 | 0.10953 | 0.10739 | 0.098764 | 0.10389 | 0.087951 | 0.10953 | 0.10739 | 0.098764 | 0.10389 | 0.087951 | 100000 | 100000 | 0 | 0 | 0
3190 |  |  |  | 9795.2055 |  |  |  |  | 4761.8109 | 5103.8975 | 5445.9842 | 5788.0709 | 6130.1575 | 20037.613 | 19496.2656 | 18954.9181 | 18413.5706 | 17872.2231 |  | 0 |  |  |  |  | 1 | 1 | 1 | 1 | 1 | [5 empty] | 7.7563 | 6.4544 | 570.7763 | 26826.484 | 684.9315 | 0.10898 | 0.10511 | 0.098596 | 0.10364 | 0.085763 | 0.10898 | 0.10511 | 0.098596 | 0.10364 | 0.085763 | 100000 | 100000 | 0 | 0 | 0
3191 |  |  |  | 9795.2055 |  |  |  |  | 3448.6747 | 3710.0247 | 3971.3747 | 4232.7247 | 4494.0747 | 14147.4324 | 13765.2174 | 13383.0023 | 13000.7873 | 12618.5723 |  | 0 |  |  |  |  | 1 | 1 | 1 | 1 | 1 | [5 empty] | 8.3715 | 6.9201 | 570.7763 | 26826.484 | 684.9315 | 0.10873 | 0.10418 | 0.097604 | 0.10298 | 0.084962 | 0.10873 | 0.10418 | 0.097604 | 0.10298 | 0.084962 | 100000 | 100000 | 0 | 0 | 0
3192 |  |  |  | 9795.2055 |  |  |  |  | 2337.7772 | 2537.8322 | 2737.8872 | 2937.9422 | 3137.9972 | 12776.3434 | 12431.1704 | 12085.9975 | 11740.8246 | 11395.6517 |  | 0 |  |  |  |  | 1 | 1 | 1 | 1 | 1 | [5 empty] | 8.1508 | 6.8067 | 570.7763 | 26826.484 | 684.9315 | 0.10649 | 0.10358 | 0.096974 | 0.103 | 0.08475 | 0.10649 | 0.10358 | 0.096974 | 0.103 | 0.08475 | 100000 | 100000 | 0 | 0 | 0
3193 |  |  |  | 9795.2055 |  |  |  |  | 1748.4854 | 1847.1512 | 1945.817 | 2044.4829 | 2143.1487 | 13867.2893 | 13492.6427 | 13117.9962 | 12743.3497 | 12368.7032 |  | 0 |  |  |  |  | 1 | 1 | 1 | 1 | 1 | [5 empty] | 7.8124 | 6.2969 | 570.7763 | 26826.484 | 684.9315 | 0.10632 | 0.10358 | 0.09702 | 0.10305 | 0.084783 | 0.10632 | 0.10358 | 0.09702 | 0.10305 | 0.084783 | 100000 | 100000 | 0 | 0 | 0
3194 |  |  |  | 9795.2055 |  |  |  |  | 1498.0996 | 1547.7621 | 1597.4246 | 1647.0871 | 1696.7496 | 13985.0863 | 13607.2573 | 13229.4283 | 12851.5993 | 12473.7703 |  | 0 |  |  |  |  | 1 | 1 | 1 | 1 | 1 | [5 empty] | 7.2519 | 6.0477 | 570.7763 | 26826.484 | 684.9315 | 0.10627 | 0.10357 | 0.096941 | 0.10301 | 0.084748 | 0.10627 | 0.10357 | 0.096941 | 0.10301 | 0.084748 | 100000 | 100000 | 0 | 0 | 0
3195 |  |  |  | 9795.2055 |  |  |  |  | 1467.7498 | 1508.9973 | 1550.2448 | 1591.4923 | 1632.7398 | 15851.2086 | 15422.9634 | 14994.7182 | 14566.4729 | 14138.2277 |  | 0 |  |  |  |  | 1 | 1 | 1 | 1 | 1 | [5 empty] | 6.5123 | 5.9839 | 570.7763 | 26826.484 | 684.9315 | 0.10625 | 0.10352 | 0.096817 | 0.10289 | 0.084666 | 0.10625 | 0.10352 | 0.096817 | 0.10288 | 0.084666 | 100000 | 100000 | 0 | 0 | 0
3196 |  |  |  | 9795.2055 |  |  |  |  | 1611.9113 | 1652.1963 | 1692.4813 | 1732.7663 | 1773.0513 | 20354.8281 | 19804.9106 | 19254.993 | 18705.0755 | 18155.158 |  | 0 |  |  |  |  | 1 | 1 | 1 | 1 | 1 | [5 empty] | 4.6956 | 6.13 | 570.7763 | 26826.484 | 684.9315 | 0.10481 | 0.10207 | 0.095106 | 0.10118 | 0.082613 | 0.10481 | 0.10207 | 0.095106 | 0.10118 | 0.082613 | 100000 | 100000 | 0 | 0 | 0
3197 |  |  |  | 9795.2055 |  |  |  |  | 2218.0641 | 2258.8991 | 2299.7341 | 2340.5691 | 2381.4041 | 30090.1263 | 29277.1945 | 28464.2626 | 27651.3307 | 26838.3989 |  | 0 |  |  |  |  | 1 | 1 | 1 | 1 | 1 | [5 empty] | 3.6607 | 6.5459 | 570.7763 | 26826.484 | 684.9315 | 0.10654 | 0.10362 | 0.096856 | 0.1026 | 0.084757 | 0.10654 | 0.10362 | 0.096856 | 0.1026 | 0.084757 | 100000 | 100000 | 0 | 0 | 0
3198 |  |  |  | 9795.2055 |  |  |  |  | 3472.5223 | 3516.1073 | 3559.6923 | 3603.2773 | 3646.8623 | 35512.9443 | 34553.5065 | 33594.0687 | 32634.6309 | 31675.1931 |  | 0.00268 |  |  |  |  | 1 | 1 | 1 | 1 | 1 | [5 empty] | 3.7064 | 6.3463 | 570.7763 | 26826.484 | 684.9315 | 0.10769 | 0.10406 | 0.098302 | 0.10296 | 0.085089 | 0.10769 | 0.10406 | 0.098302 | 0.10296 | 0.085089 | 100000 | 100000 | 0 | 0 | 0
3199 |  |  |  | 9795.2055 |  |  |  |  | 4278.478 | 4320.8255 | 4363.173 | 4405.5205 | 4447.868 | 34089.5073 | 33168.5259 | 32247.5445 | 31326.5631 | 30405.5817 |  | 0.01407 |  |  |  |  | 1 | 1 | 1 | 1 | 1 | [5 empty] | 2.1534 | 6.6117 | 570.7763 | 26826.484 | 684.9315 | 0.10907 | 0.10645 | 0.098905 | 0.10301 | 0.086647 | 0.10907 | 0.10645 | 0.098905 | 0.10301 | 0.086647 | 100000 | 100000 | 0 | 0 | 0
3200 |  |  |  | 9795.2055 |  |  |  |  | 3764.2176 | 3814.5401 | 3864.8626 | 3915.1851 | 3965.5076 | 31947.8917 | 31084.7694 | 30221.6471 | 29358.5248 | 28495.4025 |  | 0.05594 |  |  |  |  | 1 | 1 | 1 | 1 | 1 | [5 empty] | 2.0024 | 6.8916 | 570.7763 | 26826.484 | 684.9315 | 0.1089 | 0.10431 | 0.09914 | 0.10127 | 0.083486 | 0.1089 | 0.10431 | 0.09914 | 0.10127 | 0.083486 | 100000 | 100000 | 0 | 0 | 0
3201 |  |  |  | 9795.2055 |  |  |  |  | 3562.7286 | 3638.4611 | 3714.1936 | 3789.9261 | 3865.6586 | 29875.0552 | 29067.9338 | 28260.8125 | 27453.6911 | 26646.5697 |  | 0.16317 |  |  |  |  | 1 | 1 | 1 | 1 | 1 | [5 empty] | 2.0001 | 6.6802 | 570.7763 | 26826.484 | 684.9315 | 0.1073 | 0.10329 | 0.092548 | 0.083558 | 0.063123 | 0.1073 | 0.10329 | 0.092548 | 0.083558 | 0.063123 | 100000 | 100000 | 0 | 0 | 0
3202 |  |  |  | 9795.2055 |  |  |  |  | 3711.1054 | 3821.2104 | 3931.3154 | 4041.4204 | 4151.5254 | 28235.7853 | 27472.9513 | 26710.1174 | 25947.2835 | 25184.4495 |  | 0.14731 |  |  |  |  | 1 | 1 | 1 | 1 | 1 | [5 empty] | 1.2162 | 6.8951 | 570.7763 | 26826.484 | 684.9315 | 0.10723 | 0.10261 | 0.091999 | 0.082966 | 0.062687 | 0.10723 | 0.10261 | 0.091999 | 0.082966 | 0.062687 | 100000 | 100000 | 0 | 0 | 0
3203 |  |  |  | 9795.2055 |  |  |  |  | 4194.173 | 4352.0163 | 4509.8596 | 4667.703 | 4825.5463 | 26744.3311 | 26021.7911 | 25299.2511 | 24576.7112 | 23854.1712 |  | 0.21055 |  |  |  |  | 1 | 1 | 1 | 1 | 1 | [5 empty] | 1.8168 | 7.0696 | 570.7763 | 26826.484 | 684.9315 | 0.10685 | 0.1024 | 0.091954 | 0.082922 | 0.062704 | 0.10685 | 0.1024 | 0.091954 | 0.082922 | 0.062704 | 100000 | 100000 | 0 | 0 | 0
3204 |  |  |  | 9795.2055 |  |  |  |  | 4223.6797 | 4421.6722 | 4619.6647 | 4817.6572 | 5015.6497 | 26396.6421 | 25683.4955 | 24970.3489 | 24257.2023 | 23544.0557 |  | 0.21941 |  |  |  |  | 1 | 1 | 1 | 1 | 1 | [5 empty] | 2.9522 | 7.5228 | 570.7763 | 26826.484 | 684.9315 | 0.10685 | 0.10237 | 0.091898 | 0.082911 | 0.062679 | 0.10685 | 0.10237 | 0.091898 | 0.082912 | 0.062679 | 100000 | 100000 | 0 | 0 | 0
3205 |  |  |  | 9795.2055 |  |  |  |  | 4140.2178 | 4400.6878 | 4661.1578 | 4921.6278 | 5182.0978 | 25963.0755 | 25261.6424 | 24560.2093 | 23858.7762 | 23157.343 |  | 0.09393 |  |  |  |  | 1 | 1 | 1 | 1 | 1 | [5 empty] | 3.177 | 7.8874 | 570.7763 | 26826.484 | 684.9315 | 0.10697 | 0.10231 | 0.091742 | 0.082912 | 0.062703 | 0.10697 | 0.10231 | 0.091742 | 0.082912 | 0.062703 | 100000 | 100000 | 0 | 0 | 0
3206 |  |  |  | 9795.2055 |  |  |  |  | 3974.98 | 4294.5725 | 4614.165 | 4933.7575 | 5253.35 | 26296.7055 | 25586.2588 | 24875.8122 | 24165.3655 | 23454.9188 |  | 0.08748 |  |  |  |  | 1 | 1 | 1 | 1 | 1 | [5 empty] | 4.0215 | 8.2239 | 570.7763 | 26826.484 | 684.9315 | 0.107 | 0.1023 | 0.091693 | 0.082941 | 0.062669 | 0.107 | 0.1023 | 0.091693 | 0.082941 | 0.062669 | 100000 | 100000 | 0 | 0 | 0
3207 |  |  |  | 9795.2055 |  |  |  |  | 3632.7018 | 4073.1243 | 4513.5468 | 4953.9693 | 5394.3918 | 27125.8401 | 26392.9931 | 25660.146 | 24927.299 | 24194.452 |  | 0.09531 |  |  |  |  | 1 | 1 | 1 | 1 | 1 | [5 empty] | 4.2373 | 8.5235 | 570.7763 | 26826.484 | 684.9315 | 0.10691 | 0.10279 | 0.091849 | 0.083255 | 0.062942 | 0.10691 | 0.10279 | 0.091849 | 0.083255 | 0.062942 | 100000 | 100000 | 0 | 0 | 0
3208 |  |  |  | 9795.2055 |  |  |  |  | 3634.3879 | 4251.052 | 4867.7162 | 5484.3804 | 6101.0445 | 28811.0884 | 28032.7118 | 27254.3351 | 26475.9584 | 25697.5818 |  | 0.0754 |  |  |  |  | 1 | 1 | 1 | 1 | 1 | [5 empty] | 4.826 | 8.6687 | 570.7763 | 26826.484 | 684.9315 | 0.10819 | 0.10435 | 0.096074 | 0.085615 | 0.068067 | 0.10819 | 0.10435 | 0.096074 | 0.085615 | 0.068067 | 100000 | 100000 | 0 | 0 | 0
3209 |  |  |  | 9795.2055 |  |  |  |  | 4297.8681 | 5071.1381 | 5844.4081 | 6617.6781 | 7390.9481 | 30558.2748 | 29732.6952 | 28907.1155 | 28081.5359 | 27255.9563 |  | 0.04803 |  |  |  |  | 1 | 1 | 1 | 1 | 1 | [5 empty] | 4.0648 | 8.4996 | 570.7763 | 26826.484 | 684.9315 | 0.10999 | 0.10523 | 0.097134 | 0.10146 | 0.083417 | 0.10999 | 0.10523 | 0.097134 | 0.10146 | 0.083417 | 100000 | 100000 | 0 | 0 | 0
3210 |  |  |  | 9795.2055 |  |  |  |  | 5254.7297 | 6063.198 | 6871.6663 | 7680.1347 | 8488.603 | 31606.2819 | 30752.3887 | 29898.4956 | 29044.6024 | 28190.7092 |  | 0.06217 |  |  |  |  | 1 | 1 | 1 | 1 | 1 | [5 empty] | 3.8143 | 8.8462 | 570.7763 | 26826.484 | 684.9315 | 0.11103 | 0.10709 | 0.099785 | 0.10466 | 0.088449 | 0.11103 | 0.10709 | 0.099785 | 0.10466 | 0.088449 | 100000 | 100000 | 0 | 0 | 0
3211 |  |  |  | 9795.2055 |  |  |  |  | 6097.7795 | 6852.5704 | 7607.3612 | 8362.152 | 9116.9429 | 32263.6613 | 31392.008 | 30520.3546 | 29648.7013 | 28777.048 |  | 0 |  |  |  |  | 1 | 1 | 1 | 1 | 1 | [5 empty] | 3.9798 | 9.0217 | 570.7763 | 26826.484 | 684.9315 | 0.11181 | 0.10893 | 0.10139 | 0.10545 | 0.10205 | 0.11181 | 0.10893 | 0.10139 | 0.10546 | 0.10205 | 100000 | 100000 | 0 | 0 | 0
3212 |  |  |  | 9795.2055 |  |  |  |  | 5856.6673 | 6475.2831 | 7093.8989 | 7712.5148 | 8331.1306 | 31650.3596 | 30795.2756 | 29940.1916 | 29085.1076 | 28230.0236 |  | 0 |  |  |  |  | 1 | 1 | 1 | 1 | 1 | [5 empty] | 5.1863 | 9.5892 | 570.7763 | 26826.484 | 684.9315 | 0.11181 | 0.10736 | 0.099338 | 0.10533 | 0.10251 | 0.11181 | 0.10736 | 0.099338 | 0.10532 | 0.10252 | 100000 | 100000 | 0 | 0 | 0
3213 |  |  |  | 9795.2055 |  |  |  |  | 5161.9942 | 5701.7984 | 6241.6025 | 6781.4067 | 7321.2109 | 28489.6168 | 27719.9252 | 26950.2336 | 26180.542 | 25410.8504 |  | 0 |  |  |  |  | 1 | 1 | 1 | 1 | 1 | [5 empty] | 6.9909 | 9.9088 | 570.7763 | 26826.484 | 684.9315 | 0.10997 | 0.10476 | 0.098036 | 0.10363 | 0.092386 | 0.10997 | 0.10476 | 0.098036 | 0.10363 | 0.092386 | 100000 | 100000 | 0 | 0 | 0
3214 |  |  |  | 9795.2055 |  |  |  |  | 4778.4065 | 5239.7007 | 5700.9948 | 6162.289 | 6623.5832 | 21654.766 | 21069.7286 | 20484.6912 | 19899.6538 | 19314.6164 |  | 0 |  |  |  |  | 1 | 1 | 1 | 1 | 1 | [5 empty] | 7.9432 | 10.4712 | 570.7763 | 26826.484 | 684.9315 | 0.10773 | 0.10384 | 0.097827 | 0.10189 | 0.086516 | 0.10773 | 0.10385 | 0.097827 | 0.10189 | 0.086516 | 100000 | 100000 | 0 | 0 | 0
3215 |  |  |  | 9795.2055 |  |  |  |  | 3341.0065 | 3752.0057 | 4163.0049 | 4574.004 | 4985.0032 | 15288.0638 | 14875.0328 | 14462.0018 | 14048.9708 | 13635.9399 |  | 0 |  |  |  |  | 1 | 1 | 1 | 1 | 1 | [5 empty] | 7.7216 | 10.5938 | 570.7763 | 26826.484 | 684.9315 | 0.10572 | 0.10162 | 0.09616 | 0.10107 | 0.083632 | 0.10572 | 0.10162 | 0.09616 | 0.10107 | 0.083632 | 100000 | 100000 | 0 | 0 | 0
3216 |  |  |  | 9795.2055 |  |  |  |  | 3121.5775 | 3427.75 | 3733.9225 | 4040.095 | 4346.2675 | 12853.7416 | 12506.4776 | 12159.2137 | 11811.9497 | 11464.6858 |  | 0 |  |  |  |  | 1 | 1 | 1 | 1 | 1 | [5 empty] | 4.2467 | 10.7607 | 570.7763 | 26826.484 | 684.9315 | 0.10466 | 0.1014 | 0.096045 | 0.10126 | 0.083258 | 0.10466 | 0.1014 | 0.096045 | 0.10126 | 0.083258 | 100000 | 100000 | 0 | 0 | 0
3217 |  |  |  | 9795.2055 |  |  |  |  | 2425.1868 | 2592.0768 | 2758.9668 | 2925.8568 | 3092.7468 | 13951.2505 | 13574.3357 | 13197.4208 | 12820.5059 | 12443.5911 |  | 0 |  |  |  |  | 1 | 1 | 1 | 1 | 1 | [5 empty] | 3.5049 | 10.5909 | 570.7763 | 26826.484 | 684.9315 | 0.1039 | 0.10135 | 0.0961 | 0.10118 | 0.083264 | 0.1039 | 0.10135 | 0.0961 | 0.10118 | 0.083264 | 100000 | 100000 | 0 | 0 | 0
3218 |  |  |  | 9795.2055 |  |  |  |  | 2181.5761 | 2291.3236 | 2401.0711 | 2510.8186 | 2620.5661 | 14069.9096 | 13689.7889 | 13309.6683 | 12929.5477 | 12549.427 |  | 0 |  |  |  |  | 1 | 1 | 1 | 1 | 1 | [5 empty] | 5.6498 | 10.8304 | 570.7763 | 26826.484 | 684.9315 | 0.10401 | 0.10135 | 0.09613 | 0.10117 | 0.083304 | 0.10401 | 0.10135 | 0.09613 | 0.10117 | 0.083304 | 100000 | 100000 | 0 | 0 | 0
3219 |  |  |  | 9795.2055 |  |  |  |  | 2092.5322 | 2148.3547 | 2204.1772 | 2259.9997 | 2315.8222 | 15947.3867 | 15516.5431 | 15085.6994 | 14654.8558 | 14224.0122 |  | 0 |  |  |  |  | 1 | 1 | 1 | 1 | 1 | [5 empty] | 5.1742 | 11.8304 | 570.7763 | 26826.484 | 684.9315 | 0.10399 | 0.10123 | 0.095943 | 0.10089 | 0.083209 | 0.10399 | 0.10123 | 0.095943 | 0.10089 | 0.083209 | 100000 | 100000 | 0 | 0 | 0
3220 |  |  |  | 9795.2055 |  |  |  |  | 2144.6144 | 2195.9269 | 2247.2394 | 2298.5519 | 2349.8644 | 20478.1496 | 19924.9003 | 19371.6511 | 18818.4018 | 18265.1525 |  | 0 |  |  |  |  | 1 | 1 | 1 | 1 | 1 | [5 empty] | 5.8677 | 12.7138 | 570.7763 | 26826.484 | 684.9315 | 0.097682 | 0.089462 | 0.079243 | 0.051013 | 0.046153 | 0.097682 | 0.089462 | 0.079243 | 0.051013 | 0.046153 | 100000 | 100000 | 0 | 0 | 0
3221 |  |  |  | 9795.2055 |  |  |  |  | 2444.5077 | 2495.3252 | 2546.1427 | 2596.9602 | 2647.7777 | 30272.5228 | 29454.6632 | 28636.8036 | 27818.944 | 27001.0844 |  | 0 |  |  |  |  | 1 | 1 | 1 | 1 | 1 | [5 empty] | 5.6275 | 13.3522 | 570.7763 | 26826.484 | 684.9315 | 0.098996 | 0.088926 | 0.080939 | 0.051806 | 0.046305 | 0.098996 | 0.088926 | 0.080939 | 0.051806 | 0.046305 | 100000 | 100000 | 0 | 0 | 0
3222 |  |  |  | 9795.2055 |  |  |  |  | 2895.6075 | 2937.2675 | 2978.9275 | 3020.5875 | 3062.2475 | 35729.5848 | 34764.2942 | 33799.0035 | 32833.7128 | 31868.4222 |  | 0.00631 |  |  |  |  | 1 | 1 | 1 | 1 | 1 | [5 empty] | 4.9443 | 13.9173 | 570.7763 | 26826.484 | 684.9315 | 0.098316 | 0.086763 | 0.067342 | 0.051492 | 0.045944 | 0.098316 | 0.086763 | 0.067342 | 0.051492 | 0.045944 | 100000 | 100000 | 0 | 0 | 0
3223 |  |  |  | 9795.2055 |  |  |  |  | 3301.3454 | 3342.4554 | 3383.5654 | 3424.6754 | 3465.7854 | 34297.2618 | 33370.6676 | 32444.0734 | 31517.4791 | 30590.8849 |  | 0.03731 |  |  |  |  | 1 | 1 | 1 | 1 | 1 | [5 empty] | 3.5424 | 14.4892 | 570.7763 | 26826.484 | 684.9315 | 0.096485 | 0.083631 | 0.050266 | 0.044212 | 0.044291 | 0.096485 | 0.083631 | 0.050266 | 0.044212 | 0.04429 | 100000 | 100000 | 0 | 0 | 0
3224 |  |  |  | 9795.2055 |  |  |  |  | 3668.4416 | 3745.4116 | 3822.3816 | 3899.3516 | 3976.3216 | 32142.2204 | 31273.848 | 30405.4756 | 29537.1032 | 28668.7308 |  | 0.06832 |  |  |  |  | 1 | 1 | 1 | 1 | 1 | [5 empty] | 3.1107 | 14.8227 | 570.7763 | 26826.484 | 684.9315 | 0.093365 | 0.045926 | 0.040523 | 0.040771 | 0.043643 | 0.093365 | 0.045926 | 0.040523 | 0.040771 | 0.043643 | 100000 | 100000 | 0 | 0 | 0
3225 |  |  |  | 9795.2055 |  |  |  |  | 4401.7938 | 4526.3638 | 4650.9338 | 4775.5038 | 4900.0738 | 30056.6375 | 29244.6104 | 28432.5833 | 27620.5561 | 26808.529 |  | 0.07059 |  |  |  |  | 1 | 1 | 1 | 1 | 1 | [5 empty] | 2.6717 | 15.4176 | 570.7763 | 26826.484 | 684.9315 | 0.08444 | 0.0073741 | 0.0096463 | 0.035237 | 0.042181 | 0.08444 | 0.0073741 | 0.0096463 | 0.035237 | 0.042181 | 100000 | 100000 | 0 | 0 | 0
3226 |  |  |  | 9795.2055 |  |  |  |  | 4936.0574 | 5194.3549 | 5452.6524 | 5710.9499 | 5969.2474 | 28407.2544 | 27639.788 | 26872.3215 | 26104.8551 | 25337.3886 |  | 0.0656 |  |  |  |  | 1 | 1 | 1 | 1 | 1 | [5 empty] | 2.5052 | 15.3336 | 570.7763 | 26826.484 | 684.9315 | 0.063796 | 0.0025898 | 0.002536 | 0.013718 | 0.032566 | 0.063796 | 0.0025898 | 0.002536 | 0.013718 | 0.032566 | 100000 | 100000 | 0 | 0 | 0
3227 |  |  |  | 9795.2055 |  |  |  |  | 5435.8794 | 5765.1244 | 6094.3694 | 6423.6144 | 6752.8594 | 26906.6476 | 26179.7224 | 25452.7972 | 24725.872 | 23998.9468 |  | 0.07557 |  |  |  |  | 1 | 1 | 1 | 1 | 1 | [5 empty] | 4.0029 | 16.1066 | 570.7763 | 26826.484 | 684.9315 | 0.052102 | 0.0020873 | 0.0011401 | 0.011875 | 0.031593 | 0.052102 | 0.0020873 | 0.0011401 | 0.011875 | 0.031593 | 100000 | 100000 | 0 | 0 | 0
3228 |  |  |  | 9795.2055 |  |  |  |  | 5502.2423 | 5943.2698 | 6384.2973 | 6825.3248 | 7266.3523 | 26556.9098 | 25839.4333 | 25121.9568 | 24404.4803 | 23687.0038 |  | 0.08103 |  |  |  |  | 1 | 1 | 1 | 1 | 1 | [5 empty] | 4.5797 | 16.0097 | 570.7763 | 26826.484 | 684.9315 | 0.044935 | 0.0021591 | 0.0011706 | 0.011877 | 0.031643 | 0.044935 | 0.0021591 | 0.0011705 | 0.011877 | 0.031643 | 100000 | 100000 | 0 | 0 | 0
3229 |  |  |  | 9795.2055 |  |  |  |  | 5308.1938 | 5819.6738 | 6331.1538 | 6842.6338 | 7354.1138 | 26120.71 | 25415.0181 | 24709.3262 | 24003.6343 | 23297.9425 |  | 0.08255 |  |  |  |  | 1 | 1 | 1 | 1 | 1 | [5 empty] | 5.8404 | 15.1809 | 570.7763 | 26826.484 | 684.9315 | 0.044037 | 0.0021137 | 0.0011822 | 0.011851 | 0.031613 | 0.044037 | 0.0021137 | 0.0011822 | 0.011851 | 0.031613 | 100000 | 100000 | 0 | 0 | 0
3230 |  |  |  | 9795.2055 |  |  |  |  | 5487.1216 | 5995.3841 | 6503.6466 | 7011.9091 | 7520.1716 | 26456.429 | 25741.6672 | 25026.9053 | 24312.1435 | 23597.3816 |  | 0.08569 |  |  |  |  | 1 | 1 | 1 | 1 | 1 | [5 empty] | 6.7569 | 15.0686 | 570.7763 | 26826.484 | 684.9315 | 0.044125 | 0.0020615 | 0.0011598 | 0.01184 | 0.031601 | 0.044125 | 0.0020615 | 0.0011598 | 0.01184 | 0.031601 | 100000 | 100000 | 0 | 0 | 0
3231 |  |  |  | 9795.2055 |  |  |  |  | 5677.81 | 6167.4559 | 6657.1017 | 7146.7475 | 7636.3934 | 27290.6622 | 26553.3622 | 25816.0623 | 25078.7623 | 24341.4623 |  | 0.06893 |  |  |  |  | 1 | 1 | 1 | 1 | 1 | [5 empty] | 6.1802 | 14.5392 | 570.7763 | 26826.484 | 684.9315 | 0.044098 | 0.00244 | 0.0011652 | 0.012022 | 0.031749 | 0.044098 | 0.00244 | 0.0011652 | 0.012022 | 0.031749 | 100000 | 100000 | 0 | 0 | 0
3232 |  |  |  | 9795.2055 |  |  |  |  | 5732.4124 | 6202.9191 | 6673.4258 | 7143.9324 | 7614.4391 | 28986.261 | 28203.1518 | 27420.0426 | 26636.9334 | 25853.8241 |  | 0.07538 |  |  |  |  | 1 | 1 | 1 | 1 | 1 | [5 empty] | 6.5056 | 14.5422 | 570.7763 | 26826.484 | 684.9315 | 0.051435 | 0.003051 | 0.0013441 | 0.01225 | 0.031739 | 0.051435 | 0.003051 | 0.0013441 | 0.01225 | 0.031739 | 100000 | 100000 | 0 | 0 | 0
3233 |  |  |  | 9795.2055 |  |  |  |  | 6080.1878 | 6560.3186 | 7040.4494 | 7520.5803 | 8000.7111 | 30744.1741 | 29913.5721 | 29082.9701 | 28252.3681 | 27421.7661 |  | 0.05736 |  |  |  |  | 1 | 1 | 1 | 1 | 1 | [5 empty] | 6.9832 | 15.4184 | 570.7763 | 26826.484 | 684.9315 | 0.052534 | 0.0031104 | 0.0023286 | 0.018296 | 0.033673 | 0.052534 | 0.0031104 | 0.0023286 | 0.018296 | 0.033673 | 100000 | 100000 | 0 | 0 | 0
3234 |  |  |  | 9795.2055 |  |  |  |  | 6210.3935 | 6730.3985 | 7250.4035 | 7770.4085 | 8290.4135 | 31798.4521 | 30939.3671 | 30080.2821 | 29221.1972 | 28362.1122 |  | 0.01512 |  |  |  |  | 1 | 1 | 1 | 1 | 1 | [5 empty] | 8.3217 | 14.844 | 570.7763 | 26826.484 | 684.9315 | 0.057172 | 0.0034197 | 0.0029134 | 0.03332 | 0.039687 | 0.057172 | 0.0034197 | 0.0029134 | 0.03332 | 0.039687 | 100000 | 100000 | 0 | 0 | 0
3235 |  |  |  | 9795.2055 |  |  |  |  | 6024.7453 | 6508.2311 | 6991.717 | 7475.2028 | 7958.6886 | 32459.7612 | 31582.8099 | 30705.8587 | 29828.9074 | 28951.9562 |  | 0.0108 |  |  |  |  | 1 | 1 | 1 | 1 | 1 | [5 empty] | 9.4437 | 14.8173 | 570.7763 | 26826.484 | 684.9315 | 0.058065 | 0.010074 | 0.0029601 | 0.036861 | 0.041523 | 0.058065 | 0.010074 | 0.0029601 | 0.036861 | 0.041523 | 100000 | 100000 | 0 | 0 | 0
3236 |  |  |  | 9795.2055 |  |  |  |  | 5706.3713 | 6124.2996 | 6542.228 | 6960.1563 | 7378.0846 | 31842.5881 | 30982.3107 | 30122.0334 | 29261.756 | 28401.4786 |  | 0 |  |  |  |  | 1 | 1 | 1 | 1 | 1 | [5 empty] | 10.9666 | 13.933 | 570.7763 | 26826.484 | 684.9315 | 0.058343 | 0.021362 | 0.0034512 | 0.039504 | 0.043618 | 0.058343 | 0.021362 | 0.0034512 | 0.039504 | 0.043618 | 100000 | 100000 | 0 | 0 | 0
3237 |  |  |  | 9795.2055 |  |  |  |  | 5524.9233 | 5933.3366 | 6341.75 | 6750.1633 | 7158.5766 | 28662.481 | 27888.1192 | 27113.7574 | 26339.3956 | 25565.0338 |  | 0 |  |  |  |  | 1 | 1 | 1 | 1 | 1 | [5 empty] | 11.8012 | 14.3401 | 570.7763 | 26826.484 | 684.9315 | 0.055891 | 0.00383 | 0.0028438 | 0.036832 | 0.040841 | 0.055891 | 0.00383 | 0.0028438 | 0.036832 | 0.040841 | 100000 | 100000 | 0 | 0 | 0
3238 |  |  |  | 9795.2055 |  |  |  |  | 5565.2451 | 5922.1809 | 6279.1167 | 6636.0526 | 6992.9884 | 21785.5744 | 21197.003 | 20608.4316 | 20019.8602 | 19431.2888 |  | 0 |  |  |  |  | 1 | 1 | 1 | 1 | 1 | [5 empty] | 11.3967 | 14.5923 | 570.7763 | 26826.484 | 684.9315 | 0.055433 | 0.0038232 | 0.0025129 | 0.036044 | 0.040093 | 0.055433 | 0.0038232 | 0.0025129 | 0.036044 | 0.040093 | 100000 | 100000 | 0 | 0 | 0
3239 |  |  |  | 9795.2055 |  |  |  |  | 4477.3972 | 4827.348 | 5177.2988 | 5527.2497 | 5877.2005 | 15380.3191 | 14964.7957 | 14549.2723 | 14133.7489 | 13718.2255 |  | 0 |  |  |  |  | 1 | 1 | 1 | 1 | 1 | [5 empty] | 9.9377 | 14.1246 | 570.7763 | 26826.484 | 684.9315 | 0.048514 | 0.0033362 | 0.0024022 | 0.034451 | 0.040038 | 0.048514 | 0.0033362 | 0.0024022 | 0.034451 | 0.040038 | 100000 | 100000 | 0 | 0 | 0
3240 |  |  |  | 9795.2055 |  |  |  |  | 3382.5391 | 3764.5541 | 4146.5691 | 4528.5841 | 4910.5991 | 12691.3433 | 12348.4668 | 12005.5903 | 11662.7138 | 11319.8373 |  | 0 |  |  |  |  | 1 | 1 | 1 | 1 | 1 | [5 empty] | 6.555 | 14.1625 | 570.7763 | 26826.484 | 684.9315 | 0.043388 | 0.0033393 | 0.0021515 | 0.034014 | 0.039457 | 0.043388 | 0.0033393 | 0.0021515 | 0.034014 | 0.039457 | 100000 | 100000 | 0 | 0 | 0
3241 |  |  |  | 9795.2055 |  |  |  |  | 2772.3261 | 3084.7686 | 3397.2111 | 3709.6536 | 4022.0961 | 13775.0809 | 13402.9255 | 13030.7701 | 12658.6148 | 12286.4594 |  | 0 |  |  |  |  | 1 | 1 | 1 | 1 | 1 | [5 empty] | 2.5544 | 14.467 | 570.7763 | 26826.484 | 684.9315 | 0.042461 | 0.0033145 | 0.0021484 | 0.034011 | 0.039475 | 0.042461 | 0.0033145 | 0.0021484 | 0.034011 | 0.039475 | 100000 | 100000 | 0 | 0 | 0
3242 |  |  |  | 9795.2055 |  |  |  |  | 2445.8746 | 2660.3671 | 2874.8596 | 3089.3521 | 3303.8446 | 13891.9334 | 13516.6211 | 13141.3088 | 12765.9965 | 12390.6841 |  | 0 |  |  |  |  | 1 | 1 | 1 | 1 | 1 | [5 empty] | 1.1196 | 14.6949 | 570.7763 | 26826.484 | 684.9315 | 0.042891 | 0.0033916 | 0.0022008 | 0.034052 | 0.039493 | 0.042891 | 0.0033916 | 0.0022008 | 0.034052 | 0.039493 | 100000 | 100000 | 0 | 0 | 0
3243 |  |  |  | 9795.2055 |  |  |  |  | 2342.9169 | 2441.2527 | 2539.5885 | 2637.9244 | 2736.2602 | 15745.5864 | 15320.1948 | 14894.8031 | 14469.4114 | 14044.0198 |  | 0 |  |  |  |  | 1 | 1 | 1 | 1 | 1 | [5 empty] | 1.9133 | 14.6279 | 570.7763 | 26826.484 | 684.9315 | 0.043742 | 0.0035076 | 0.0022336 | 0.034119 | 0.039499 | 0.043742 | 0.0035076 | 0.0022336 | 0.034119 | 0.0395 | 100000 | 100000 | 0 | 0 | 0
3244 |  |  |  | 9795.2055 |  |  |  |  | 2407.3701 | 2462.6151 | 2517.8601 | 2573.1051 | 2628.3501 | 20219.3946 | 19673.136 | 19126.8774 | 18580.6188 | 18034.3602 |  | 0 |  |  |  |  | 1 | 1 | 1 | 1 | 1 | [5 empty] | 3.0474 | 14.8908 | 570.7763 | 26826.484 | 684.9315 | 0.02251 | 0.0024157 | 0.0015622 | 0.030592 | 0.036598 | 0.02251 | 0.0024157 | 0.0015623 | 0.030592 | 0.036598 | 100000 | 100000 | 0 | 0 | 0
3245 |  |  |  | 9795.2055 |  |  |  |  | 2624.1673 | 2666.9273 | 2709.6873 | 2752.4473 | 2795.2073 | 29889.8171 | 29082.2969 | 28274.7767 | 27467.2565 | 26659.7363 |  | 0 |  |  |  |  | 1 | 1 | 1 | 1 | 1 | [5 empty] | 3.1567 | 15.5345 | 570.7763 | 26826.484 | 684.9315 | 0.022903 | 0.0024444 | 0.0015767 | 0.031411 | 0.037455 | 0.022903 | 0.0024444 | 0.0015767 | 0.031411 | 0.037455 | 100000 | 100000 | 0 | 0 | 0
3246 |  |  |  | 9795.2055 |  |  |  |  | 2928.8553 | 2969.9653 | 3011.0753 | 3052.1853 | 3093.2953 | 35275.0485 | 34322.0378 | 33369.0272 | 32416.0165 | 31463.0059 |  | 0.02261 |  |  |  |  | 1 | 1 | 1 | 1 | 1 | [5 empty] | 3.2342 | 15.5553 | 570.7763 | 26826.484 | 684.9315 | 0.012234 | 0.0020281 | 0.0014619 | 0.020219 | 0.03634 | 0.012234 | 0.0020281 | 0.0014619 | 0.020219 | 0.03634 | 100000 | 100000 | 0 | 0 | 0
3247 |  |  |  | 9795.2055 |  |  |  |  | 3627.7962 | 3668.2187 | 3708.6412 | 3749.0637 | 3789.4862 | 33861.3663 | 32946.5485 | 32031.7307 | 31116.9129 | 30202.0951 |  | 0.10643 |  |  |  |  | 1 | 1 | 1 | 1 | 1 | [5 empty] | 2.9671 | 15.2013 | 570.7763 | 26826.484 | 684.9315 | 0.0065942 | 0.0012481 | 0.00098713 | 0.0086777 | 0.030772 | 0.0065942 | 0.0012481 | 0.00098713 | 0.0086777 | 0.030772 | 100000 | 100000 | 0 | 0 | 0
3248 |  |  |  | 9795.2055 |  |  |  |  | 4693.3672 | 4734.2022 | 4775.0372 | 4815.8722 | 4856.7072 | 31734.4885 | 30877.1316 | 30019.7747 | 29162.4179 | 28305.061 |  | 0.30341 |  |  |  |  | 1 | 1 | 1 | 1 | 1 | [5 empty] | 2.4909 | 14.9058 | 570.7763 | 26826.484 | 684.9315 | 0.0022283 | 0.00047167 | 0.00048462 | 0.00051474 | 0.0014337 | 0.0022283 | 0.00047167 | 0.00048462 | 0.00051474 | 0.0014337 | 100000 | 100000 | 0 | 0 | 0
3249 |  |  |  | 9795.2055 |  |  |  |  | 5682.7662 | 5742.2462 | 5801.7262 | 5861.2062 | 5920.6862 | 29675.6475 | 28873.9134 | 28072.1793 | 27270.4453 | 26468.7112 |  | 0.48743 |  |  |  |  | 1 | 1 | 1 | 1 | 1 | [5 empty] | 3.2979 | 14.4296 | 570.7763 | 26826.484 | 684.9315 | 0.0011875 | 0.00047535 | 0.00023944 | 0.00029698 | 0.00031166 | 0.0011875 | 0.00047535 | 0.00023944 | 0.00029698 | 0.00031166 | 100000 | 100000 | 0 | 0 | 0
3250 |  |  |  | 9795.2055 |  |  |  |  | 6371.6624 | 6445.9099 | 6520.1574 | 6594.4049 | 6668.6524 | 28047.4812 | 27289.7346 | 26531.988 | 25774.2414 | 25016.4948 |  | 0.44496 |  |  |  |  | 1 | 1 | 1 | 1 | 1 | [5 empty] | 3.943 | 14.9192 | 570.7763 | 26826.484 | 684.9315 | 0.00088135 | 0.00016323 | 0.00025828 | 0.00029104 | 0.00030423 | 0.00088135 | 0.00016323 | 0.00025828 | 0.00029104 | 0.00030423 | 100000 | 100000 | 0 | 0 | 0
3251 |  |  |  | 9795.2055 |  |  |  |  | 7068.0921 | 7183.9721 | 7299.8521 | 7415.7321 | 7531.6121 | 26566.0768 | 25848.3526 | 25130.6285 | 24412.9043 | 23695.1802 |  | 0.1913 |  |  |  |  | 1 | 1 | 1 | 1 | 1 | [5 empty] | 4.8022 | 14.4932 | 570.7763 | 26826.484 | 684.9315 | 0.00092663 | 0.00016327 | 0.00026142 | 0.00029182 | 0.0003061 | 0.00092663 | 0.00016327 | 0.00026142 | 0.00029182 | 0.0003061 | 100000 | 100000 | 0 | 0 | 0
3252 |  |  |  | 9795.2055 |  |  |  |  | 6949.2303 | 7120.1628 | 7291.0953 | 7462.0278 | 7632.9603 | 26220.6388 | 25512.2472 | 24803.8556 | 24095.464 | 23387.0724 |  | 0.0879 |  |  |  |  | 1 | 1 | 1 | 1 | 1 | [5 empty] | 4.9577 | 13.9289 | 570.7763 | 26826.484 | 684.9315 | 0.00092034 | 0.00016247 | 0.00025574 | 0.00028966 | 0.00030406 | 0.00092034 | 0.00016247 | 0.00025574 | 0.00028966 | 0.00030406 | 100000 | 100000 | 0 | 0 | 0
3253 |  |  |  | 9795.2055 |  |  |  |  | 6225.1778 | 6464.4178 | 6703.6578 | 6942.8978 | 7182.1378 | 25789.964 | 25093.2078 | 24396.4515 | 23699.6953 | 23002.939 |  | 0.06327 |  |  |  |  | 1 | 1 | 1 | 1 | 1 | [5 empty] | 4.979 | 13.2478 | 570.7763 | 26826.484 | 684.9315 | 0.00092488 | 0.0001619 | 0.00024784 | 0.00028785 | 0.00030207 | 0.00092488 | 0.0001619 | 0.00024784 | 0.00028785 | 0.00030207 | 100000 | 100000 | 0 | 0 | 0
3254 |  |  |  | 9795.2055 |  |  |  |  | 5770.6569 | 6102.1294 | 6433.6019 | 6765.0744 | 7096.5469 | 26121.3007 | 25415.5929 | 24709.885 | 24004.1772 | 23298.4694 |  | 0.0923 |  |  |  |  | 1 | 1 | 1 | 1 | 1 | [5 empty] | 5.3643 | 12.8703 | 570.7763 | 26826.484 | 684.9315 | 0.00089232 | 0.00017048 | 0.00024393 | 0.00030091 | 0.000315 | 0.00089232 | 0.00017048 | 0.00024393 | 0.00030091 | 0.000315 | 100000 | 100000 | 0 | 0 | 0
3255 |  |  |  | 9795.2055 |  |  |  |  | 5552.1856 | 5867.4881 | 6182.7906 | 6498.0931 | 6813.3956 | 26944.8371 | 26216.8801 | 25488.9232 | 24760.9662 | 24033.0093 |  | 0.24461 |  |  |  |  | 1 | 1 | 1 | 1 | 1 | [5 empty] | 5.1938 | 12.5754 | 570.7763 | 26826.484 | 684.9315 | 0.0011949 | 0.00017203 | 0.00024298 | 0.00029805 | 0.00031191 | 0.0011949 | 0.00017203 | 0.00024298 | 0.00029805 | 0.00031191 | 100000 | 100000 | 0 | 0 | 0
3256 |  |  |  | 9795.2055 |  |  |  |  | 5533.7704 | 5885.8662 | 6237.9621 | 6590.0579 | 6942.1537 | 28618.7204 | 27845.5409 | 27072.3614 | 26299.1818 | 25526.0023 |  | 0.0755 |  |  |  |  | 1 | 1 | 1 | 1 | 1 | [5 empty] | 5.2355 | 12.3229 | 570.7763 | 26826.484 | 684.9315 | 0.001488 | 0.00047123 | 0.00023319 | 0.00027991 | 0.00029325 | 0.001488 | 0.00047123 | 0.00023319 | 0.00027991 | 0.00029325 | 100000 | 100000 | 0 | 0 | 0
3257 |  |  |  | 9795.2055 |  |  |  |  | 5893.704 | 6287.049 | 6680.394 | 7073.739 | 7467.084 | 30354.1287 | 29534.0644 | 28714.0001 | 27893.9358 | 27073.8715 |  | 0.18661 |  |  |  |  | 1 | 1 | 1 | 1 | 1 | [5 empty] | 5.7677 | 11.2654 | 570.7763 | 26826.484 | 684.9315 | 0.0024471 | 0.0004631 | 0.00048552 | 0.00051738 | 0.00061866 | 0.0024471 | 0.0004631 | 0.00048552 | 0.00051738 | 0.00061866 | 100000 | 100000 | 0 | 0 | 0
3258 |  |  |  | 9795.2055 |  |  |  |  | 6154.0281 | 6667.1581 | 7180.2881 | 7693.4181 | 8206.5481 | 31395.2479 | 30547.0561 | 29698.8644 | 28850.6726 | 28002.4808 |  | 0.05666 |  |  |  |  | 1 | 1 | 1 | 1 | 1 | [5 empty] | 5.6176 | 10.4948 | 570.7763 | 26826.484 | 684.9315 | 0.018561 | 0.0023526 | 0.0020907 | 0.010454 | 0.033045 | 0.018561 | 0.0023526 | 0.0020907 | 0.010454 | 0.033045 | 100000 | 100000 | 0 | 0 | 0
3259 |  |  |  | 9795.2055 |  |  |  |  | 6015.077 | 6536.017 | 7056.957 | 7577.897 | 8098.837 | 32048.3107 | 31182.4754 | 30316.6401 | 29450.8049 | 28584.9696 |  | 0.00507 |  |  |  |  | 1 | 1 | 1 | 1 | 1 | [5 empty] | 4.8352 | 9.6315 | 570.7763 | 26826.484 | 684.9315 | 0.074702 | 0.0084449 | 0.026593 | 0.040486 | 0.043154 | 0.074702 | 0.0084449 | 0.026593 | 0.040486 | 0.043154 | 100000 | 100000 | 0 | 0 | 0
3260 |  |  |  | 9795.2055 |  |  |  |  | 5800.7909 | 6289.1443 | 6777.4976 | 7265.8509 | 7754.2043 | 31439.2584 | 30589.8776 | 29740.4968 | 28891.1161 | 28041.7353 |  | 0 |  |  |  |  | 1 | 1 | 1 | 1 | 1 | [5 empty] | 4.2992 | 8.5412 | 570.7763 | 26826.484 | 684.9315 | 0.081879 | 0.032489 | 0.031263 | 0.041222 | 0.043122 | 0.081879 | 0.032489 | 0.031263 | 0.041222 | 0.043122 | 100000 | 100000 | 0 | 0 | 0
3261 |  |  |  | 9795.2055 |  |  |  |  | 5594.0383 | 5988.8408 | 6383.6433 | 6778.4458 | 7173.2483 | 28299.7785 | 27535.2157 | 26770.6528 | 26006.09 | 25241.5272 |  | 0 |  |  |  |  | 1 | 1 | 1 | 1 | 1 | [5 empty] | 3.6331 | 8.3007 | 570.7763 | 26826.484 | 684.9315 | 0.082179 | 0.032788 | 0.036892 | 0.041473 | 0.043079 | 0.082179 | 0.032788 | 0.036892 | 0.041473 | 0.043079 | 100000 | 100000 | 0 | 0 | 0
3262 |  |  |  | 9795.2055 |  |  |  |  | 5373.0558 | 5694.2433 | 6015.4308 | 6336.6183 | 6657.8058 | 21511.1044 | 20929.9482 | 20348.7921 | 19767.6359 | 19186.4798 |  | 0 |  |  |  |  | 1 | 1 | 1 | 1 | 1 | [5 empty] | 4.1551 | 7.6426 | 570.7763 | 26826.484 | 684.9315 | 0.085244 | 0.03416 | 0.036696 | 0.041787 | 0.0433 | 0.085244 | 0.03416 | 0.036696 | 0.041787 | 0.0433 | 100000 | 100000 | 0 | 0 | 0
3263 |  |  |  | 9795.2055 |  |  |  |  | 4009.4933 | 4285.8033 | 4562.1133 | 4838.4233 | 5114.7333 | 15186.742 | 14776.4484 | 14366.1547 | 13955.8611 | 13545.5675 |  | 0 |  |  |  |  | 1 | 1 | 1 | 1 | 1 | [5 empty] | 4.4801 | 7.07 | 570.7763 | 26826.484 | 684.9315 | 0.086741 | 0.034131 | 0.036644 | 0.041751 | 0.043289 | 0.086741 | 0.034131 | 0.036644 | 0.041751 | 0.043289 | 100000 | 100000 | 0 | 0 | 0
3264 |  |  |  | 9795.2055 |  |  |  |  | 2825.1115 | 3034.104 | 3243.0965 | 3452.089 | 3661.0815 | 11518.7777 | 11207.5799 | 10896.3821 | 10585.1842 | 10273.9864 |  | 0 |  |  |  |  | 1 | 1 | 1 | 1 | 1 | [5 empty] | 3.6875 | 6.9108 | 570.7763 | 26826.484 | 684.9315 | 0.08709 | 0.033221 | 0.036374 | 0.041714 | 0.043479 | 0.08709 | 0.033221 | 0.036374 | 0.041714 | 0.043479 | 100000 | 100000 | 0 | 0 | 0
3265 |  |  |  | 9795.2055 |  |  |  |  | 2346.3356 | 2447.3106 | 2548.2856 | 2649.2606 | 2750.2356 | 12503.0051 | 12165.2169 | 11827.4286 | 11489.6404 | 11151.8521 |  | 0 |  |  |  |  | 1 | 1 | 1 | 1 | 1 | [5 empty] | 4.3939 | 6.796 | 570.7763 | 26826.484 | 684.9315 | 0.086493 | 0.032444 | 0.036215 | 0.041951 | 0.043565 | 0.086493 | 0.032444 | 0.036215 | 0.041951 | 0.043565 | 100000 | 100000 | 0 | 0 | 0
3266 |  |  |  | 9795.2055 |  |  |  |  | 2165.3349 | 2215.8224 | 2266.3099 | 2316.7974 | 2367.2849 | 12607.0622 | 12266.4627 | 11925.8632 | 11585.2636 | 11244.6641 |  | 0 |  |  |  |  | 1 | 1 | 1 | 1 | 1 | [5 empty] | 3.7362 | 5.9782 | 570.7763 | 26826.484 | 684.9315 | 0.086815 | 0.033257 | 0.03617 | 0.04193 | 0.043547 | 0.086815 | 0.033257 | 0.03617 | 0.04193 | 0.043547 | 100000 | 100000 | 0 | 0 | 0
3267 |  |  |  | 9795.2055 |  |  |  |  | 2112.7864 | 2154.7214 | 2196.6564 | 2238.5914 | 2280.5264 | 14288.7808 | 13902.7471 | 13516.7133 | 13130.6795 | 12744.6457 |  | 0 |  |  |  |  | 1 | 1 | 1 | 1 | 1 | [5 empty] | 4.4563 | 5.2239 | 570.7763 | 26826.484 | 684.9315 | 0.088276 | 0.034148 | 0.036156 | 0.041906 | 0.043548 | 0.088276 | 0.034148 | 0.036156 | 0.041906 | 0.043548 | 100000 | 100000 | 0 | 0 | 0
3268 |  |  |  | 9795.2055 |  |  |  |  | 2151.9893 | 2194.0618 | 2236.1343 | 2278.2068 | 2320.2793 | 18351.1258 | 17855.3414 | 17359.557 | 16863.7726 | 16367.9882 |  | 0 |  |  |  |  | 1 | 1 | 1 | 1 | 1 | [5 empty] | 4.2085 | 5.9729 | 570.7763 | 26826.484 | 684.9315 | 0.086964 | 0.03349 | 0.036457 | 0.041679 | 0.043318 | 0.086964 | 0.03349 | 0.036457 | 0.041679 | 0.043318 | 100000 | 100000 | 0 | 0 | 0
3269 |  |  |  | 9795.2055 |  |  |  |  | 2702.4981 | 2743.3331 | 2784.1681 | 2825.0031 | 2865.8381 | 27126.7517 | 26393.8801 | 25661.0084 | 24928.1367 | 24195.2651 |  | 0 |  |  |  |  | 1 | 1 | 1 | 1 | 1 | [5 empty] | 4.1233 | 5.362 | 570.7763 | 26826.484 | 684.9315 | 0.087331 | 0.033623 | 0.036213 | 0.042061 | 0.043572 | 0.087331 | 0.033623 | 0.036212 | 0.042061 | 0.043572 | 100000 | 100000 | 0 | 0 | 0
3270 |  |  |  | 9795.2055 |  |  |  |  | 3630.0222 | 3672.7822 | 3715.5422 | 3758.3022 | 3801.0622 | 31995.6679 | 31131.2548 | 30266.8417 | 29402.4287 | 28538.0156 |  | 0.03787 |  |  |  |  | 1 | 1 | 1 | 1 | 1 | [5 empty] | 3.9485 | 4.2701 | 570.7763 | 26826.484 | 684.9315 | 0.086714 | 0.032893 | 0.028922 | 0.040358 | 0.042568 | 0.086714 | 0.032893 | 0.028922 | 0.040358 | 0.042568 | 100000 | 100000 | 0 | 0 | 0
3271 |  |  |  | 9795.2055 |  |  |  |  | 4244.7571 | 4287.2421 | 4329.7271 | 4372.2121 | 4414.6971 | 30716.1399 | 29886.2953 | 29056.4507 | 28226.6061 | 27396.7615 |  | 0.12638 |  |  |  |  | 1 | 1 | 1 | 1 | 1 | [5 empty] | 3.108 | 4.0938 | 570.7763 | 26826.484 | 684.9315 | 0.086918 | 0.030202 | 0.018042 | 0.036094 | 0.040184 | 0.086918 | 0.030202 | 0.018042 | 0.036094 | 0.040184 | 100000 | 100000 | 0 | 0 | 0
3272 |  |  |  | 9795.2055 |  |  |  |  | 4008.7056 | 4058.8631 | 4109.0206 | 4159.1781 | 4209.3356 | 28791.8575 | 28014.0004 | 27236.1433 | 26458.2862 | 25680.4291 |  | 0.22432 |  |  |  |  | 1 | 1 | 1 | 1 | 1 | [5 empty] | 3.2432 | 3.8886 | 570.7763 | 26826.484 | 684.9315 | 0.086037 | 0.034543 | 0.018263 | 0.031826 | 0.040103 | 0.086037 | 0.034543 | 0.018263 | 0.031826 | 0.040103 | 100000 | 100000 | 0 | 0 | 0
3273 |  |  |  | 9795.2055 |  |  |  |  | 3962.8298 | 4037.8198 | 4112.8098 | 4187.7998 | 4262.7898 | 26925.7853 | 26198.3431 | 25470.9008 | 24743.4586 | 24016.0164 |  | 0.36117 |  |  |  |  | 1 | 1 | 1 | 1 | 1 | [5 empty] | 5.1407 | 3.6086 | 570.7763 | 26826.484 | 684.9315 | 0.060545 | 0.027072 | 0.014639 | 0.019937 | 0.020535 | 0.060545 | 0.027071 | 0.014639 | 0.019937 | 0.020535 | 100000 | 100000 | 0 | 0 | 0
3274 |  |  |  | 9795.2055 |  |  |  |  | 4233.9138 | 4338.6563 | 4443.3988 | 4548.1413 | 4652.8838 | 25450.5065 | 24762.9212 | 24075.336 | 23387.7507 | 22700.1654 |  | 0.39753 |  |  |  |  | 1 | 1 | 1 | 1 | 1 | [5 empty] | 5.2049 | 3.23 | 570.7763 | 26826.484 | 684.9315 | 0.058168 | 0.016321 | 0.016391 | 0.021 | 0.021056 | 0.058168 | 0.016321 | 0.016391 | 0.021 | 0.021056 | 100000 | 100000 | 0 | 0 | 0
3275 |  |  |  | 9795.2055 |  |  |  |  | 4762.7359 | 4926.6284 | 5090.5209 | 5254.4134 | 5418.3059 | 24107.5527 | 23456.2494 | 22804.9461 | 22153.6429 | 21502.3396 |  | 0.64784 |  |  |  |  | 1 | 1 | 1 | 1 | 1 | [5 empty] | 6.385 | 3.0598 | 570.7763 | 26826.484 | 684.9315 | 0.058631 | 0.017376 | 0.015598 | 0.020531 | 0.020626 | 0.058631 | 0.017376 | 0.015598 | 0.020531 | 0.020626 | 100000 | 100000 | 0 | 0 | 0
3276 |  |  |  | 9795.2055 |  |  |  |  | 4917.0452 | 5121.9127 | 5326.7802 | 5531.6477 | 5736.5152 | 23793.2567 | 23150.4446 | 22507.6326 | 21864.8205 | 21222.0084 |  | 0.22595 |  |  |  |  | 1 | 1 | 1 | 1 | 1 | [5 empty] | 5.8585 | 4.401 | 570.7763 | 26826.484 | 684.9315 | 0.058568 | 0.01779 | 0.015845 | 0.020636 | 0.020727 | 0.058568 | 0.01779 | 0.015845 | 0.020636 | 0.020727 | 100000 | 100000 | 0 | 0 | 0
3277 |  |  |  | 9795.2055 |  |  |  |  | 4777.7498 | 5047.8998 | 5318.0498 | 5588.1998 | 5858.3498 | 23402.4633 | 22770.2092 | 22137.955 | 21505.7008 | 20873.4466 |  | 0.04888 |  |  |  |  | 1 | 1 | 1 | 1 | 1 | [5 empty] | 6.4342 | 5.6991 | 570.7763 | 26826.484 | 684.9315 | 0.05811 | 0.017826 | 0.015312 | 0.020802 | 0.0209 | 0.05811 | 0.017826 | 0.015312 | 0.020802 | 0.0209 | 100000 | 100000 | 0 | 0 | 0
3278 |  |  |  | 9795.2055 |  |  |  |  | 4613.4312 | 4930.8787 | 5248.3262 | 5565.7737 | 5883.2212 | 23702.2712 | 23061.9173 | 22421.5633 | 21781.2093 | 21140.8554 |  | 0.10974 |  |  |  |  | 1 | 1 | 1 | 1 | 1 | [5 empty] | 6.4598 | 7.1208 | 570.7763 | 26826.484 | 684.9315 | 0.057794 | 0.017757 | 0.015773 | 0.020974 | 0.021352 | 0.057794 | 0.017757 | 0.015773 | 0.020974 | 0.021352 | 100000 | 100000 | 0 | 0 | 0
3279 |  |  |  | 9795.2055 |  |  |  |  | 4281.4577 | 4706.1502 | 5130.8427 | 5555.5352 | 5980.2277 | 24448.7001 | 23788.1802 | 23127.6603 | 22467.1404 | 21806.6205 |  | 0.05706 |  |  |  |  | 1 | 1 | 1 | 1 | 1 | [5 empty] | 7.5129 | 8.2725 | 570.7763 | 26826.484 | 684.9315 | 0.060294 | 0.019985 | 0.017252 | 0.022249 | 0.026279 | 0.060294 | 0.019985 | 0.017252 | 0.022249 | 0.026279 | 100000 | 100000 | 0 | 0 | 0
3280 |  |  |  | 9795.2055 |  |  |  |  | 4286.4623 | 4907.2507 | 5528.039 | 6148.8273 | 6769.6157 | 25966.0267 | 25264.5138 | 24563.001 | 23861.4881 | 23159.9753 |  | 0.20788 |  |  |  |  | 1 | 1 | 1 | 1 | 1 | [5 empty] | 9.1052 | 9.1002 | 570.7763 | 26826.484 | 684.9315 | 0.082842 | 0.024419 | 0.017844 | 0.023456 | 0.035914 | 0.082842 | 0.024419 | 0.017844 | 0.023456 | 0.035914 | 100000 | 100000 | 0 | 0 | 0
3281 |  |  |  | 9795.2055 |  |  |  |  | 4681.8278 | 5457.7103 | 6233.5928 | 7009.4753 | 7785.3578 | 27539.1809 | 26795.1668 | 26051.1527 | 25307.1387 | 24563.1246 |  | 0.2595 |  |  |  |  | 1 | 1 | 1 | 1 | 1 | [5 empty] | 6.9918 | 9.4144 | 570.7763 | 26826.484 | 684.9315 | 0.090365 | 0.032653 | 0.021204 | 0.035938 | 0.042026 | 0.090365 | 0.032653 | 0.021204 | 0.035938 | 0.042026 | 100000 | 100000 | 0 | 0 | 0
3282 |  |  |  | 9795.2055 |  |  |  |  | 5326.5905 | 6151.5588 | 6976.5271 | 7801.4955 | 8626.4638 | 28485.1597 | 27715.5885 | 26946.0173 | 26176.4461 | 25406.875 |  | 0.03545 |  |  |  |  | 1 | 1 | 1 | 1 | 1 | [5 empty] | 8.5031 | 9.646 | 570.7763 | 26826.484 | 684.9315 | 0.098866 | 0.077572 | 0.049894 | 0.043491 | 0.044825 | 0.098866 | 0.077572 | 0.049893 | 0.043491 | 0.044825 | 100000 | 100000 | 0 | 0 | 0
3283 |  |  |  | 9795.2055 |  |  |  |  | 5775.3386 | 6550.8086 | 7326.2786 | 8101.7486 | 8877.2186 | 29078.5938 | 28292.9901 | 27507.3863 | 26721.7826 | 25936.1789 |  | 0.01125 |  |  |  |  | 1 | 1 | 1 | 1 | 1 | [5 empty] | 7.3455 | 10.3728 | 570.7763 | 26826.484 | 684.9315 | 0.10153 | 0.07921 | 0.067345 | 0.047409 | 0.045273 | 0.10153 | 0.07921 | 0.067345 | 0.047409 | 0.045273 | 100000 | 100000 | 0 | 0 | 0
3284 |  |  |  | 9795.2055 |  |  |  |  | 5761.1589 | 6404.8539 | 7048.5489 | 7692.2439 | 8335.9389 | 28527.9157 | 27757.1894 | 26986.4631 | 26215.7368 | 25445.0105 |  | 0 |  |  |  |  | 1 | 1 | 1 | 1 | 1 | [5 empty] | 9.9121 | 9.9758 | 570.7763 | 26826.484 | 684.9315 | 0.10153 | 0.080146 | 0.069738 | 0.049333 | 0.045279 | 0.10153 | 0.080146 | 0.069738 | 0.049333 | 0.045279 | 100000 | 100000 | 0 | 0 | 0
3285 |  |  |  | 9795.2055 |  |  |  |  | 5644.3842 | 6152.0142 | 6659.6442 | 7167.2742 | 7674.9042 | 25681.4152 | 24987.5915 | 24293.7679 | 23599.9443 | 22906.1206 |  | 0 |  |  |  |  | 1 | 1 | 1 | 1 | 1 | [5 empty] | 9.9185 | 9.9955 | 570.7763 | 26826.484 | 684.9315 | 0.10101 | 0.07707 | 0.068635 | 0.048883 | 0.044899 | 0.10101 | 0.07707 | 0.068635 | 0.048883 | 0.044899 | 100000 | 100000 | 0 | 0 | 0
3286 |  |  |  | 9795.2055 |  |  |  |  | 5433.3558 | 5871.9633 | 6310.5708 | 6749.1783 | 7187.7858 | 19528.7215 | 19001.1225 | 18473.5235 | 17945.9246 | 17418.3256 |  | 0 |  |  |  |  | 1 | 1 | 1 | 1 | 1 | [5 empty] | 12.135 | 9.8648 | 570.7763 | 26826.484 | 684.9315 | 0.099881 | 0.073254 | 0.065289 | 0.046388 | 0.044811 | 0.099881 | 0.073254 | 0.065289 | 0.046388 | 0.044811 | 100000 | 100000 | 0 | 0 | 0
3287 |  |  |  | 9795.2055 |  |  |  |  | 3950.3183 | 4349.6849 | 4749.0516 | 5148.4183 | 5547.7849 | 13788.457 | 13415.9403 | 13043.4235 | 12670.9068 | 12298.39 |  | 0 |  |  |  |  | 1 | 1 | 1 | 1 | 1 | [5 empty] | 11.032 | 10.0243 | 570.7763 | 26826.484 | 684.9315 | 0.096957 | 0.072439 | 0.053895 | 0.045885 | 0.04473 | 0.096957 | 0.072439 | 0.053895 | 0.045885 | 0.04473 | 100000 | 100000 | 0 | 0 | 0
3288 |  |  |  | 9795.2055 |  |  |  |  | 2815.2262 | 3022.1562 | 3229.0862 | 3436.0162 | 3642.9462 | 10960.5273 | 10664.4115 | 10368.2957 | 10072.1799 | 9776.0641 |  | 0 |  |  |  |  | 1 | 1 | 1 | 1 | 1 | [5 empty] | 10.2369 | 10.3211 | 570.7763 | 26826.484 | 684.9315 | 0.096655 | 0.0719 | 0.05355 | 0.0458 | 0.04469 | 0.096655 | 0.0719 | 0.05355 | 0.0458 | 0.04469 | 100000 | 100000 | 0 | 0 | 0
3289 |  |  |  | 9795.2055 |  |  |  |  | 2338.1256 | 2437.7806 | 2537.4356 | 2637.0906 | 2736.7456 | 11897.3332 | 11575.9081 | 11254.483 | 10933.0579 | 10611.6329 |  | 0 |  |  |  |  | 1 | 1 | 1 | 1 | 1 | [5 empty] | 10.1881 | 10.8656 | 570.7763 | 26826.484 | 684.9315 | 0.096434 | 0.071699 | 0.053384 | 0.045598 | 0.044712 | 0.096434 | 0.071699 | 0.053384 | 0.045598 | 0.044712 | 100000 | 100000 | 0 | 0 | 0
3290 |  |  |  | 9795.2055 |  |  |  |  | 2157.7583 | 2206.4308 | 2255.1033 | 2303.7758 | 2352.4483 | 11995.4457 | 11671.3699 | 11347.2942 | 11023.2184 | 10699.1427 |  | 0 |  |  |  |  | 1 | 1 | 1 | 1 | 1 | [5 empty] | 9.0746 | 11.0705 | 570.7763 | 26826.484 | 684.9315 | 0.096249 | 0.069377 | 0.05288 | 0.045373 | 0.044739 | 0.096249 | 0.069377 | 0.05288 | 0.045373 | 0.044739 | 100000 | 100000 | 0 | 0 | 0
3291 |  |  |  | 9795.2055 |  |  |  |  | 2105.3936 | 2147.4661 | 2189.5386 | 2231.6111 | 2273.6836 | 13595.3571 | 13228.0573 | 12860.7574 | 12493.4576 | 12126.1577 |  | 0 |  |  |  |  | 1 | 1 | 1 | 1 | 1 | [5 empty] | 7.6609 | 11.8737 | 570.7763 | 26826.484 | 684.9315 | 0.095892 | 0.067976 | 0.051991 | 0.045096 | 0.044725 | 0.095892 | 0.067976 | 0.051991 | 0.045096 | 0.044725 | 100000 | 100000 | 0 | 0 | 0
3292 |  |  |  | 9795.2055 |  |  |  |  | 2144.4593 | 2185.4318 | 2226.4043 | 2267.3768 | 2308.3493 | 17461.6691 | 16989.9148 | 16518.1604 | 16046.4061 | 15574.6518 |  | 0 |  |  |  |  | 1 | 1 | 1 | 1 | 1 | [5 empty] | 7.4299 | 12.4092 | 570.7763 | 26826.484 | 684.9315 | 0.090854 | 0.062934 | 0.04774 | 0.043461 | 0.043569 | 0.090854 | 0.062934 | 0.04774 | 0.043461 | 0.043569 | 100000 | 100000 | 0 | 0 | 0
3293 |  |  |  | 9795.2055 |  |  |  |  | 2693.0419 | 2733.0519 | 2773.0619 | 2813.0719 | 2853.0819 | 25811.387 | 25114.052 | 24416.717 | 23719.3819 | 23022.0469 |  | 0.00221 |  |  |  |  | 1 | 1 | 1 | 1 | 1 | [5 empty] | 8.0162 | 13.099 | 570.7763 | 26826.484 | 684.9315 | 0.09196 | 0.06555 | 0.050304 | 0.043979 | 0.043697 | 0.09196 | 0.06555 | 0.050304 | 0.043979 | 0.043697 | 100000 | 100000 | 0 | 0 | 0
3294 |  |  |  | 9795.2055 |  |  |  |  | 3617.3205 | 3659.5305 | 3701.7405 | 3743.9505 | 3786.1605 | 30435.8714 | 29613.5987 | 28791.326 | 27969.0533 | 27146.7806 |  | 0.04831 |  |  |  |  | 1 | 1 | 1 | 1 | 1 | [5 empty] | 7.5832 | 13.4373 | 570.7763 | 26826.484 | 684.9315 | 0.093893 | 0.065934 | 0.049104 | 0.043559 | 0.043744 | 0.093893 | 0.065934 | 0.049104 | 0.043559 | 0.043744 | 100000 | 100000 | 0 | 0 | 0
3295 |  |  |  | 9795.2055 |  |  |  |  | 4229.9044 | 4271.4269 | 4312.9494 | 4354.4719 | 4395.9944 | 29219.9523 | 28430.5296 | 27641.1068 | 26851.6841 | 26062.2613 |  | 0.1633 |  |  |  |  | 1 | 1 | 1 | 1 | 1 | [5 empty] | 5.5477 | 13.7814 | 570.7763 | 26826.484 | 684.9315 | 0.095033 | 0.0556 | 0.047209 | 0.039866 | 0.042758 | 0.095033 | 0.0556 | 0.047209 | 0.039866 | 0.042758 | 100000 | 100000 | 0 | 0 | 0
3296 |  |  |  | 9795.2055 |  |  |  |  | 3994.6789 | 4046.6514 | 4098.6239 | 4150.5964 | 4202.5689 | 27391.6756 | 26651.6466 | 25911.6176 | 25171.5886 | 24431.5596 |  | 0.32403 |  |  |  |  | 1 | 1 | 1 | 1 | 1 | [5 empty] | 5.3201 | 13.4675 | 570.7763 | 26826.484 | 684.9315 | 0.084628 | 0.0075705 | 0.01203 | 0.034944 | 0.038884 | 0.084628 | 0.0075706 | 0.01203 | 0.034944 | 0.038884 | 100000 | 100000 | 0 | 0 | 0
3297 |  |  |  | 9795.2055 |  |  |  |  | 3948.9637 | 4023.7062 | 4098.4487 | 4173.1912 | 4247.9337 | 25617.1915 | 24925.103 | 24233.0144 | 23540.9259 | 22848.8374 |  | 0.45321 |  |  |  |  | 1 | 1 | 1 | 1 | 1 | [5 empty] | 4.7311 | 12.984 | 570.7763 | 26826.484 | 684.9315 | 0.081639 | 0.0041647 | 0.0046259 | 0.024597 | 0.032151 | 0.081639 | 0.0041647 | 0.0046259 | 0.024597 | 0.032151 | 100000 | 100000 | 0 | 0 | 0
3298 |  |  |  | 9795.2055 |  |  |  |  | 4219.099 | 4325.629 | 4432.159 | 4538.689 | 4645.219 | 24214.5202 | 23560.327 | 22906.1339 | 22251.9407 | 21597.7475 |  | 0.60851 |  |  |  |  | 1 | 1 | 1 | 1 | 1 | [5 empty] | 4.4404 | 12.9022 | 570.7763 | 26826.484 | 684.9315 | 0.072132 | 0.0012561 | 0.00084012 | 0.0053497 | 0.010136 | 0.072132 | 0.0012561 | 0.00084012 | 0.0053497 | 0.010136 | 100000 | 100000 | 0 | 0 | 0
3299 |  |  |  | 9795.2055 |  |  |  |  | 4746.0708 | 4908.8633 | 5071.6558 | 5234.4483 | 5397.2408 | 22937.3653 | 22317.6764 | 21697.9876 | 21078.2988 | 20458.6099 |  | 0.69918 |  |  |  |  | 1 | 1 | 1 | 1 | 1 | [5 empty] | 4.8931 | 13.1095 | 570.7763 | 26826.484 | 684.9315 | 0.072057 | 0.0012749 | 0.00083259 | 0.0050729 | 0.009251 | 0.072057 | 0.0012749 | 0.00083259 | 0.0050729 | 0.009251 | 100000 | 100000 | 0 | 0 | 0
3300 |  |  |  | 9795.2055 |  |  |  |  | 4899.8402 | 5099.8952 | 5299.9502 | 5500.0052 | 5700.0602 | 22637.9527 | 22026.353 | 21414.7533 | 20803.1535 | 20191.5538 |  | 0.71329 |  |  |  |  | 1 | 1 | 1 | 1 | 1 | [5 empty] | 5.212 | 13.2585 | 570.7763 | 26826.484 | 684.9315 | 0.072081 | 0.0012599 | 0.00070818 | 0.0049097 | 0.0092991 | 0.072081 | 0.0012599 | 0.00070817 | 0.0049097 | 0.0092991 | 100000 | 100000 | 0 | 0 | 0
3301 |  |  |  | 9795.2055 |  |  |  |  | 4761.0322 | 5018.8622 | 5276.6922 | 5534.5222 | 5792.3522 | 22266.1399 | 21664.5853 | 21063.0307 | 20461.4761 | 19859.9214 |  | 0.55064 |  |  |  |  | 1 | 1 | 1 | 1 | 1 | [5 empty] | 5.5124 | 13.7009 | 570.7763 | 26826.484 | 684.9315 | 0.072081 | 0.0012465 | 0.00069611 | 0.0049028 | 0.0093345 | 0.072081 | 0.0012465 | 0.00069611 | 0.0049028 | 0.0093345 | 100000 | 100000 | 0 | 0 | 0
3302 |  |  |  | 9795.2055 |  |  |  |  | 4597.2886 | 4902.9386 | 5208.5886 | 5514.2386 | 5819.8886 | 22551.0047 | 21941.754 | 21332.5033 | 20723.2526 | 20114.0019 |  | 0.23733 |  |  |  |  | 1 | 1 | 1 | 1 | 1 | [5 empty] | 5.7965 | 13.467 | 570.7763 | 26826.484 | 684.9315 | 0.07209 | 0.001241 | 0.00069182 | 0.0049162 | 0.0093282 | 0.07209 | 0.001241 | 0.00069182 | 0.0049162 | 0.0093282 | 100000 | 100000 | 0 | 0 | 0
3303 |  |  |  | 9795.2055 |  |  |  |  | 4266.4766 | 4688.31 | 5110.1433 | 5531.9766 | 5953.81 | 23260.7983 | 22632.3714 | 22003.9445 | 21375.5177 | 20747.0908 |  | 0.40297 |  |  |  |  | 1 | 1 | 1 | 1 | 1 | [5 empty] | 5.7583 | 13.3745 | 570.7763 | 26826.484 | 684.9315 | 0.072098 | 0.0012442 | 0.00070689 | 0.0049662 | 0.0093547 | 0.072098 | 0.0012441 | 0.00070689 | 0.0049662 | 0.0093547 | 100000 | 100000 | 0 | 0 | 0
3304 |  |  |  | 9795.2055 |  |  |  |  | 4271.4637 | 4884.0021 | 5496.5404 | 6109.0787 | 6721.6171 | 24703.7296 | 24036.3197 | 23368.9098 | 22701.4998 | 22034.0899 |  | 0.38065 |  |  |  |  | 1 | 1 | 1 | 1 | 1 | [5 empty] | 5.932 | 13.3419 | 570.7763 | 26826.484 | 684.9315 | 0.072166 | 0.0012151 | 0.00070171 | 0.0052941 | 0.009664 | 0.072166 | 0.0012151 | 0.00070171 | 0.0052941 | 0.009664 | 100000 | 100000 | 0 | 0 | 0
3305 |  |  |  | 9795.2055 |  |  |  |  | 4665.4458 | 5462.2275 | 6259.0091 | 7055.7908 | 7852.5725 | 26199.7771 | 25491.9491 | 24784.1211 | 24076.2931 | 23368.4651 |  | 0.25361 |  |  |  |  | 1 | 1 | 1 | 1 | 1 | [5 empty] | 5.8132 | 13.6752 | 570.7763 | 26826.484 | 684.9315 | 0.077576 | 0.0037628 | 0.0049076 | 0.033268 | 0.036341 | 0.077576 | 0.0037628 | 0.0049076 | 0.033268 | 0.036341 | 100000 | 100000 | 0 | 0 | 0
3306 |  |  |  | 9795.2055 |  |  |  |  | 5307.9524 | 6138.4191 | 6968.8857 | 7799.3524 | 8629.8191 | 27100.3828 | 26368.2236 | 25636.0643 | 24903.905 | 24171.7458 |  | 0.07818 |  |  |  |  | 1 | 1 | 1 | 1 | 1 | [5 empty] | 6.6412 | 13.8935 | 570.7763 | 26826.484 | 684.9315 | 0.090236 | 0.025283 | 0.037105 | 0.041602 | 0.043555 | 0.090236 | 0.025283 | 0.037105 | 0.041602 | 0.043555 | 100000 | 100000 | 0 | 0 | 0
3307 |  |  |  | 9795.2055 |  |  |  |  | 5755.1304 | 6525.4304 | 7295.7304 | 8066.0304 | 8836.3304 | 27665.3759 | 26917.9525 | 26170.5291 | 25423.1056 | 24675.6822 |  | 0.0107 |  |  |  |  | 1 | 1 | 1 | 1 | 1 | [5 empty] | 6.6745 | 14.0152 | 570.7763 | 26826.484 | 684.9315 | 0.090915 | 0.041952 | 0.041434 | 0.042893 | 0.044224 | 0.090915 | 0.041952 | 0.041434 | 0.042893 | 0.044224 | 100000 | 100000 | 0 | 0 | 0
3308 |  |  |  | 9795.2055 |  |  |  |  | 5741.0002 | 6382.6052 | 7024.2102 | 7665.8152 | 8307.4202 | 27142.3345 | 26409.0419 | 25675.7492 | 24942.4566 | 24209.1639 |  | 0 |  |  |  |  | 1 | 1 | 1 | 1 | 1 | [5 empty] | 8.338 | 14.082 | 570.7763 | 26826.484 | 684.9315 | 0.091317 | 0.051088 | 0.041303 | 0.042801 | 0.044231 | 0.091317 | 0.051088 | 0.041303 | 0.042801 | 0.044231 | 100000 | 100000 | 0 | 0 | 0
3309 |  |  |  | 9795.2055 |  |  |  |  | 5624.6342 | 6148.3517 | 6672.0692 | 7195.7867 | 7719.5042 | 24435.1044 | 23774.9518 | 23114.7992 | 22454.6466 | 21794.494 |  | 0 |  |  |  |  | 1 | 1 | 1 | 1 | 1 | [5 empty] | 8.8575 | 13.8162 | 570.7763 | 26826.484 | 684.9315 | 0.088668 | 0.049265 | 0.039539 | 0.042458 | 0.04374 | 0.088668 | 0.049265 | 0.039539 | 0.042458 | 0.04374 | 100000 | 100000 | 0 | 0 | 0
3310 |  |  |  | 9795.2055 |  |  |  |  | 5414.3442 | 5889.25 | 6364.1559 | 6839.0617 | 7313.9675 | 18584.5508 | 18082.46 | 17580.3693 | 17078.2786 | 16576.1878 |  | 0 |  |  |  |  | 1 | 1 | 1 | 1 | 1 | [5 empty] | 8.2469 | 13.9042 | 570.7763 | 26826.484 | 684.9315 | 0.085497 | 0.036844 | 0.038658 | 0.041972 | 0.0437 | 0.085497 | 0.036844 | 0.038658 | 0.041972 | 0.0437 | 100000 | 100000 | 0 | 0 | 0
3311 |  |  |  | 9795.2055 |  |  |  |  | 3936.4959 | 4310.0134 | 4683.5309 | 5057.0484 | 5430.5659 | 13122.3872 | 12767.8654 | 12413.3435 | 12058.8217 | 11704.2999 |  | 0 |  |  |  |  | 1 | 1 | 1 | 1 | 1 | [5 empty] | 7.8786 | 13.5518 | 570.7763 | 26826.484 | 684.9315 | 0.085038 | 0.03612 | 0.037597 | 0.041628 | 0.043631 | 0.085038 | 0.03612 | 0.037597 | 0.041628 | 0.043631 | 100000 | 100000 | 0 | 0 | 0
3312 |  |  |  | 9795.2055 |  |  |  |  | 2805.4514 | 3017.1939 | 3228.9364 | 3440.6789 | 3652.4214 | 11363.7935 | 11056.7828 | 10749.7721 | 10442.7615 | 10135.7508 |  | 0 |  |  |  |  | 1 | 1 | 1 | 1 | 1 | [5 empty] | 6.4952 | 14.194 | 570.7763 | 26826.484 | 684.9315 | 0.077749 | 0.034803 | 0.037273 | 0.041422 | 0.043326 | 0.077749 | 0.034803 | 0.037273 | 0.041422 | 0.043326 | 100000 | 100000 | 0 | 0 | 0
3313 |  |  |  | 9795.2055 |  |  |  |  | 2330.0073 | 2430.3223 | 2530.6373 | 2630.9523 | 2731.2673 | 12334.8584 | 12001.6129 | 11668.3674 | 11335.1219 | 11001.8764 |  | 0 |  |  |  |  | 1 | 1 | 1 | 1 | 1 | [5 empty] | 6.3305 | 13.5586 | 570.7763 | 26826.484 | 684.9315 | 0.076384 | 0.033146 | 0.037249 | 0.041397 | 0.043338 | 0.076384 | 0.033146 | 0.037249 | 0.041397 | 0.043338 | 100000 | 100000 | 0 | 0 | 0
3314 |  |  |  | 9795.2055 |  |  |  |  | 2150.2663 | 2199.5988 | 2248.9313 | 2298.2638 | 2347.5963 | 12437.2558 | 12101.2439 | 11765.232 | 11429.22 | 11093.2081 |  | 0 |  |  |  |  | 1 | 1 | 1 | 1 | 1 | [5 empty] | 6.7117 | 13.9824 | 570.7763 | 26826.484 | 684.9315 | 0.075631 | 0.032557 | 0.037267 | 0.041392 | 0.043353 | 0.075631 | 0.032557 | 0.037267 | 0.041392 | 0.043353 | 100000 | 100000 | 0 | 0 | 0
3315 |  |  |  | 9795.2055 |  |  |  |  | 2098.0834 | 2138.3684 | 2178.6534 | 2218.9384 | 2259.2234 | 14096.2597 | 13715.4271 | 13334.5946 | 12953.7621 | 12572.9296 |  | 0 |  |  |  |  | 1 | 1 | 1 | 1 | 1 | [5 empty] | 5.7216 | 14.4075 | 570.7763 | 26826.484 | 684.9315 | 0.074676 | 0.031901 | 0.037112 | 0.041401 | 0.043409 | 0.074676 | 0.031901 | 0.037112 | 0.041401 | 0.043409 | 100000 | 100000 | 0 | 0 | 0
3316 |  |  |  | 9795.2055 |  |  |  |  | 2137.0135 | 2178.1235 | 2219.2335 | 2260.3435 | 2301.4535 | 18104.1897 | 17615.0766 | 17125.9636 | 16636.8506 | 16147.7376 |  | 0 |  |  |  |  | 1 | 1 | 1 | 1 | 1 | [5 empty] | 4.9339 | 14.2306 | 570.7763 | 26826.484 | 684.9315 | 0.07147 | 0.018273 | 0.025957 | 0.0387 | 0.040882 | 0.07147 | 0.018273 | 0.025957 | 0.0387 | 0.040882 | 100000 | 100000 | 0 | 0 | 0
3317 |  |  |  | 9795.2055 |  |  |  |  | 2683.6914 | 2723.0139 | 2762.3364 | 2801.6589 | 2840.9814 | 26761.5667 | 26038.5611 | 25315.5555 | 24592.5499 | 23869.5443 |  | 0.00055 |  |  |  |  | 1 | 1 | 1 | 1 | 1 | [5 empty] | 4.7799 | 14.0174 | 570.7763 | 26826.484 | 684.9315 | 0.071612 | 0.018828 | 0.026582 | 0.038301 | 0.040913 | 0.071612 | 0.018828 | 0.026582 | 0.038302 | 0.040913 | 100000 | 100000 | 0 | 0 | 0
3318 |  |  |  | 9795.2055 |  |  |  |  | 3604.7607 | 3647.1082 | 3689.4557 | 3731.8032 | 3774.1507 | 31562.5356 | 30709.8243 | 29857.113 | 29004.4017 | 28151.6904 |  | 0.01967 |  |  |  |  | 1 | 1 | 1 | 1 | 1 | [5 empty] | 5.2478 | 14.3603 | 570.7763 | 26826.484 | 684.9315 | 0.074704 | 0.017741 | 0.025174 | 0.038491 | 0.041439 | 0.074704 | 0.017741 | 0.025174 | 0.038491 | 0.041439 | 100000 | 100000 | 0 | 0 | 0
3319 |  |  |  | 9795.2055 |  |  |  |  | 4215.2177 | 4256.0527 | 4296.8877 | 4337.7227 | 4378.5577 | 30300.6834 | 29482.063 | 28663.4426 | 27844.8222 | 27026.2018 |  | 0.10958 |  |  |  |  | 1 | 1 | 1 | 1 | 1 | [5 empty] | 4.126 | 14.4855 | 570.7763 | 26826.484 | 684.9315 | 0.084316 | 0.01061 | 0.028509 | 0.038916 | 0.042432 | 0.084316 | 0.01061 | 0.028509 | 0.038917 | 0.042432 | 100000 | 100000 | 0 | 0 | 0
3320 |  |  |  | 9795.2055 |  |  |  |  | 3980.8088 | 4029.9763 | 4079.1438 | 4128.3113 | 4177.4788 | 28403.0828 | 27635.7291 | 26868.3753 | 26101.0216 | 25333.6679 |  | 0.23213 |  |  |  |  | 1 | 1 | 1 | 1 | 1 | [5 empty] | 4.4304 | 13.7928 | 570.7763 | 26826.484 | 684.9315 | 0.081844 | 0.0080105 | 0.021872 | 0.036804 | 0.041651 | 0.081844 | 0.0080105 | 0.021872 | 0.036804 | 0.041651 | 100000 | 100000 | 0 | 0 | 0
3321 |  |  |  | 9795.2055 |  |  |  |  | 3935.2524 | 4008.2624 | 4081.2724 | 4154.2824 | 4227.2924 | 26562.4496 | 25844.8234 | 25127.1973 | 24409.5711 | 23691.945 |  | 0.46801 |  |  |  |  | 1 | 1 | 1 | 1 | 1 | [5 empty] | 4.991 | 13.5491 | 570.7763 | 26826.484 | 684.9315 | 0.080819 | 0.0055417 | 0.018851 | 0.036625 | 0.039983 | 0.080819 | 0.0055417 | 0.018851 | 0.036625 | 0.039983 | 100000 | 100000 | 0 | 0 | 0
3322 |  |  |  | 9795.2055 |  |  |  |  | 4204.4498 | 4313.4823 | 4422.5148 | 4531.5473 | 4640.5798 | 25107.3398 | 24429.0257 | 23750.7116 | 23072.3976 | 22394.0835 |  | 0.56568 |  |  |  |  | 1 | 1 | 1 | 1 | 1 | [5 empty] | 4.5483 | 13.3665 | 570.7763 | 26826.484 | 684.9315 | 0.076058 | 0.0051339 | 0.018654 | 0.036594 | 0.039983 | 0.076058 | 0.0051339 | 0.018655 | 0.036594 | 0.039983 | 100000 | 100000 | 0 | 0 | 0
3323 |  |  |  | 9795.2055 |  |  |  |  | 4729.5919 | 4892.3852 | 5055.1785 | 5217.9719 | 5380.7652 | 23782.6608 | 23140.1349 | 22497.6091 | 21855.0833 | 21212.5575 |  | 0.1569 |  |  |  |  | 1 | 1 | 1 | 1 | 1 | [5 empty] | 4.5328 | 13.6419 | 570.7763 | 26826.484 | 684.9315 | 0.076033 | 0.0052254 | 0.018734 | 0.036828 | 0.040183 | 0.076033 | 0.0052254 | 0.018734 | 0.036828 | 0.040183 | 100000 | 100000 | 0 | 0 | 0
3324 |  |  |  | 9795.2055 |  |  |  |  | 4882.8273 | 5091.8198 | 5300.8123 | 5509.8048 | 5718.7973 | 23472.4932 | 22838.3471 | 22204.2009 | 21570.0548 | 20935.9086 |  | 0.25406 |  |  |  |  | 1 | 1 | 1 | 1 | 1 | [5 empty] | 4.4783 | 14.2694 | 570.7763 | 26826.484 | 684.9315 | 0.076276 | 0.0052804 | 0.018713 | 0.036845 | 0.040332 | 0.076276 | 0.0052804 | 0.018713 | 0.036845 | 0.040332 | 100000 | 100000 | 0 | 0 | 0
3325 |  |  |  | 9795.2055 |  |  |  |  | 4744.5013 | 5004.9713 | 5265.4413 | 5525.9113 | 5786.3813 | 23086.9697 | 22463.2391 | 21839.5085 | 21215.7779 | 20592.0472 |  | 0.33169 |  |  |  |  | 1 | 1 | 1 | 1 | 1 | [5 empty] | 4.4779 | 14.3406 | 570.7763 | 26826.484 | 684.9315 | 0.077037 | 0.0052569 | 0.018901 | 0.036904 | 0.040336 | 0.077037 | 0.0052569 | 0.018901 | 0.036904 | 0.040336 | 100000 | 100000 | 0 | 0 | 0
3326 |  |  |  | 9795.2055 |  |  |  |  | 4581.3262 | 4895.5562 | 5209.7862 | 5524.0162 | 5838.2462 | 23382.6248 | 22750.9066 | 22119.1884 | 21487.4702 | 20855.7519 |  | 0.26827 |  |  |  |  | 1 | 1 | 1 | 1 | 1 | [5 empty] | 5.0316 | 14.2901 | 570.7763 | 26826.484 | 684.9315 | 0.08007 | 0.00591 | 0.01893 | 0.037516 | 0.04033 | 0.08007 | 0.00591 | 0.01893 | 0.037516 | 0.040331 | 100000 | 100000 | 0 | 0 | 0
3327 |  |  |  | 9795.2055 |  |  |  |  | 4251.6629 | 4680.6454 | 5109.6279 | 5538.6104 | 5967.5929 | 24118.8781 | 23467.2688 | 22815.6596 | 22164.0503 | 21512.4411 |  | 0.28428 |  |  |  |  | 1 | 1 | 1 | 1 | 1 | [5 empty] | 5.2161 | 14.2528 | 570.7763 | 26826.484 | 684.9315 | 0.080346 | 0.0064319 | 0.019803 | 0.038 | 0.040511 | 0.080346 | 0.0064319 | 0.019803 | 0.038 | 0.040511 | 100000 | 100000 | 0 | 0 | 0
3328 |  |  |  | 9795.2055 |  |  |  |  | 4256.6327 | 4875.3585 | 5494.0843 | 6112.8102 | 6731.536 | 25615.5419 | 24923.4979 | 24231.454 | 23539.41 | 22847.366 |  | 0.35787 |  |  |  |  | 1 | 1 | 1 | 1 | 1 | [5 empty] | 6.0208 | 14.2387 | 570.7763 | 26826.484 | 684.9315 | 0.083553 | 0.012948 | 0.031075 | 0.039063 | 0.040957 | 0.083553 | 0.012948 | 0.031075 | 0.039063 | 0.040957 | 100000 | 100000 | 0 | 0 | 0
3329 |  |  |  | 9795.2055 |  |  |  |  | 4649.2468 | 5427.7418 | 6206.2368 | 6984.7318 | 7763.2268 | 27167.2804 | 26433.3138 | 25699.3472 | 24965.3806 | 24231.414 |  | 0.187 |  |  |  |  | 1 | 1 | 1 | 1 | 1 | [5 empty] | 6.5232 | 14.515 | 570.7763 | 26826.484 | 684.9315 | 0.085141 | 0.036761 | 0.03963 | 0.039699 | 0.043517 | 0.08514 | 0.036761 | 0.03963 | 0.039699 | 0.043517 | 100000 | 100000 | 0 | 0 | 0
3330 |  |  |  | 9795.2055 |  |  |  |  | 5289.5225 | 6119.99 | 6950.4575 | 7780.925 | 8611.3925 | 28100.6674 | 27341.4839 | 26582.3004 | 25823.1169 | 25063.9333 |  | 0.09251 |  |  |  |  | 1 | 1 | 1 | 1 | 1 | [5 empty] | 7.3589 | 14.4786 | 570.7763 | 26826.484 | 684.9315 | 0.094419 | 0.077742 | 0.045193 | 0.043348 | 0.04476 | 0.094419 | 0.077742 | 0.045193 | 0.043348 | 0.04476 | 100000 | 100000 | 0 | 0 | 0
3331 |  |  |  | 9795.2055 |  |  |  |  | 5735.1478 | 6536.467 | 7337.7862 | 8139.1053 | 8940.4245 | 28686.2089 | 27911.206 | 27136.2032 | 26361.2003 | 25586.1975 |  | 0.00512 |  |  |  |  | 1 | 1 | 1 | 1 | 1 | [5 empty] | 7.7208 | 14.2619 | 570.7763 | 26826.484 | 684.9315 | 0.098286 | 0.082262 | 0.048855 | 0.043738 | 0.044911 | 0.098286 | 0.082262 | 0.048855 | 0.043738 | 0.044911 | 100000 | 100000 | 0 | 0 | 0
3332 |  |  |  | 9795.2055 |  |  |  |  | 5721.0667 | 6345.9526 | 6970.8384 | 7595.7242 | 8220.6101 | 28143.2132 | 27382.8802 | 26622.5472 | 25862.2143 | 25101.8813 |  | 0 |  |  |  |  | 1 | 1 | 1 | 1 | 1 | [5 empty] | 7.1253 | 13.4024 | 570.7763 | 26826.484 | 684.9315 | 0.098191 | 0.084022 | 0.057049 | 0.044799 | 0.04524 | 0.098191 | 0.084022 | 0.057049 | 0.0448 | 0.04524 | 100000 | 100000 | 0 | 0 | 0
3333 |  |  |  | 9795.2055 |  |  |  |  | 5605.1048 | 6146.6964 | 6688.2881 | 7229.8798 | 7771.4714 | 25335.3911 | 24650.9158 | 23966.4406 | 23281.9653 | 22597.4901 |  | 0 |  |  |  |  | 1 | 1 | 1 | 1 | 1 | [5 empty] | 7.3675 | 13.6107 | 570.7763 | 26826.484 | 684.9315 | 0.09743 | 0.082737 | 0.054456 | 0.04477 | 0.045152 | 0.09743 | 0.082737 | 0.054456 | 0.04477 | 0.045152 | 100000 | 100000 | 0 | 0 | 0
3334 |  |  |  | 9795.2055 |  |  |  |  | 5395.5449 | 5847.7649 | 6299.9849 | 6752.2049 | 7204.4249 | 19266.6196 | 18746.1017 | 18225.5838 | 17705.0659 | 17184.5481 |  | 0 |  |  |  |  | 1 | 1 | 1 | 1 | 1 | [5 empty] | 5.7739 | 13.7085 | 570.7763 | 26826.484 | 684.9315 | 0.097434 | 0.080639 | 0.052754 | 0.043822 | 0.044959 | 0.097434 | 0.080639 | 0.052754 | 0.043822 | 0.044959 | 100000 | 100000 | 0 | 0 | 0
3335 |  |  |  | 9795.2055 |  |  |  |  | 3922.8279 | 4319.6104 | 4716.3929 | 5113.1754 | 5509.9579 | 13603.5618 | 13236.0403 | 12868.5188 | 12500.9973 | 12133.4758 |  | 0 |  |  |  |  | 1 | 1 | 1 | 1 | 1 | [5 empty] | 5.6333 | 13.4801 | 570.7763 | 26826.484 | 684.9315 | 0.095179 | 0.078284 | 0.046687 | 0.043888 | 0.044853 | 0.095179 | 0.078284 | 0.046687 | 0.043888 | 0.044853 | 100000 | 100000 | 0 | 0 | 0
3336 |  |  |  | 9795.2055 |  |  |  |  | 2795.789 | 2997.9065 | 3200.024 | 3402.1415 | 3604.259 | 12225.1353 | 11894.8541 | 11564.5729 | 11234.2918 | 10904.0106 |  | 0 |  |  |  |  | 1 | 1 | 1 | 1 | 1 | [5 empty] | 5.8975 | 12.4908 | 570.7763 | 26826.484 | 684.9315 | 0.095281 | 0.079019 | 0.046954 | 0.043932 | 0.044884 | 0.095281 | 0.07902 | 0.046954 | 0.043932 | 0.044884 | 100000 | 100000 | 0 | 0 | 0
3337 |  |  |  | 9795.2055 |  |  |  |  | 2321.9824 | 2419.6582 | 2517.3341 | 2615.0099 | 2712.6857 | 13269.3239 | 12910.8323 | 12552.3408 | 12193.8492 | 11835.3577 |  | 0 |  |  |  |  | 1 | 1 | 1 | 1 | 1 | [5 empty] | 4.7239 | 11.3664 | 570.7763 | 26826.484 | 684.9315 | 0.095242 | 0.079103 | 0.046984 | 0.043904 | 0.044894 | 0.095242 | 0.079103 | 0.046984 | 0.043904 | 0.044894 | 100000 | 100000 | 0 | 0 | 0
3338 |  |  |  | 9795.2055 |  |  |  |  | 2142.8604 | 2189.8829 | 2236.9054 | 2283.9279 | 2330.9504 | 13381.0375 | 13019.5279 | 12658.0182 | 12296.5085 | 11934.9988 |  | 0 |  |  |  |  | 1 | 1 | 1 | 1 | 1 | [5 empty] | 5.212 | 10.7573 | 570.7763 | 26826.484 | 684.9315 | 0.095462 | 0.080655 | 0.047848 | 0.04407 | 0.045077 | 0.095462 | 0.080655 | 0.047848 | 0.04407 | 0.045077 | 100000 | 100000 | 0 | 0 | 0
3339 |  |  |  | 9795.2055 |  |  |  |  | 2090.8572 | 2131.1422 | 2171.4272 | 2211.7122 | 2251.9972 | 15166.3127 | 14756.571 | 14346.8293 | 13937.0876 | 13527.346 |  | 0 |  |  |  |  | 1 | 1 | 1 | 1 | 1 | [5 empty] | 5.6891 | 10.8779 | 570.7763 | 26826.484 | 684.9315 | 0.09482 | 0.07889 | 0.047445 | 0.044074 | 0.045067 | 0.09482 | 0.07889 | 0.047445 | 0.044074 | 0.045067 | 100000 | 100000 | 0 | 0 | 0
3340 |  |  |  | 9795.2055 |  |  |  |  | 2129.6532 | 2169.5257 | 2209.3982 | 2249.2707 | 2289.1432 | 19476.5728 | 18950.3827 | 18424.1926 | 17898.0025 | 17371.8124 |  | 0 |  |  |  |  | 1 | 1 | 1 | 1 | 1 | [5 empty] | 5.6701 | 10.8079 | 570.7763 | 26826.484 | 684.9315 | 0.092871 | 0.0783 | 0.04712 | 0.043349 | 0.044574 | 0.092871 | 0.0783 | 0.04712 | 0.043349 | 0.044574 | 100000 | 100000 | 0 | 0 | 0
3341 |  |  |  | 9795.2055 |  |  |  |  | 2674.4483 | 2715.1458 | 2755.8433 | 2796.5408 | 2837.2383 | 28791.1929 | 28013.3537 | 27235.5146 | 26457.6755 | 25679.8363 |  | 0.00054 |  |  |  |  | 1 | 1 | 1 | 1 | 1 | [5 empty] | 4.8088 | 10.575 | 570.7763 | 26826.484 | 684.9315 | 0.095419 | 0.083682 | 0.04774 | 0.044303 | 0.045025 | 0.095419 | 0.083682 | 0.04774 | 0.044303 | 0.045025 | 100000 | 100000 | 0 | 0 | 0
3342 |  |  |  | 9795.2055 |  |  |  |  | 3592.3453 | 3635.7928 | 3679.2403 | 3722.6878 | 3766.1353 | 33970.6559 | 33052.8854 | 32135.115 | 31217.3445 | 30299.5741 |  | 0.03557 |  |  |  |  | 1 | 1 | 1 | 1 | 1 | [5 empty] | 4.4847 | 10.7959 | 570.7763 | 26826.484 | 684.9315 | 0.096887 | 0.086522 | 0.048377 | 0.044868 | 0.045609 | 0.096887 | 0.086522 | 0.048377 | 0.044868 | 0.045609 | 100000 | 100000 | 0 | 0 | 0
3343 |  |  |  | 9795.2055 |  |  |  |  | 4200.6998 | 4241.2598 | 4281.8198 | 4322.3798 | 4362.9398 | 32610.4042 | 31729.3831 | 30848.3619 | 29967.3408 | 29086.3197 |  | 0.01672 |  |  |  |  | 1 | 1 | 1 | 1 | 1 | [5 empty] | 3.0063 | 10.7359 | 570.7763 | 26826.484 | 684.9315 | 0.098903 | 0.093444 | 0.050061 | 0.04592 | 0.04568 | 0.098903 | 0.093444 | 0.050061 | 0.04592 | 0.04568 | 100000 | 100000 | 0 | 0 | 0
3344 |  |  |  | 9795.2055 |  |  |  |  | 3967.0983 | 4016.4308 | 4065.7633 | 4115.0958 | 4164.4283 | 30564.2344 | 29738.4938 | 28912.7531 | 28087.0125 | 27261.2719 |  | 0.04699 |  |  |  |  | 1 | 1 | 1 | 1 | 1 | [5 empty] | 2.6391 | 10.4655 | 570.7763 | 26826.484 | 684.9315 | 0.10174 | 0.096247 | 0.063314 | 0.046711 | 0.047388 | 0.10174 | 0.096247 | 0.063314 | 0.046711 | 0.047388 | 100000 | 100000 | 0 | 0 | 0
3345 |  |  |  | 9795.2055 |  |  |  |  | 3921.6987 | 3996.9362 | 4072.1737 | 4147.4112 | 4222.6487 | 28582.1033 | 27809.913 | 27037.7228 | 26265.5325 | 25493.3422 |  | 0.06487 |  |  |  |  | 1 | 1 | 1 | 1 | 1 | [5 empty] | 2.8546 | 9.9097 | 570.7763 | 26826.484 | 684.9315 | 0.10341 | 0.096232 | 0.0613 | 0.04672 | 0.046976 | 0.10341 | 0.096232 | 0.0613 | 0.04672 | 0.046976 | 100000 | 100000 | 0 | 0 | 0
3346 |  |  |  | 9795.2055 |  |  |  |  | 4189.969 | 4299.0015 | 4408.034 | 4517.0665 | 4626.099 | 27014.7879 | 26284.9411 | 25555.0943 | 24825.2475 | 24095.4008 |  | 0.06488 |  |  |  |  | 1 | 1 | 1 | 1 | 1 | [5 empty] | 1.6121 | 10.0956 | 570.7763 | 26826.484 | 684.9315 | 0.10193 | 0.094383 | 0.053925 | 0.04439 | 0.045499 | 0.10193 | 0.094383 | 0.053925 | 0.04439 | 0.045499 | 100000 | 100000 | 0 | 0 | 0
3347 |  |  |  | 9795.2055 |  |  |  |  | 4713.3023 | 4877.1948 | 5041.0873 | 5204.9798 | 5368.8723 | 25588.4716 | 24897.159 | 24205.8464 | 23514.5338 | 22823.2212 |  | 0.06397 |  |  |  |  | 1 | 1 | 1 | 1 | 1 | [5 empty] | 1.534 | 9.8245 | 570.7763 | 26826.484 | 684.9315 | 0.10195 | 0.091248 | 0.053436 | 0.043653 | 0.045023 | 0.10195 | 0.091248 | 0.053436 | 0.043653 | 0.045023 | 100000 | 100000 | 0 | 0 | 0
3348 |  |  |  | 9795.2055 |  |  |  |  | 4866.01 | 5069.5025 | 5272.995 | 5476.4875 | 5679.98 | 25255.3957 | 24573.0817 | 23890.7676 | 23208.4536 | 22526.1395 |  | 0.07425 |  |  |  |  | 1 | 1 | 1 | 1 | 1 | [5 empty] | 1.9301 | 9.8137 | 570.7763 | 26826.484 | 684.9315 | 0.10182 | 0.08951 | 0.05285 | 0.043482 | 0.044973 | 0.10182 | 0.08951 | 0.05285 | 0.043482 | 0.044973 | 100000 | 100000 | 0 | 0 | 0
3349 |  |  |  | 9795.2055 |  |  |  |  | 4728.1604 | 4989.5104 | 5250.8604 | 5512.2104 | 5773.5604 | 24840.58 | 24169.4728 | 23498.3657 | 22827.2585 | 22156.1514 |  | 0.15243 |  |  |  |  | 1 | 1 | 1 | 1 | 1 | [5 empty] | 1.4632 | 9.9555 | 570.7763 | 26826.484 | 684.9315 | 0.10189 | 0.08958 | 0.052911 | 0.04348 | 0.044997 | 0.10189 | 0.08958 | 0.052911 | 0.04348 | 0.044997 | 100000 | 100000 | 0 | 0 | 0
3350 |  |  |  | 9795.2055 |  |  |  |  | 4565.5473 | 4871.1973 | 5176.8473 | 5482.4973 | 5788.1473 | 25159.3573 | 24479.6379 | 23799.9185 | 23120.1991 | 22440.4796 |  | 0.10234 |  |  |  |  | 1 | 1 | 1 | 1 | 1 | [5 empty] | 1.2095 | 9.9762 | 570.7763 | 26826.484 | 684.9315 | 0.10245 | 0.089793 | 0.053052 | 0.043484 | 0.045023 | 0.10245 | 0.089793 | 0.053052 | 0.043484 | 0.045023 | 100000 | 100000 | 0 | 0 | 0
3351 |  |  |  | 9795.2055 |  |  |  |  | 4237.0194 | 4660.2819 | 5083.5444 | 5506.8069 | 5930.0694 | 25952.2098 | 25251.0702 | 24549.9306 | 23848.7911 | 23147.6515 |  | 0.08701 |  |  |  |  | 1 | 1 | 1 | 1 | 1 | [5 empty] | 1.3384 | 9.949 | 570.7763 | 26826.484 | 684.9315 | 0.1024 | 0.089991 | 0.053233 | 0.043482 | 0.045037 | 0.1024 | 0.089991 | 0.053233 | 0.043482 | 0.045037 | 100000 | 100000 | 0 | 0 | 0
3352 |  |  |  | 9795.2055 |  |  |  |  | 4241.9721 | 4904.0088 | 5566.0454 | 6228.0821 | 6890.1188 | 27563.7976 | 26819.1185 | 26074.4394 | 25329.7602 | 24585.0811 |  | 0.05062 |  |  |  |  | 1 | 1 | 1 | 1 | 1 | [5 empty] | 1.0399 | 10.2732 | 570.7763 | 26826.484 | 684.9315 | 0.10236 | 0.092724 | 0.053446 | 0.043482 | 0.045064 | 0.10236 | 0.092724 | 0.053446 | 0.043482 | 0.045064 | 100000 | 100000 | 0 | 0 | 0
3353 |  |  |  | 9795.2055 |  |  |  |  | 4633.234 | 5409.1157 | 6184.9973 | 6960.879 | 7736.7607 | 29234.6449 | 28444.8252 | 27655.0055 | 26865.1858 | 26075.3661 |  | 0.04601 |  |  |  |  | 1 | 1 | 1 | 1 | 1 | [5 empty] | 0.83889 | 10.0254 | 570.7763 | 26826.484 | 684.9315 | 0.10322 | 0.096666 | 0.079301 | 0.046574 | 0.046343 | 0.10322 | 0.096666 | 0.079301 | 0.046574 | 0.046343 | 100000 | 100000 | 0 | 0 | 0
3354 |  |  |  | 9795.2055 |  |  |  |  | 5271.3045 | 6077.0228 | 6882.7412 | 7688.4595 | 8494.1778 | 30237.9636 | 29421.0377 | 28604.1118 | 27787.1859 | 26970.2599 |  | 0.06303 |  |  |  |  | 1 | 1 | 1 | 1 | 1 | [5 empty] | 0.43177 | 9.9213 | 570.7763 | 26826.484 | 684.9315 | 0.10579 | 0.10046 | 0.088469 | 0.054818 | 0.048598 | 0.10579 | 0.10046 | 0.088469 | 0.054818 | 0.048598 | 100000 | 100000 | 0 | 0 | 0
3355 |  |  |  | 9795.2055 |  |  |  |  | 5715.395 | 6493.45 | 7271.505 | 8049.56 | 8827.615 | 30867.3365 | 30033.4071 | 29199.4777 | 28365.5483 | 27531.6188 |  | 0.02042 |  |  |  |  | 1 | 1 | 1 | 1 | 1 | [5 empty] | 0.309 | 9.8601 | 570.7763 | 26826.484 | 684.9315 | 0.10667 | 0.10328 | 0.089492 | 0.087142 | 0.054387 | 0.10667 | 0.10328 | 0.089492 | 0.087142 | 0.054387 | 100000 | 100000 | 0 | 0 | 0
3356 |  |  |  | 9795.2055 |  |  |  |  | 5701.3624 | 6353.4174 | 7005.4724 | 7657.5274 | 8309.5824 | 30281.5477 | 29463.4443 | 28645.3409 | 27827.2375 | 27009.1341 |  | 0 |  |  |  |  | 1 | 1 | 1 | 1 | 1 | [5 empty] | 0.78699 | 10.1377 | 570.7763 | 26826.484 | 684.9315 | 0.10654 | 0.10297 | 0.089743 | 0.10158 | 0.094845 | 0.10654 | 0.10297 | 0.089743 | 0.10158 | 0.094846 | 100000 | 100000 | 0 | 0 | 0
3357 |  |  |  | 9795.2055 |  |  |  |  | 5585.7998 | 6113.0915 | 6640.3832 | 7167.6748 | 7694.9665 | 27258.6306 | 26522.196 | 25785.7614 | 25049.3268 | 24312.8923 |  | 0 |  |  |  |  | 1 | 1 | 1 | 1 | 1 | [5 empty] | 1.5606 | 9.9795 | 570.7763 | 26826.484 | 684.9315 | 0.10654 | 0.10012 | 0.086592 | 0.083021 | 0.066046 | 0.10654 | 0.10012 | 0.086592 | 0.083021 | 0.066046 | 100000 | 100000 | 0 | 0 | 0
3358 |  |  |  | 9795.2055 |  |  |  |  | 5376.9617 | 5821.6192 | 6266.2767 | 6710.9342 | 7155.5917 | 20723.0459 | 20163.1803 | 19603.3148 | 19043.4493 | 18483.5838 |  | 0 |  |  |  |  | 1 | 1 | 1 | 1 | 1 | [5 empty] | 3.5771 | 9.7492 | 570.7763 | 26826.484 | 684.9315 | 0.10494 | 0.099248 | 0.084416 | 0.059672 | 0.050134 | 0.10494 | 0.099248 | 0.084416 | 0.059672 | 0.050134 | 100000 | 100000 | 0 | 0 | 0
3359 |  |  |  | 9795.2055 |  |  |  |  | 3909.317 | 4284.127 | 4658.937 | 5033.747 | 5408.557 | 14630.9132 | 14235.6361 | 13840.3591 | 13445.0821 | 13049.8051 |  | 0 |  |  |  |  | 1 | 1 | 1 | 1 | 1 | [5 empty] | 3.8676 | 9.8746 | 570.7763 | 26826.484 | 684.9315 | 0.10496 | 0.098132 | 0.084367 | 0.055373 | 0.049181 | 0.10496 | 0.098132 | 0.084367 | 0.055373 | 0.049181 | 100000 | 100000 | 0 | 0 | 0
3360 |  |  |  | 9795.2055 |  |  |  |  | 2786.2408 | 2988.3583 | 3190.4758 | 3392.5933 | 3594.7108 | 10572.4707 | 10286.8389 | 10001.207 | 9715.5752 | 9429.9433 |  | 0 |  |  |  |  | 1 | 1 | 1 | 1 | 1 | [5 empty] | 5.5769 | 10.2815 | 570.7763 | 26826.484 | 684.9315 | 0.10486 | 0.098173 | 0.084633 | 0.055421 | 0.04923 | 0.10486 | 0.098173 | 0.084633 | 0.055421 | 0.04923 | 100000 | 100000 | 0 | 0 | 0
3361 |  |  |  | 9795.2055 |  |  |  |  | 2314.0524 | 2415.3574 | 2516.6624 | 2617.9674 | 2719.2724 | 11476.296 | 11166.2459 | 10856.1958 | 10546.1457 | 10236.0956 |  | 0 |  |  |  |  | 1 | 1 | 1 | 1 | 1 | [5 empty] | 7.1201 | 9.8947 | 570.7763 | 26826.484 | 684.9315 | 0.10479 | 0.098172 | 0.084564 | 0.05543 | 0.049248 | 0.10479 | 0.098172 | 0.084564 | 0.05543 | 0.049248 | 100000 | 100000 | 0 | 0 | 0
3362 |  |  |  | 9795.2055 |  |  |  |  | 2135.5421 | 2185.6996 | 2235.8571 | 2286.0146 | 2336.1721 | 11570.3296 | 11257.739 | 10945.1485 | 10632.5579 | 10319.9673 |  | 0 |  |  |  |  | 1 | 1 | 1 | 1 | 1 | [5 empty] | 6.1552 | 9.6312 | 570.7763 | 26826.484 | 684.9315 | 0.10481 | 0.098155 | 0.084395 | 0.055454 | 0.049243 | 0.10481 | 0.098155 | 0.084395 | 0.055454 | 0.049243 | 100000 | 100000 | 0 | 0 | 0
3363 |  |  |  | 9795.2055 |  |  |  |  | 2083.7166 | 2125.3766 | 2167.0366 | 2208.6966 | 2250.3566 | 13113.3925 | 12759.1137 | 12404.8349 | 12050.556 | 11696.2772 |  | 0 |  |  |  |  | 1 | 1 | 1 | 1 | 1 | [5 empty] | 5.9898 | 9.258 | 570.7763 | 26826.484 | 684.9315 | 0.10467 | 0.098005 | 0.083911 | 0.055276 | 0.0491 | 0.10467 | 0.098005 | 0.083912 | 0.055276 | 0.0491 | 100000 | 100000 | 0 | 0 | 0
3364 |  |  |  | 9795.2055 |  |  |  |  | 2122.3801 | 2163.7651 | 2205.1501 | 2246.5351 | 2287.9201 | 16843.3859 | 16388.3355 | 15933.285 | 15478.2346 | 15023.1842 |  | 0 |  |  |  |  | 1 | 1 | 1 | 1 | 1 | [5 empty] | 8.1218 | 9.6987 | 570.7763 | 26826.484 | 684.9315 | 0.10285 | 0.089766 | 0.077986 | 0.047768 | 0.045239 | 0.10285 | 0.089766 | 0.077986 | 0.047768 | 0.045239 | 100000 | 100000 | 0 | 0 | 0
3365 |  |  |  | 9795.2055 |  |  |  |  | 2665.3145 | 2707.387 | 2749.4595 | 2791.532 | 2833.6045 | 24897.0781 | 24224.4446 | 23551.8111 | 22879.1775 | 22206.544 |  | 0.00312 |  |  |  |  | 1 | 1 | 1 | 1 | 1 | [5 empty] | 8.7785 | 9.6175 | 570.7763 | 26826.484 | 684.9315 | 0.10381 | 0.089958 | 0.079359 | 0.049478 | 0.045833 | 0.10381 | 0.089958 | 0.079359 | 0.049478 | 0.045833 | 100000 | 100000 | 0 | 0 | 0
3366 |  |  |  | 9795.2055 |  |  |  |  | 3580.0768 | 3622.0118 | 3663.9468 | 3705.8818 | 3747.8168 | 29352.1522 | 28559.1578 | 27766.1635 | 26973.1691 | 26180.1748 |  | 0.00999 |  |  |  |  | 1 | 1 | 1 | 1 | 1 | [5 empty] | 6.1923 | 9.2132 | 570.7763 | 26826.484 | 684.9315 | 0.10411 | 0.089394 | 0.078402 | 0.049701 | 0.045555 | 0.10411 | 0.089394 | 0.078402 | 0.049701 | 0.045555 | 100000 | 100000 | 0 | 0 | 0
3367 |  |  |  | 9795.2055 |  |  |  |  | 4186.3536 | 4227.6011 | 4268.8486 | 4310.0961 | 4351.3436 | 28180.3549 | 27419.0185 | 26657.6821 | 25896.3457 | 25135.0093 |  | 0.03909 |  |  |  |  | 1 | 1 | 1 | 1 | 1 | [5 empty] | 3.3643 | 9.3075 | 570.7763 | 26826.484 | 684.9315 | 0.10607 | 0.091871 | 0.078587 | 0.047575 | 0.04492 | 0.10607 | 0.091871 | 0.078587 | 0.047575 | 0.04492 | 100000 | 100000 | 0 | 0 | 0
3368 |  |  |  | 9795.2055 |  |  |  |  | 3953.5499 | 4002.2224 | 4050.8949 | 4099.5674 | 4148.2399 | 26418.6519 | 25704.9106 | 24991.1694 | 24277.4281 | 23563.6869 |  | 0.06763 |  |  |  |  | 1 | 1 | 1 | 1 | 1 | [5 empty] | 1.6914 | 8.7916 | 570.7763 | 26826.484 | 684.9315 | 0.10589 | 0.090439 | 0.044546 | 0.042326 | 0.043947 | 0.1059 | 0.090439 | 0.044546 | 0.042326 | 0.043947 | 100000 | 100000 | 0 | 0 | 0
3369 |  |  |  | 9795.2055 |  |  |  |  | 3908.3053 | 3982.8003 | 4057.2953 | 4131.7903 | 4206.2853 | 24707.7652 | 24040.2462 | 23372.7273 | 22705.2083 | 22037.6894 |  | 0.10705 |  |  |  |  | 1 | 1 | 1 | 1 | 1 | [5 empty] | 0.4424 | 8.2564 | 570.7763 | 26826.484 | 684.9315 | 0.099782 | 0.06238 | 0.040027 | 0.037907 | 0.039161 | 0.099782 | 0.06238 | 0.040027 | 0.037907 | 0.039161 | 100000 | 100000 | 0 | 0 | 0
3370 |  |  |  | 9795.2055 |  |  |  |  | 4175.6594 | 4280.4019 | 4385.1444 | 4489.8869 | 4594.6294 | 23355.4998 | 22724.5144 | 22093.529 | 21462.5436 | 20831.5583 |  | 0.12363 |  |  |  |  | 1 | 1 | 1 | 1 | 1 | [5 empty] | 0.5834 | 8.1962 | 570.7763 | 26826.484 | 684.9315 | 0.098722 | 0.045986 | 0.038143 | 0.035063 | 0.037668 | 0.098722 | 0.045986 | 0.038143 | 0.035063 | 0.037668 | 100000 | 100000 | 0 | 0 | 0
3371 |  |  |  | 9795.2055 |  |  |  |  | 4697.2055 | 4863.848 | 5030.4905 | 5197.133 | 5363.7755 | 22124.0414 | 21526.3258 | 20928.6102 | 20330.8945 | 19733.1789 |  | 0.09533 |  |  |  |  | 1 | 1 | 1 | 1 | 1 | [5 empty] | 1.0911 | 7.9414 | 570.7763 | 26826.484 | 684.9315 | 0.097606 | 0.045487 | 0.038084 | 0.034928 | 0.037559 | 0.097606 | 0.045487 | 0.038084 | 0.034928 | 0.037559 | 100000 | 100000 | 0 | 0 | 0
3372 |  |  |  | 9795.2055 |  |  |  |  | 4849.3917 | 5051.5092 | 5253.6267 | 5455.7442 | 5657.8617 | 21834.9954 | 21245.0889 | 20655.1823 | 20065.2757 | 19475.3691 |  | 0.11635 |  |  |  |  | 1 | 1 | 1 | 1 | 1 | [5 empty] | 0.27469 | 8.0422 | 570.7763 | 26826.484 | 684.9315 | 0.097241 | 0.045425 | 0.038124 | 0.034917 | 0.037545 | 0.097241 | 0.045425 | 0.038124 | 0.034917 | 0.037545 | 100000 | 100000 | 0 | 0 | 0
3373 |  |  |  | 9795.2055 |  |  |  |  | 4712.0128 | 4976.0028 | 5239.9928 | 5503.9828 | 5767.9728 | 21476.3742 | 20896.1563 | 20315.9384 | 19735.7206 | 19155.5027 |  | 0.38194 |  |  |  |  | 1 | 1 | 1 | 1 | 1 | [5 empty] | 0.23636 | 7.8171 | 570.7763 | 26826.484 | 684.9315 | 0.097163 | 0.045452 | 0.038144 | 0.035155 | 0.037543 | 0.097163 | 0.045452 | 0.038144 | 0.035155 | 0.037543 | 100000 | 100000 | 0 | 0 | 0
3374 |  |  |  | 9795.2055 |  |  |  |  | 4549.9551 | 4873.8376 | 5197.7201 | 5521.6026 | 5845.4851 | 21750.8759 | 21163.242 | 20575.608 | 19987.9741 | 19400.3401 |  | 0.40261 |  |  |  |  | 1 | 1 | 1 | 1 | 1 | [5 empty] | 1.2194 | 7.8794 | 570.7763 | 26826.484 | 684.9315 | 0.097137 | 0.045534 | 0.038538 | 0.035184 | 0.037546 | 0.097137 | 0.045534 | 0.038538 | 0.035184 | 0.037546 | 100000 | 100000 | 0 | 0 | 0
3375 |  |  |  | 9795.2055 |  |  |  |  | 4222.5492 | 4650.1017 | 5077.6542 | 5505.2067 | 5932.7592 | 22435.2306 | 21829.1077 | 21222.9849 | 20616.862 | 20010.7391 |  | 0.33422 |  |  |  |  | 1 | 1 | 1 | 1 | 1 | [5 empty] | 1.1642 | 7.0049 | 570.7763 | 26826.484 | 684.9315 | 0.097152 | 0.04547 | 0.038138 | 0.034918 | 0.03755 | 0.097152 | 0.04547 | 0.038138 | 0.034918 | 0.03755 | 100000 | 100000 | 0 | 0 | 0
3376 |  |  |  | 9795.2055 |  |  |  |  | 4227.485 | 4837.9616 | 5448.4383 | 6058.915 | 6669.3916 | 23826.4985 | 23182.7883 | 22539.0781 | 21895.368 | 21251.6578 |  | 0.16666 |  |  |  |  | 1 | 1 | 1 | 1 | 1 | [5 empty] | 0.044607 | 6.8021 | 570.7763 | 26826.484 | 684.9315 | 0.097145 | 0.045431 | 0.038112 | 0.034906 | 0.03755 | 0.097145 | 0.045431 | 0.038112 | 0.034906 | 0.03755 | 100000 | 100000 | 0 | 0 | 0
3377 |  |  |  | 9795.2055 |  |  |  |  | 4617.4106 | 5403.7431 | 6190.0756 | 6976.4081 | 7762.7406 | 25268.9979 | 24586.3164 | 23903.6348 | 23220.9533 | 22538.2718 |  | 0.21941 |  |  |  |  | 1 | 1 | 1 | 1 | 1 | [5 empty] | 1.0879 | 6.5983 | 570.7763 | 26826.484 | 684.9315 | 0.097216 | 0.046248 | 0.038555 | 0.037149 | 0.038604 | 0.097216 | 0.046248 | 0.038555 | 0.037149 | 0.038604 | 100000 | 100000 | 0 | 0 | 0
3378 |  |  |  | 9795.2055 |  |  |  |  | 5253.302 | 6086.5187 | 6919.7353 | 7752.952 | 8586.1687 | 26138.0355 | 25431.8756 | 24725.7156 | 24019.5557 | 23313.3957 |  | 0.08467 |  |  |  |  | 1 | 1 | 1 | 1 | 1 | [5 empty] | 1.0759 | 6.6954 | 570.7763 | 26826.484 | 684.9315 | 0.10398 | 0.087075 | 0.071941 | 0.04318 | 0.044375 | 0.10398 | 0.087075 | 0.071941 | 0.04318 | 0.044375 | 100000 | 100000 | 0 | 0 | 0
3379 |  |  |  | 9795.2055 |  |  |  |  | 5695.8758 | 6450.6658 | 7205.4558 | 7960.2458 | 8715.0358 | 26683.2395 | 25962.35 | 25241.4605 | 24520.571 | 23799.6816 |  | 0.02185 |  |  |  |  | 1 | 1 | 1 | 1 | 1 | [5 empty] | 0.37652 | 7.074 | 570.7763 | 26826.484 | 684.9315 | 0.10598 | 0.088822 | 0.07914 | 0.045476 | 0.045455 | 0.10598 | 0.088822 | 0.07914 | 0.045476 | 0.045455 | 100000 | 100000 | 0 | 0 | 0
3380 |  |  |  | 9795.2055 |  |  |  |  | 5681.8911 | 6300.507 | 6919.1228 | 7537.7386 | 8156.3545 | 26179.353 | 25472.0768 | 24764.8006 | 24057.5244 | 23350.2482 |  | 0 |  |  |  |  | 1 | 1 | 1 | 1 | 1 | [5 empty] | 5.07 | 7.5674 | 570.7763 | 26826.484 | 684.9315 | 0.10641 | 0.094654 | 0.081002 | 0.048134 | 0.046006 | 0.10641 | 0.094654 | 0.081002 | 0.048134 | 0.046006 | 100000 | 100000 | 0 | 0 | 0
3381 |  |  |  | 9795.2055 |  |  |  |  | 5566.7232 | 6120.8266 | 6674.9299 | 7229.0332 | 7783.1366 | 23568.8558 | 22932.1063 | 22295.3568 | 21658.6072 | 21021.8577 |  | 0 |  |  |  |  | 1 | 1 | 1 | 1 | 1 | [5 empty] | 9.2344 | 8.6047 | 570.7763 | 26826.484 | 684.9315 | 0.10599 | 0.088782 | 0.079542 | 0.045744 | 0.045454 | 0.10599 | 0.088782 | 0.079542 | 0.045744 | 0.045454 | 100000 | 100000 | 0 | 0 | 0
3382 |  |  |  | 9795.2055 |  |  |  |  | 5358.5984 | 5825.9425 | 6293.2867 | 6760.6309 | 7227.975 | 17928.0945 | 17443.739 | 16959.3835 | 16475.0279 | 15990.6724 |  | 0 |  |  |  |  | 1 | 1 | 1 | 1 | 1 | [5 empty] | 9.6201 | 9.5164 | 570.7763 | 26826.484 | 684.9315 | 0.10536 | 0.086803 | 0.0778 | 0.045178 | 0.045453 | 0.10536 | 0.086803 | 0.0778 | 0.045178 | 0.045453 | 100000 | 100000 | 0 | 0 | 0
3383 |  |  |  | 9795.2055 |  |  |  |  | 3895.9659 | 4273.3609 | 4650.7559 | 5028.1509 | 5405.5459 | 12659.253 | 12317.2435 | 11975.234 | 11633.2244 | 11291.2149 |  | 0 |  |  |  |  | 1 | 1 | 1 | 1 | 1 | [5 empty] | 9.7374 | 10.2534 | 570.7763 | 26826.484 | 684.9315 | 0.10518 | 0.086246 | 0.076668 | 0.04492 | 0.045389 | 0.10518 | 0.086246 | 0.076668 | 0.04492 | 0.045389 | 100000 | 100000 | 0 | 0 | 0
3384 |  |  |  | 9795.2055 |  |  |  |  | 3046.5372 | 3352.7097 | 3658.8822 | 3965.0547 | 4271.2272 | 6877.1158 | 6691.3197 | 6505.5237 | 6319.7276 | 6133.9316 |  | 0 |  |  |  |  | 1 | 1 | 1 | 1 | 1 | [5 empty] | 9.2034 | 10.8093 | 570.7763 | 26826.484 | 684.9315 | 0.10514 | 0.08594 | 0.077698 | 0.04511 | 0.045452 | 0.10514 | 0.08594 | 0.077698 | 0.04511 | 0.045452 | 100000 | 100000 | 0 | 0 | 0
3385 |  |  |  | 9795.2055 |  |  |  |  | 2366.8872 | 2533.7772 | 2700.6672 | 2867.5572 | 3034.4472 | 7374.7006 | 7175.4615 | 6976.2224 | 6776.9834 | 6577.7443 |  | 0 |  |  |  |  | 1 | 1 | 1 | 1 | 1 | [5 empty] | 9.2155 | 10.8539 | 570.7763 | 26826.484 | 684.9315 | 0.10519 | 0.087721 | 0.079493 | 0.045337 | 0.045471 | 0.10519 | 0.087721 | 0.079493 | 0.045337 | 0.045471 | 100000 | 100000 | 0 | 0 | 0
3386 |  |  |  | 9795.2055 |  |  |  |  | 2129.1327 | 2238.8802 | 2348.6277 | 2458.3752 | 2568.1227 | 7680.4626 | 7472.9629 | 7265.4631 | 7057.9634 | 6850.4637 |  | 0 |  |  |  |  | 1 | 1 | 1 | 1 | 1 | [5 empty] | 9.2153 | 9.9348 | 570.7763 | 26826.484 | 684.9315 | 0.10536 | 0.089646 | 0.080051 | 0.045482 | 0.045602 | 0.10536 | 0.089646 | 0.080051 | 0.045482 | 0.045603 | 100000 | 100000 | 0 | 0 | 0
3387 |  |  |  | 9795.2055 |  |  |  |  | 2042.2293 | 2098.0518 | 2153.8743 | 2209.6968 | 2265.5193 | 9019.0486 | 8775.3849 | 8531.7212 | 8288.0574 | 8044.3937 |  | 0 |  |  |  |  | 1 | 1 | 1 | 1 | 1 | [5 empty] | 9.3901 | 8.4158 | 570.7763 | 26826.484 | 684.9315 | 0.10538 | 0.089953 | 0.080094 | 0.045494 | 0.045617 | 0.10538 | 0.089953 | 0.080094 | 0.045494 | 0.045617 | 100000 | 100000 | 0 | 0 | 0
3388 |  |  |  | 9795.2055 |  |  |  |  | 2093.0596 | 2144.3721 | 2195.6846 | 2246.9971 | 2298.3096 | 12756.5747 | 12411.9359 | 12067.2971 | 11722.6582 | 11378.0194 |  | 0 |  |  |  |  | 1 | 1 | 1 | 1 | 1 | [5 empty] | 8.9595 | 7.6867 | 570.7763 | 26826.484 | 684.9315 | 0.10556 | 0.089178 | 0.077519 | 0.045167 | 0.045448 | 0.10556 | 0.089178 | 0.077519 | 0.045167 | 0.045448 | 100000 | 100000 | 0 | 0 | 0
3389 |  |  |  | 9795.2055 |  |  |  |  | 2385.7436 | 2436.5611 | 2487.3786 | 2538.1961 | 2589.0136 | 21321.3757 | 20745.3454 | 20169.315 | 19593.2847 | 19017.2543 |  | 0.00417 |  |  |  |  | 1 | 1 | 1 | 1 | 1 | [5 empty] | 8.9167 | 6.9354 | 570.7763 | 26826.484 | 684.9315 | 0.10578 | 0.088445 | 0.078172 | 0.043873 | 0.045097 | 0.10578 | 0.088445 | 0.078172 | 0.043873 | 0.045097 | 100000 | 100000 | 0 | 0 | 0
3390 |  |  |  | 9795.2055 |  |  |  |  | 2825.9994 | 2867.6594 | 2909.3194 | 2950.9794 | 2992.6394 | 26122.0086 | 25416.2817 | 24710.5547 | 24004.8278 | 23299.1008 |  | 0.04071 |  |  |  |  | 1 | 1 | 1 | 1 | 1 | [5 empty] | 8.3914 | 6.484 | 570.7763 | 26826.484 | 684.9315 | 0.10476 | 0.084148 | 0.073754 | 0.042586 | 0.044042 | 0.10476 | 0.084148 | 0.073754 | 0.042586 | 0.044042 | 100000 | 100000 | 0 | 0 | 0
3391 |  |  |  | 9795.2055 |  |  |  |  | 3221.9837 | 3263.0937 | 3304.2037 | 3345.3137 | 3386.4237 | 26321.8238 | 25610.6985 | 24899.5732 | 24188.448 | 23477.3227 |  | 0.1693 |  |  |  |  | 1 | 1 | 1 | 1 | 1 | [5 empty] | 6.0697 | 6.2823 | 570.7763 | 26826.484 | 684.9315 | 0.10058 | 0.040461 | 0.039812 | 0.040334 | 0.042833 | 0.10058 | 0.040461 | 0.039812 | 0.040334 | 0.042833 | 100000 | 100000 | 0 | 0 | 0
3392 |  |  |  | 9795.2055 |  |  |  |  | 3580.2551 | 3657.2251 | 3734.1951 | 3811.1651 | 3888.1351 | 23061.3686 | 22438.3296 | 21815.2907 | 21192.2517 | 20569.2127 |  | 0.36995 |  |  |  |  | 1 | 1 | 1 | 1 | 1 | [5 empty] | 4.3379 | 6.516 | 570.7763 | 26826.484 | 684.9315 | 0.091168 | 0.004182 | 0.0077231 | 0.026518 | 0.034933 | 0.091168 | 0.004182 | 0.0077231 | 0.026518 | 0.034933 | 100000 | 100000 | 0 | 0 | 0
3393 |  |  |  | 9795.2055 |  |  |  |  | 4295.9782 | 4420.5482 | 4545.1182 | 4669.6882 | 4794.2582 | 21375.9031 | 20798.3996 | 20220.8961 | 19643.3926 | 19065.8891 |  | 0.53408 |  |  |  |  | 1 | 1 | 1 | 1 | 1 | [5 empty] | 3.4221 | 6.1265 | 570.7763 | 26826.484 | 684.9315 | 0.08566 | 0.00053969 | 0.00061992 | 0.0019263 | 0.021704 | 0.08566 | 0.00053969 | 0.00061992 | 0.0019263 | 0.021705 | 100000 | 100000 | 0 | 0 | 0
3394 |  |  |  | 9795.2055 |  |  |  |  | 4817.3985 | 5075.696 | 5333.9935 | 5592.291 | 5850.5885 | 19877.7312 | 19340.7032 | 18803.6751 | 18266.6471 | 17729.6191 |  | 0.662 |  |  |  |  | 1 | 1 | 1 | 1 | 1 | [5 empty] | 3.6517 | 5.3718 | 570.7763 | 26826.484 | 684.9315 | 0.085734 | 0.00050426 | 0.00060054 | 0.0017696 | 0.010751 | 0.085734 | 0.00050426 | 0.00060054 | 0.0017696 | 0.010751 | 100000 | 100000 | 0 | 0 | 0
3395 |  |  |  | 9795.2055 |  |  |  |  | 5305.2052 | 5634.4502 | 5963.6952 | 6292.9402 | 6622.1852 | 18206.0307 | 17714.1663 | 17222.3019 | 16730.4374 | 16238.573 |  | 0.67088 |  |  |  |  | 1 | 1 | 1 | 1 | 1 | [5 empty] | 3.2808 | 5.8129 | 570.7763 | 26826.484 | 684.9315 | 0.085747 | 0.00050461 | 0.00059596 | 0.0016625 | 0.010366 | 0.085747 | 0.00050461 | 0.00059596 | 0.0016625 | 0.010366 | 100000 | 100000 | 0 | 0 | 0
3396 |  |  |  | 9795.2055 |  |  |  |  | 5369.9728 | 5811.0003 | 6252.0278 | 6693.0553 | 7134.0828 | 17342.9168 | 16874.3707 | 16405.8247 | 15937.2786 | 15468.7326 |  | 0.74871 |  |  |  |  | 1 | 1 | 1 | 1 | 1 | [5 empty] | 3.8277 | 5.7093 | 570.7763 | 26826.484 | 684.9315 | 0.085777 | 0.0006134 | 0.000595 | 0.0016867 | 0.010407 | 0.085777 | 0.0006134 | 0.000595 | 0.0016867 | 0.010407 | 100000 | 100000 | 0 | 0 | 0
3397 |  |  |  | 9795.2055 |  |  |  |  | 5180.589 | 5692.069 | 6203.549 | 6715.029 | 7226.509 | 16968.1517 | 16509.7306 | 16051.3094 | 15592.8882 | 15134.467 |  | 0.73398 |  |  |  |  | 1 | 1 | 1 | 1 | 1 | [5 empty] | 3.4439 | 5.2176 | 570.7763 | 26826.484 | 684.9315 | 0.086383 | 0.00061155 | 0.00059122 | 0.001696 | 0.010563 | 0.086383 | 0.00061155 | 0.00059122 | 0.001696 | 0.010563 | 100000 | 100000 | 0 | 0 | 0
3398 |  |  |  | 9795.2055 |  |  |  |  | 5355.2156 | 5863.4781 | 6371.7406 | 6880.0031 | 7388.2656 | 16556.7983 | 16109.4904 | 15662.1826 | 15214.8748 | 14767.567 |  | 0.6438 |  |  |  |  | 1 | 1 | 1 | 1 | 1 | [5 empty] | 3.95 | 5.3373 | 570.7763 | 26826.484 | 684.9315 | 0.085697 | 0.00049328 | 0.00057803 | 0.0015986 | 0.010517 | 0.085697 | 0.00049328 | 0.00057803 | 0.0015986 | 0.010517 | 100000 | 100000 | 0 | 0 | 0
3399 |  |  |  | 9795.2055 |  |  |  |  | 5541.32 | 6030.9658 | 6520.6117 | 7010.2575 | 7499.9033 | 16785.0319 | 16331.558 | 15878.0841 | 15424.6101 | 14971.1362 |  | 0.50852 |  |  |  |  | 1 | 1 | 1 | 1 | 1 | [5 empty] | 3.3638 | 6.9257 | 570.7763 | 26826.484 | 684.9315 | 0.085587 | 0.00046725 | 0.00057817 | 0.0016427 | 0.010186 | 0.085587 | 0.00046725 | 0.00057817 | 0.0016427 | 0.010186 | 100000 | 100000 | 0 | 0 | 0
3400 |  |  |  | 9795.2055 |  |  |  |  | 5594.6098 | 6065.1165 | 6535.6231 | 7006.1298 | 7476.6365 | 17547.6164 | 17073.5401 | 16599.4638 | 16125.3874 | 15651.3111 |  | 0.42558 |  |  |  |  | 1 | 1 | 1 | 1 | 1 | [5 empty] | 2.2184 | 8.2435 | 570.7763 | 26826.484 | 684.9315 | 0.085714 | 0.00053478 | 0.00062241 | 0.0019142 | 0.010736 | 0.085714 | 0.00053478 | 0.00062241 | 0.0019142 | 0.010736 | 100000 | 100000 | 0 | 0 | 0
3401 |  |  |  | 9795.2055 |  |  |  |  | 5934.0249 | 6414.1557 | 6894.2866 | 7374.4174 | 7854.5482 | 18557.0841 | 18055.7354 | 17554.3867 | 17053.0381 | 16551.6894 |  | 0.21737 |  |  |  |  | 1 | 1 | 1 | 1 | 1 | [5 empty] | 1.5278 | 9.0647 | 570.7763 | 26826.484 | 684.9315 | 0.087634 | 0.0024131 | 0.0036054 | 0.015313 | 0.031156 | 0.087634 | 0.0024131 | 0.0036054 | 0.015313 | 0.031156 | 100000 | 100000 | 0 | 0 | 0
3402 |  |  |  | 9795.2055 |  |  |  |  | 6061.1006 | 6581.1056 | 7101.1106 | 7621.1156 | 8141.1206 | 19918.4935 | 19380.3642 | 18842.2349 | 18304.1056 | 17765.9763 |  | 0.08714 |  |  |  |  | 1 | 1 | 1 | 1 | 1 | [5 empty] | 2.914 | 10.1622 | 570.7763 | 26826.484 | 684.9315 | 0.10047 | 0.041951 | 0.040982 | 0.040372 | 0.041765 | 0.10047 | 0.041951 | 0.040982 | 0.040372 | 0.041765 | 100000 | 100000 | 0 | 0 | 0
3403 |  |  |  | 9795.2055 |  |  |  |  | 5879.9152 | 6363.4011 | 6846.8869 | 7330.3727 | 7813.8586 | 21631.6668 | 21047.2535 | 20462.8401 | 19878.4268 | 19294.0135 |  | 0.02144 |  |  |  |  | 1 | 1 | 1 | 1 | 1 | [5 empty] | 5.1653 | 11.5815 | 570.7763 | 26826.484 | 684.9315 | 0.1032 | 0.083636 | 0.064843 | 0.043268 | 0.044587 | 0.1032 | 0.083636 | 0.064843 | 0.043268 | 0.044587 | 100000 | 100000 | 0 | 0 | 0
3404 |  |  |  | 9795.2055 |  |  |  |  | 5569.1947 | 5987.123 | 6405.0513 | 6822.9797 | 7240.908 | 21595.6114 | 21012.1721 | 20428.7329 | 19845.2936 | 19261.8544 |  | 0 |  |  |  |  | 1 | 1 | 1 | 1 | 1 | [5 empty] | 8.6895 | 13.4326 | 570.7763 | 26826.484 | 684.9315 | 0.10391 | 0.08663 | 0.067062 | 0.043867 | 0.044828 | 0.10391 | 0.08663 | 0.067062 | 0.043867 | 0.044828 | 100000 | 100000 | 0 | 0 | 0
3405 |  |  |  | 9795.2055 |  |  |  |  | 5392.1085 | 5800.5219 | 6208.9352 | 6617.3485 | 7025.7619 | 20065.7355 | 19523.6282 | 18981.521 | 18439.4137 | 17897.3065 |  | 0 |  |  |  |  | 1 | 1 | 1 | 1 | 1 | [5 empty] | 9.0631 | 13.7141 | 570.7763 | 26826.484 | 684.9315 | 0.1032 | 0.085874 | 0.066034 | 0.043662 | 0.044686 | 0.1032 | 0.085874 | 0.066034 | 0.043662 | 0.044686 | 100000 | 100000 | 0 | 0 | 0
3406 |  |  |  | 9795.2055 |  |  |  |  | 5431.461 | 5788.3969 | 6145.3327 | 6502.2685 | 6859.2044 | 15251.5152 | 14839.4716 | 14427.4281 | 14015.3845 | 13603.3409 |  | 0 |  |  |  |  | 1 | 1 | 1 | 1 | 1 | [5 empty] | 10.5404 | 13.4272 | 570.7763 | 26826.484 | 684.9315 | 0.10283 | 0.082853 | 0.063573 | 0.043326 | 0.044524 | 0.10283 | 0.082853 | 0.063573 | 0.043326 | 0.044524 | 100000 | 100000 | 0 | 0 | 0
3407 |  |  |  | 9795.2055 |  |  |  |  | 4369.7641 | 4719.7149 | 5069.6658 | 5419.6166 | 5769.5674 | 8979.3523 | 8736.761 | 8494.1697 | 8251.5785 | 8008.9872 |  | 0 |  |  |  |  | 1 | 1 | 1 | 1 | 1 | [5 empty] | 10.5115 | 12.5898 | 570.7763 | 26826.484 | 684.9315 | 0.10216 | 0.08191 | 0.063379 | 0.043296 | 0.044493 | 0.10216 | 0.08191 | 0.063379 | 0.043296 | 0.044494 | 100000 | 100000 | 0 | 0 | 0
3408 |  |  |  | 9795.2055 |  |  |  |  | 3301.8739 | 3683.8889 | 4065.9039 | 4447.9189 | 4829.9339 | 5345.0344 | 5200.63 | 5056.2255 | 4911.821 | 4767.4166 |  | 0 |  |  |  |  | 1 | 1 | 1 | 1 | 1 | [5 empty] | 10.8888 | 11.9761 | 570.7763 | 26826.484 | 684.9315 | 0.10201 | 0.082524 | 0.064111 | 0.043454 | 0.044519 | 0.10201 | 0.082524 | 0.064111 | 0.043454 | 0.044519 | 100000 | 100000 | 0 | 0 | 0
3409 |  |  |  | 9795.2055 |  |  |  |  | 2706.2129 | 3018.6554 | 3331.0979 | 3643.5404 | 3955.9829 | 5727.8999 | 5573.1518 | 5418.4036 | 5263.6554 | 5108.9072 |  | 0 |  |  |  |  | 1 | 1 | 1 | 1 | 1 | [5 empty] | 10.8111 | 10.4615 | 570.7763 | 26826.484 | 684.9315 | 0.10192 | 0.08241 | 0.064972 | 0.043675 | 0.044711 | 0.10192 | 0.08241 | 0.064972 | 0.043675 | 0.044711 | 100000 | 100000 | 0 | 0 | 0
3410 |  |  |  | 9795.2055 |  |  |  |  | 2387.5465 | 2602.039 | 2816.5315 | 3031.024 | 3245.5165 | 5962.4368 | 5801.3522 | 5640.2677 | 5479.1831 | 5318.0985 |  | 0 |  |  |  |  | 1 | 1 | 1 | 1 | 1 | [5 empty] | 11.4819 | 10.163 | 570.7763 | 26826.484 | 684.9315 | 0.10192 | 0.084309 | 0.067107 | 0.044053 | 0.044938 | 0.10192 | 0.084309 | 0.067107 | 0.044053 | 0.044938 | 100000 | 100000 | 0 | 0 | 0
3411 |  |  |  | 9795.2055 |  |  |  |  | 2287.044 | 2385.3799 | 2483.7157 | 2582.0515 | 2680.3874 | 7000.6037 | 6811.4714 | 6622.3392 | 6433.2069 | 6244.0746 |  | 0 |  |  |  |  | 1 | 1 | 1 | 1 | 1 | [5 empty] | 10.8552 | 9.7021 | 570.7763 | 26826.484 | 684.9315 | 0.10194 | 0.082668 | 0.067094 | 0.04392 | 0.044926 | 0.10194 | 0.082668 | 0.067094 | 0.04392 | 0.044926 | 100000 | 100000 | 0 | 0 | 0
3412 |  |  |  | 9795.2055 |  |  |  |  | 2349.9602 | 2405.2052 | 2460.4502 | 2515.6952 | 2570.9402 | 9902.8536 | 9635.3125 | 9367.7714 | 9100.2303 | 8832.6892 |  | 0 |  |  |  |  | 1 | 1 | 1 | 1 | 1 | [5 empty] | 10.3737 | 8.6793 | 570.7763 | 26826.484 | 684.9315 | 0.10158 | 0.080983 | 0.063713 | 0.043153 | 0.044465 | 0.10158 | 0.080983 | 0.063713 | 0.043153 | 0.044465 | 100000 | 100000 | 0 | 0 | 0
3413 |  |  |  | 9795.2055 |  |  |  |  | 2561.5874 | 2604.3474 | 2647.1074 | 2689.8674 | 2732.6274 | 16535.7392 | 16089.0003 | 15642.2615 | 15195.5226 | 14748.7837 |  | 0.00462 |  |  |  |  | 1 | 1 | 1 | 1 | 1 | [5 empty] | 10.3693 | 8.2853 | 570.7763 | 26826.484 | 684.9315 | 0.10154 | 0.080473 | 0.062759 | 0.043179 | 0.044281 | 0.10154 | 0.080473 | 0.062759 | 0.043179 | 0.044281 | 100000 | 100000 | 0 | 0 | 0
3414 |  |  |  | 9795.2055 |  |  |  |  | 2859.0093 | 2900.1193 | 2941.2293 | 2982.3393 | 3023.4493 | 20251.762 | 19704.6289 | 19157.4959 | 18610.3628 | 18063.2298 |  | 0.03151 |  |  |  |  | 1 | 1 | 1 | 1 | 1 | [5 empty] | 9.3078 | 8.2575 | 570.7763 | 26826.484 | 684.9315 | 0.10116 | 0.07914 | 0.058769 | 0.042501 | 0.043898 | 0.10116 | 0.07914 | 0.058769 | 0.042501 | 0.043898 | 100000 | 100000 | 0 | 0 | 0
3415 |  |  |  | 9795.2055 |  |  |  |  | 3541.2822 | 3581.7047 | 3622.1272 | 3662.5497 | 3702.9722 | 20397.2887 | 19846.224 | 19295.1593 | 18744.0946 | 18193.0299 |  | 0.16789 |  |  |  |  | 1 | 1 | 1 | 1 | 1 | [5 empty] | 6.578 | 8.7531 | 570.7763 | 26826.484 | 684.9315 | 0.098676 | 0.032945 | 0.039823 | 0.040438 | 0.042863 | 0.098676 | 0.032945 | 0.039823 | 0.040439 | 0.042863 | 100000 | 100000 | 0 | 0 | 0
3416 |  |  |  | 9795.2055 |  |  |  |  | 4581.4419 | 4622.2769 | 4663.1119 | 4703.9469 | 4744.7819 | 17880.3054 | 17397.241 | 16914.1765 | 16431.1121 | 15948.0477 |  | 0.36465 |  |  |  |  | 1 | 1 | 1 | 1 | 1 | [5 empty] | 5.0133 | 9.527 | 570.7763 | 26826.484 | 684.9315 | 0.081314 | 0.0014806 | 0.0045413 | 0.026869 | 0.031602 | 0.081314 | 0.0014806 | 0.0045413 | 0.026869 | 0.031602 | 100000 | 100000 | 0 | 0 | 0
3417 |  |  |  | 9795.2055 |  |  |  |  | 5547.2462 | 5606.7262 | 5666.2062 | 5725.6862 | 5785.1662 | 16575.7073 | 16127.8886 | 15680.07 | 15232.2513 | 14784.4326 |  | 0.53856 |  |  |  |  | 1 | 1 | 1 | 1 | 1 | [5 empty] | 4.2967 | 9.2628 | 570.7763 | 26826.484 | 684.9315 | 0.03702 | 0.0004663 | 0.0010315 | 0.0011484 | 0.0011832 | 0.03702 | 0.0004663 | 0.0010315 | 0.0011484 | 0.0011832 | 100000 | 100000 | 0 | 0 | 0
3418 |  |  |  | 9795.2055 |  |  |  |  | 6219.7139 | 6293.9614 | 6368.2089 | 6442.4564 | 6516.7039 | 15416.2351 | 14999.7414 | 14583.2476 | 14166.7539 | 13750.2602 |  | 0.68767 |  |  |  |  | 1 | 1 | 1 | 1 | 1 | [5 empty] | 3.9894 | 8.7198 | 570.7763 | 26826.484 | 684.9315 | 0.02209 | 0.00038279 | 0.00038961 | 0.00030068 | 0.00056048 | 0.02209 | 0.00038279 | 0.00038961 | 0.00030068 | 0.00056048 | 100000 | 100000 | 0 | 0 | 0
3419 |  |  |  | 9795.2055 |  |  |  |  | 6899.5355 | 7015.4155 | 7131.2955 | 7247.1755 | 7363.0555 | 14122.78 | 13741.2309 | 13359.6819 | 12978.1329 | 12596.5839 |  | 0.74199 |  |  |  |  | 1 | 1 | 1 | 1 | 1 | [5 empty] | 3.7891 | 8.2273 | 570.7763 | 26826.484 | 684.9315 | 0.02192 | 0.00018135 | 0.00038544 | 0.00029988 | 0.00031522 | 0.02192 | 0.00018135 | 0.00038544 | 0.00029988 | 0.00031522 | 100000 | 100000 | 0 | 0 | 0
3420 |  |  |  | 9795.2055 |  |  |  |  | 6783.5083 | 6954.4408 | 7125.3733 | 7296.3058 | 7467.2383 | 13456.0683 | 13092.5316 | 12728.9948 | 12365.4581 | 12001.9213 |  | 0.76791 |  |  |  |  | 1 | 1 | 1 | 1 | 1 | [5 empty] | 3.007 | 8.173 | 570.7763 | 26826.484 | 684.9315 | 0.021913 | 0.00017772 | 0.00037634 | 0.00029991 | 0.00031391 | 0.021913 | 0.00017772 | 0.00037634 | 0.00029991 | 0.00031391 | 100000 | 100000 | 0 | 0 | 0
3421 |  |  |  | 9795.2055 |  |  |  |  | 6076.7226 | 6315.9626 | 6555.2026 | 6794.4426 | 7033.6826 | 13164.282 | 12808.6283 | 12452.9747 | 12097.321 | 11741.6673 |  | 0.64089 |  |  |  |  | 1 | 1 | 1 | 1 | 1 | [5 empty] | 2.3436 | 8.4021 | 570.7763 | 26826.484 | 684.9315 | 0.022034 | 0.00017571 | 0.00037429 | 0.00029945 | 0.00031272 | 0.022034 | 0.00017571 | 0.00037429 | 0.00029945 | 0.00031272 | 100000 | 100000 | 0 | 0 | 0
3422 |  |  |  | 9795.2055 |  |  |  |  | 5633.0409 | 5964.5134 | 6295.9859 | 6627.4584 | 6958.9309 | 12843.8042 | 12496.8087 | 12149.8132 | 11802.8178 | 11455.8223 |  | 0.45207 |  |  |  |  | 1 | 1 | 1 | 1 | 1 | [5 empty] | 1.0302 | 8.746 | 570.7763 | 26826.484 | 684.9315 | 0.021113 | 0.00017585 | 0.000249 | 0.00029666 | 0.00030911 | 0.021113 | 0.00017585 | 0.000249 | 0.00029666 | 0.00030911 | 100000 | 100000 | 0 | 0 | 0
3423 |  |  |  | 9795.2055 |  |  |  |  | 5419.7796 | 5735.0821 | 6050.3846 | 6365.6871 | 6680.9896 | 13019.2898 | 12667.5533 | 12315.8168 | 11964.0803 | 11612.3438 |  | 0.47251 |  |  |  |  | 1 | 1 | 1 | 1 | 1 | [5 empty] | 1.3646 | 8.7896 | 570.7763 | 26826.484 | 684.9315 | 0.02065 | 0.00018421 | 0.00024533 | 0.00029009 | 0.00031622 | 0.02065 | 0.00018421 | 0.00024533 | 0.00029009 | 0.00031622 | 100000 | 100000 | 0 | 0 | 0
3424 |  |  |  | 9795.2055 |  |  |  |  | 5401.8035 | 5753.8994 | 6105.9952 | 6458.091 | 6810.1869 | 13607.867 | 13240.2292 | 12872.5913 | 12504.9535 | 12137.3157 |  | 0.42888 |  |  |  |  | 1 | 1 | 1 | 1 | 1 | [5 empty] | 1.3831 | 8.7589 | 570.7763 | 26826.484 | 684.9315 | 0.023348 | 0.00018431 | 0.00025062 | 0.00029556 | 0.00031313 | 0.023348 | 0.00018431 | 0.00025062 | 0.00029556 | 0.00031313 | 100000 | 100000 | 0 | 0 | 0
3425 |  |  |  | 9795.2055 |  |  |  |  | 5753.1537 | 6146.4987 | 6539.8437 | 6933.1887 | 7326.5337 | 14389.3447 | 14000.5941 | 13611.8434 | 13223.0927 | 12834.342 |  | 0.27136 |  |  |  |  | 1 | 1 | 1 | 1 | 1 | [5 empty] | 1.3629 | 8.5513 | 570.7763 | 26826.484 | 684.9315 | 0.066199 | 0.00075815 | 0.00093726 | 0.0035638 | 0.0046847 | 0.066199 | 0.00075815 | 0.00093726 | 0.0035639 | 0.0046846 | 100000 | 100000 | 0 | 0 | 0
3426 |  |  |  | 9795.2055 |  |  |  |  | 6007.2697 | 6520.3997 | 7033.5297 | 7546.6597 | 8059.7897 | 15445.0602 | 15027.7877 | 14610.5153 | 14193.2428 | 13775.9703 |  | 0.08978 |  |  |  |  | 1 | 1 | 1 | 1 | 1 | [5 empty] | 2.4229 | 7.7481 | 570.7763 | 26826.484 | 684.9315 | 0.083102 | 0.039542 | 0.033096 | 0.040272 | 0.042247 | 0.083102 | 0.039542 | 0.033096 | 0.040272 | 0.042247 | 100000 | 100000 | 0 | 0 | 0
3427 |  |  |  | 9795.2055 |  |  |  |  | 5871.6322 | 6392.5722 | 6913.5122 | 7434.4522 | 7955.3922 | 16773.4789 | 16320.3171 | 15867.1553 | 15413.9935 | 14960.8317 |  | 0.0219 |  |  |  |  | 1 | 1 | 1 | 1 | 1 | [5 empty] | 3.2499 | 6.7158 | 570.7763 | 26826.484 | 684.9315 | 0.092364 | 0.076876 | 0.070644 | 0.046903 | 0.044761 | 0.092364 | 0.076876 | 0.070644 | 0.046903 | 0.044761 | 100000 | 100000 | 0 | 0 | 0
3428 |  |  |  | 9795.2055 |  |  |  |  | 5662.4563 | 6150.8096 | 6639.163 | 7127.5163 | 7615.8696 | 16749.3911 | 16296.8801 | 15844.3691 | 15391.858 | 14939.347 |  | 0 |  |  |  |  | 1 | 1 | 1 | 1 | 1 | [5 empty] | 6.3587 | 5.5761 | 570.7763 | 26826.484 | 684.9315 | 0.10219 | 0.085702 | 0.079036 | 0.076194 | 0.045791 | 0.10219 | 0.085702 | 0.079036 | 0.076194 | 0.045791 | 100000 | 100000 | 0 | 0 | 0
3429 |  |  |  | 9795.2055 |  |  |  |  | 5460.6343 | 5855.4368 | 6250.2393 | 6645.0418 | 7039.8443 | 15567.4993 | 15146.9189 | 14726.3386 | 14305.7582 | 13885.1779 |  | 0 |  |  |  |  | 1 | 1 | 1 | 1 | 1 | [5 empty] | 8.2421 | 5.0278 | 570.7763 | 26826.484 | 684.9315 | 0.10216 | 0.08445 | 0.077975 | 0.053863 | 0.045737 | 0.10216 | 0.08445 | 0.077975 | 0.053863 | 0.045737 | 100000 | 100000 | 0 | 0 | 0
3430 |  |  |  | 9795.2055 |  |  |  |  | 5244.9216 | 5566.1091 | 5887.2966 | 6208.4841 | 6529.6716 | 11841.8682 | 11521.9416 | 11202.015 | 10882.0883 | 10562.1617 |  | 0 |  |  |  |  | 1 | 1 | 1 | 1 | 1 | [5 empty] | 8.0669 | 5.9678 | 570.7763 | 26826.484 | 684.9315 | 0.10226 | 0.085948 | 0.077525 | 0.04818 | 0.045828 | 0.10226 | 0.085948 | 0.077526 | 0.04818 | 0.045828 | 100000 | 100000 | 0 | 0 | 0
3431 |  |  |  | 9795.2055 |  |  |  |  | 3913.8767 | 4190.1867 | 4466.4967 | 4742.8067 | 5019.1167 | 6980.9861 | 6792.3839 | 6603.7816 | 6415.1793 | 6226.5771 |  | 0 |  |  |  |  | 1 | 1 | 1 | 1 | 1 | [5 empty] | 8.4162 | 5.2276 | 570.7763 | 26826.484 | 684.9315 | 0.10311 | 0.090347 | 0.07508 | 0.048358 | 0.045947 | 0.10311 | 0.090347 | 0.07508 | 0.048358 | 0.045947 | 100000 | 100000 | 0 | 0 | 0
3432 |  |  |  | 9795.2055 |  |  |  |  | 3290.9045 | 3672.9195 | 4054.9345 | 4436.9495 | 4818.9645 | 3457.0811 | 3363.6826 | 3270.2841 | 3176.8857 | 3083.4872 |  | 0 |  |  |  |  | 1 | 1 | 1 | 1 | 1 | [5 empty] | 7.7795 | 4.3074 | 570.7763 | 26826.484 | 684.9315 | 0.10311 | 0.093008 | 0.075357 | 0.048428 | 0.046039 | 0.10311 | 0.093008 | 0.075357 | 0.048428 | 0.046039 | 100000 | 100000 | 0 | 0 | 0
3433 |  |  |  | 9795.2055 |  |  |  |  | 2697.2224 | 3009.6649 | 3322.1074 | 3634.5499 | 3946.9924 | 3729.0224 | 3628.277 | 3527.5317 | 3426.7863 | 3326.0409 |  | 0 |  |  |  |  | 1 | 1 | 1 | 1 | 1 | [5 empty] | 7.4654 | 4.9204 | 570.7763 | 26826.484 | 684.9315 | 0.10315 | 0.093059 | 0.075699 | 0.048431 | 0.046059 | 0.10315 | 0.093059 | 0.075699 | 0.048431 | 0.046059 | 100000 | 100000 | 0 | 0 | 0
3434 |  |  |  | 9795.2055 |  |  |  |  | 2379.6147 | 2594.1072 | 2808.5997 | 3023.0922 | 3237.5847 | 3631.1038 | 3533.0038 | 3434.9039 | 3336.8039 | 3238.704 |  | 0 |  |  |  |  | 1 | 1 | 1 | 1 | 1 | [5 empty] | 6.1933 | 5.6325 | 570.7763 | 26826.484 | 684.9315 | 0.10325 | 0.093145 | 0.080309 | 0.048496 | 0.046206 | 0.10325 | 0.093145 | 0.080309 | 0.048496 | 0.046206 | 100000 | 100000 | 0 | 0 | 0
3435 |  |  |  | 9795.2055 |  |  |  |  | 2279.4461 | 2377.7819 | 2476.1178 | 2574.4536 | 2672.7894 | 4600.3889 | 4476.1022 | 4351.8155 | 4227.5288 | 4103.2421 |  | 0 |  |  |  |  | 1 | 1 | 1 | 1 | 1 | [5 empty] | 5.9681 | 6.6094 | 570.7763 | 26826.484 | 684.9315 | 0.10323 | 0.09316 | 0.077415 | 0.048457 | 0.046112 | 0.10323 | 0.09316 | 0.077416 | 0.048457 | 0.046112 | 100000 | 100000 | 0 | 0 | 0
3436 |  |  |  | 9795.2055 |  |  |  |  | 2342.1533 | 2397.3983 | 2452.6433 | 2507.8883 | 2563.1333 | 7378.0852 | 7178.7547 | 6979.4241 | 6780.0936 | 6580.7631 |  | 0 |  |  |  |  | 1 | 1 | 1 | 1 | 1 | [5 empty] | 4.9616 | 6.3866 | 570.7763 | 26826.484 | 684.9315 | 0.10149 | 0.090446 | 0.069136 | 0.046789 | 0.045333 | 0.10149 | 0.090446 | 0.069136 | 0.046789 | 0.045333 | 100000 | 100000 | 0 | 0 | 0
3437 |  |  |  | 9795.2055 |  |  |  |  | 2553.0773 | 2595.8373 | 2638.5973 | 2681.3573 | 2724.1173 | 13866.9977 | 13492.359 | 13117.7204 | 12743.0817 | 12368.4431 |  | 0.00456 |  |  |  |  | 1 | 1 | 1 | 1 | 1 | [5 empty] | 3.6108 | 5.2069 | 570.7763 | 26826.484 | 684.9315 | 0.10089 | 0.090456 | 0.069391 | 0.046102 | 0.045471 | 0.10089 | 0.090456 | 0.069391 | 0.046102 | 0.045471 | 100000 | 100000 | 0 | 0 | 0
3438 |  |  |  | 9795.2055 |  |  |  |  | 2849.5112 | 2890.6212 | 2931.7312 | 2972.8412 | 3013.9512 | 16367.3129 | 15925.1244 | 15482.9358 | 15040.7472 | 14598.5586 |  | 0.02207 |  |  |  |  | 1 | 1 | 1 | 1 | 1 | [5 empty] | 2.0051 | 4.5098 | 570.7763 | 26826.484 | 684.9315 | 0.098696 | 0.08515 | 0.046764 | 0.044481 | 0.044654 | 0.098696 | 0.08515 | 0.046764 | 0.044481 | 0.044654 | 100000 | 100000 | 0 | 0 | 0
3439 |  |  |  | 9795.2055 |  |  |  |  | 3529.5175 | 3569.94 | 3610.3625 | 3650.785 | 3691.2075 | 16680.8869 | 16230.2266 | 15779.5664 | 15328.9061 | 14878.2458 |  | 0.16713 |  |  |  |  | 1 | 1 | 1 | 1 | 1 | [5 empty] | 0.90626 | 3.8984 | 570.7763 | 26826.484 | 684.9315 | 0.094444 | 0.037785 | 0.039925 | 0.039658 | 0.041977 | 0.094444 | 0.037785 | 0.039925 | 0.039658 | 0.041977 | 100000 | 100000 | 0 | 0 | 0
3440 |  |  |  | 9795.2055 |  |  |  |  | 4566.2216 | 4607.0566 | 4647.8916 | 4688.7266 | 4729.5616 | 13764.6581 | 13392.7843 | 13020.9105 | 12649.0367 | 12277.1629 |  | 0.36568 |  |  |  |  | 1 | 1 | 1 | 1 | 1 | [5 empty] | 0.46743 | 2.8719 | 570.7763 | 26826.484 | 684.9315 | 0.049566 | 0.0066365 | 0.012331 | 0.022839 | 0.032247 | 0.049566 | 0.0066365 | 0.012331 | 0.022838 | 0.032247 | 100000 | 100000 | 0 | 0 | 0
3441 |  |  |  | 9795.2055 |  |  |  |  | 5528.8173 | 5588.2973 | 5647.7773 | 5707.2573 | 5766.7373 | 13496.9034 | 13132.2634 | 12767.6234 | 12402.9835 | 12038.3435 |  | 0.53157 |  |  |  |  | 1 | 1 | 1 | 1 | 1 | [5 empty] | 1.7929 | 3.4085 | 570.7763 | 26826.484 | 684.9315 | 0.040642 | 0.0028036 | 0.0025079 | 0.012081 | 0.015339 | 0.040642 | 0.0028036 | 0.0025079 | 0.012081 | 0.015339 | 100000 | 100000 | 0 | 0 | 0
3442 |  |  |  | 9795.2055 |  |  |  |  | 6199.051 | 6273.2985 | 6347.546 | 6421.7935 | 6496.041 | 12268.2369 | 11936.7913 | 11605.3457 | 11273.9001 | 10942.4544 |  | 0.67264 |  |  |  |  | 1 | 1 | 1 | 1 | 1 | [5 empty] | 1.9845 | 5.4514 | 570.7763 | 26826.484 | 684.9315 | 0.026004 | 0.00073907 | 0.0010334 | 0.0028676 | 0.0015822 | 0.026004 | 0.00073907 | 0.0010334 | 0.0028676 | 0.0015822 | 100000 | 100000 | 0 | 0 | 0
3443 |  |  |  | 9795.2055 |  |  |  |  | 6876.6141 | 6992.4941 | 7108.3741 | 7224.2541 | 7340.1341 | 11285.6481 | 10980.7486 | 10675.8492 | 10370.9497 | 10066.0503 |  | 0.73908 |  |  |  |  | 1 | 1 | 1 | 1 | 1 | [5 empty] | 1.9968 | 6.5315 | 570.7763 | 26826.484 | 684.9315 | 0.02565 | 0.00072169 | 0.00078578 | 0.0025272 | 0.0015122 | 0.02565 | 0.00072169 | 0.00078578 | 0.0025272 | 0.0015122 | 100000 | 100000 | 0 | 0 | 0
3444 |  |  |  | 9795.2055 |  |  |  |  | 6760.9723 | 6931.9048 | 7102.8373 | 7273.7698 | 7444.7023 | 10660.3592 | 10372.3529 | 10084.3466 | 9796.3403 | 9508.334 |  | 0.77911 |  |  |  |  | 1 | 1 | 1 | 1 | 1 | [5 empty] | 2.8247 | 7.6045 | 570.7763 | 26826.484 | 684.9315 | 0.025403 | 0.00043422 | 0.0005568 | 0.0018195 | 0.0009375 | 0.025403 | 0.00043422 | 0.0005568 | 0.0018195 | 0.0009375 | 100000 | 100000 | 0 | 0 | 0
3445 |  |  |  | 9795.2055 |  |  |  |  | 6056.5347 | 6295.7747 | 6535.0147 | 6774.2547 | 7013.4947 | 9737.4994 | 9474.4256 | 9211.3518 | 8948.2781 | 8685.2043 |  | 0.783 |  |  |  |  | 1 | 1 | 1 | 1 | 1 | [5 empty] | 3.3616 | 9.0613 | 570.7763 | 26826.484 | 684.9315 | 0.019508 | 0.00044379 | 0.00054132 | 0.0018288 | 0.00092296 | 0.019508 | 0.00044379 | 0.00054132 | 0.0018288 | 0.00092296 | 100000 | 100000 | 0 | 0 | 0
3446 |  |  |  | 9795.2055 |  |  |  |  | 5614.327 | 5945.7995 | 6277.272 | 6608.7445 | 6940.217 | 9485.1418 | 9228.8858 | 8972.6299 | 8716.3739 | 8460.118 |  | 0.70175 |  |  |  |  | 1 | 1 | 1 | 1 | 1 | [5 empty] | 3.927 | 10.2963 | 570.7763 | 26826.484 | 684.9315 | 0.018831 | 0.00044005 | 0.00053485 | 0.0018181 | 0.00093122 | 0.018831 | 0.00044005 | 0.00053485 | 0.0018181 | 0.00093122 | 100000 | 100000 | 0 | 0 | 0
3447 |  |  |  | 9795.2055 |  |  |  |  | 5401.7742 | 5717.0767 | 6032.3792 | 6347.6817 | 6662.9842 | 8938.4221 | 8696.9366 | 8455.4512 | 8213.9657 | 7972.4802 |  | 0.60252 |  |  |  |  | 1 | 1 | 1 | 1 | 1 | [5 empty] | 4.8477 | 10.2966 | 570.7763 | 26826.484 | 684.9315 | 0.01697 | 0.00044954 | 0.00054812 | 0.0018364 | 0.00093928 | 0.01697 | 0.00044955 | 0.00054812 | 0.0018364 | 0.00093928 | 100000 | 100000 | 0 | 0 | 0
3448 |  |  |  | 9795.2055 |  |  |  |  | 5383.8578 | 5735.9537 | 6088.0495 | 6440.1453 | 6792.2412 | 9514.0768 | 9257.0391 | 9000.0015 | 8742.9638 | 8485.9261 |  | 0.46287 |  |  |  |  | 1 | 1 | 1 | 1 | 1 | [5 empty] | 5.4997 | 11.1036 | 570.7763 | 26826.484 | 684.9315 | 0.017059 | 0.00037862 | 0.00058116 | 0.0019005 | 0.00097329 | 0.017059 | 0.00037862 | 0.00058116 | 0.0019005 | 0.00097329 | 100000 | 100000 | 0 | 0 | 0
3449 |  |  |  | 9795.2055 |  |  |  |  | 5734.0407 | 6127.3857 | 6520.7307 | 6914.0757 | 7307.4207 | 10049.5862 | 9778.0809 | 9506.5756 | 9235.0703 | 8963.565 |  | 0.27769 |  |  |  |  | 1 | 1 | 1 | 1 | 1 | [5 empty] | 6.3573 | 11.2308 | 570.7763 | 26826.484 | 684.9315 | 0.027703 | 0.00040508 | 0.00088534 | 0.0023934 | 0.0024791 | 0.027703 | 0.00040508 | 0.00088534 | 0.0023934 | 0.0024791 | 100000 | 100000 | 0 | 0 | 0
3450 |  |  |  | 9795.2055 |  |  |  |  | 5987.3125 | 6500.4425 | 7013.5725 | 7526.7025 | 8039.8325 | 10495.6878 | 10212.1303 | 9928.5729 | 9645.0155 | 9361.458 |  | 0.08057 |  |  |  |  | 1 | 1 | 1 | 1 | 1 | [5 empty] | 7.3469 | 11.554 | 570.7763 | 26826.484 | 684.9315 | 0.063632 | 0.0020975 | 0.010514 | 0.040355 | 0.040944 | 0.063632 | 0.0020975 | 0.010514 | 0.040355 | 0.040944 | 100000 | 100000 | 0 | 0 | 0
3451 |  |  |  | 9795.2055 |  |  |  |  | 5852.1256 | 6373.0656 | 6894.0056 | 7414.9456 | 7935.8856 | 11598.8503 | 11285.4892 | 10972.1281 | 10658.767 | 10345.4059 |  | 0.02096 |  |  |  |  | 1 | 1 | 1 | 1 | 1 | [5 empty] | 8.8871 | 10.6579 | 570.7763 | 26826.484 | 684.9315 | 0.071573 | 0.057171 | 0.0616 | 0.043395 | 0.044132 | 0.071573 | 0.057171 | 0.0616 | 0.043395 | 0.044132 | 100000 | 100000 | 0 | 0 | 0
3452 |  |  |  | 9795.2055 |  |  |  |  | 5643.6447 | 6131.998 | 6620.3513 | 7108.7047 | 7597.058 | 11986.2007 | 11662.3747 | 11338.5487 | 11014.7227 | 10690.8968 |  | 0 |  |  |  |  | 1 | 1 | 1 | 1 | 1 | [5 empty] | 9.8178 | 9.9145 | 570.7763 | 26826.484 | 684.9315 | 0.077944 | 0.058265 | 0.06517 | 0.044424 | 0.044112 | 0.077944 | 0.058265 | 0.06517 | 0.044424 | 0.044112 | 100000 | 100000 | 0 | 0 | 0
3453 |  |  |  | 9795.2055 |  |  |  |  | 5442.4931 | 5837.2956 | 6232.0981 | 6626.9006 | 7021.7031 | 11078.8755 | 10779.5623 | 10480.2491 | 10180.936 | 9881.6228 |  | 0 |  |  |  |  | 1 | 1 | 1 | 1 | 1 | [5 empty] | 10.2939 | 10.0947 | 570.7763 | 26826.484 | 684.9315 | 0.079451 | 0.06645 | 0.068476 | 0.04436 | 0.044069 | 0.079451 | 0.06645 | 0.068476 | 0.04436 | 0.044069 | 100000 | 100000 | 0 | 0 | 0
3454 |  |  |  | 9795.2055 |  |  |  |  | 5227.4971 | 5548.6846 | 5869.8721 | 6191.0596 | 6512.2471 | 8744.5814 | 8508.3328 | 8272.0842 | 8035.8357 | 7799.5871 |  | 0 |  |  |  |  | 1 | 1 | 1 | 1 | 1 | [5 empty] | 9.9666 | 10.0995 | 570.7763 | 26826.484 | 684.9315 | 0.077755 | 0.0653 | 0.062207 | 0.043427 | 0.044003 | 0.077755 | 0.0653 | 0.062207 | 0.043427 | 0.044003 | 100000 | 100000 | 0 | 0 | 0
3455 |  |  |  | 9795.2055 |  |  |  |  | 3900.8742 | 4177.1842 | 4453.4942 | 4729.8042 | 5006.1142 | 4893.167 | 4760.9704 | 4628.7738 | 4496.5773 | 4364.3807 |  | 0 |  |  |  |  | 1 | 1 | 1 | 1 | 1 | [5 empty] | 9.1614 | 11.428 | 570.7763 | 26826.484 | 684.9315 | 0.075441 | 0.06343 | 0.054933 | 0.042875 | 0.04401 | 0.075441 | 0.06343 | 0.054933 | 0.042875 | 0.04401 | 100000 | 100000 | 0 | 0 | 0
3456 |  |  |  | 9795.2055 |  |  |  |  | 2749.2284 | 2956.1584 | 3163.0884 | 3370.0184 | 3576.9484 | 2747.7658 | 2673.5306 | 2599.2954 | 2525.0602 | 2450.825 |  | 0 |  |  |  |  | 1 | 1 | 1 | 1 | 1 | [5 empty] | 7.945 | 11.662 | 570.7763 | 26826.484 | 684.9315 | 0.074844 | 0.06161 | 0.054171 | 0.042809 | 0.043959 | 0.074844 | 0.06161 | 0.054171 | 0.042809 | 0.043959 | 100000 | 100000 | 0 | 0 | 0
3457 |  |  |  | 9795.2055 |  |  |  |  | 2283.3125 | 2382.9675 | 2482.6225 | 2582.2775 | 2681.9325 | 2961.6402 | 2881.6268 | 2801.6135 | 2721.6002 | 2641.5868 |  | 0 |  |  |  |  | 1 | 1 | 1 | 1 | 1 | [5 empty] | 7.3881 | 12.4226 | 570.7763 | 26826.484 | 684.9315 | 0.07294 | 0.055231 | 0.053563 | 0.042751 | 0.043905 | 0.07294 | 0.055231 | 0.053563 | 0.042751 | 0.043905 | 100000 | 100000 | 0 | 0 | 0
3458 |  |  |  | 9795.2055 |  |  |  |  | 2107.1736 | 2155.8461 | 2204.5186 | 2253.1911 | 2301.8636 | 2881.8161 | 2803.9593 | 2726.1026 | 2648.2458 | 2570.389 |  | 0 |  |  |  |  | 1 | 1 | 1 | 1 | 1 | [5 empty] | 7.1996 | 11.6963 | 570.7763 | 26826.484 | 684.9315 | 0.07166 | 0.053373 | 0.052867 | 0.042641 | 0.043845 | 0.07166 | 0.053373 | 0.052867 | 0.042641 | 0.043845 | 100000 | 100000 | 0 | 0 | 0
3459 |  |  |  | 9795.2055 |  |  |  |  | 2056.0364 | 2098.1089 | 2140.1814 | 2182.2539 | 2224.3264 | 3644.9241 | 3546.4508 | 3447.9774 | 3349.5041 | 3251.0308 |  | 0 |  |  |  |  | 1 | 1 | 1 | 1 | 1 | [5 empty] | 7.4393 | 12.8764 | 570.7763 | 26826.484 | 684.9315 | 0.071523 | 0.052778 | 0.052639 | 0.042632 | 0.043879 | 0.071523 | 0.052778 | 0.052639 | 0.042632 | 0.043879 | 100000 | 100000 | 0 | 0 | 0
3460 |  |  |  | 9795.2055 |  |  |  |  | 2094.1864 | 2135.1589 | 2176.1314 | 2217.1039 | 2258.0764 | 5844.7831 | 5686.8771 | 5528.9712 | 5371.0652 | 5213.1592 |  | 0 |  |  |  |  | 1 | 1 | 1 | 1 | 1 | [5 empty] | 7.7078 | 11.2869 | 570.7763 | 26826.484 | 684.9315 | 0.068083 | 0.050036 | 0.049608 | 0.042047 | 0.043522 | 0.068083 | 0.050036 | 0.049608 | 0.042047 | 0.043522 | 100000 | 100000 | 0 | 0 | 0
3461 |  |  |  | 9795.2055 |  |  |  |  | 2629.9084 | 2669.9184 | 2709.9284 | 2749.9384 | 2789.9484 | 10952.2602 | 10656.3677 | 10360.4752 | 10064.5828 | 9768.6903 |  | 0.00452 |  |  |  |  | 1 | 1 | 1 | 1 | 1 | [5 empty] | 7.5763 | 11.7105 | 570.7763 | 26826.484 | 684.9315 | 0.06937 | 0.05275 | 0.051126 | 0.042122 | 0.043774 | 0.06937 | 0.05275 | 0.051126 | 0.042122 | 0.043774 | 100000 | 100000 | 0 | 0 | 0
3462 |  |  |  | 9795.2055 |  |  |  |  | 3532.519 | 3574.729 | 3616.939 | 3659.149 | 3701.359 | 12922.3781 | 12573.2598 | 12224.1415 | 11875.0233 | 11525.905 |  | 0.03389 |  |  |  |  | 1 | 1 | 1 | 1 | 1 | [5 empty] | 7.9522 | 12.8923 | 570.7763 | 26826.484 | 684.9315 | 0.070342 | 0.051568 | 0.040577 | 0.041741 | 0.04334 | 0.070342 | 0.051568 | 0.040577 | 0.041741 | 0.04334 | 100000 | 100000 | 0 | 0 | 0
3463 |  |  |  | 9795.2055 |  |  |  |  | 4130.742 | 4172.2645 | 4213.787 | 4255.3095 | 4296.832 | 13171.2047 | 12815.364 | 12459.5233 | 12103.6825 | 11747.8418 |  | 0.16636 |  |  |  |  | 1 | 1 | 1 | 1 | 1 | [5 empty] | 6.6812 | 12.9587 | 570.7763 | 26826.484 | 684.9315 | 0.072759 | 0.042944 | 0.017499 | 0.011515 | 0.033049 | 0.072759 | 0.042944 | 0.017499 | 0.011515 | 0.033049 | 100000 | 100000 | 0 | 0 | 0
3464 |  |  |  | 9795.2055 |  |  |  |  | 3901.0309 | 3953.0034 | 4004.9759 | 4056.9484 | 4108.9209 | 10876.2124 | 10582.3745 | 10288.5366 | 9994.6987 | 9700.8608 |  | 0.32294 |  |  |  |  | 1 | 1 | 1 | 1 | 1 | [5 empty] | 6.096 | 12.0507 | 570.7763 | 26826.484 | 684.9315 | 0.064668 | 0.021322 | 0.001504 | 0.0017112 | 0.0017051 | 0.064668 | 0.021322 | 0.001504 | 0.0017112 | 0.001705 | 100000 | 100000 | 0 | 0 | 0
3465 |  |  |  | 9795.2055 |  |  |  |  | 3856.3874 | 3931.1299 | 4005.8724 | 4080.6149 | 4155.3574 | 10665.1722 | 10377.0359 | 10088.8995 | 9800.7632 | 9512.6269 |  | 0.53234 |  |  |  |  | 1 | 1 | 1 | 1 | 1 | [5 empty] | 6.1905 | 11.7109 | 570.7763 | 26826.484 | 684.9315 | 0.057802 | 0.00066186 | 0.00063959 | 0.00098048 | 0.00074005 | 0.057802 | 0.00066186 | 0.00063959 | 0.00098048 | 0.00074005 | 100000 | 100000 | 0 | 0 | 0
3466 |  |  |  | 9795.2055 |  |  |  |  | 4120.1899 | 4226.7199 | 4333.2499 | 4439.7799 | 4546.3099 | 9696.6924 | 9434.721 | 9172.7497 | 8910.7784 | 8648.8071 |  | 0.62816 |  |  |  |  | 1 | 1 | 1 | 1 | 1 | [5 empty] | 6.5014 | 11.8914 | 570.7763 | 26826.484 | 684.9315 | 0.050522 | 0.00016916 | 0.00037733 | 0.00067714 | 0.0003955 | 0.050522 | 0.00016916 | 0.00037733 | 0.00067714 | 0.0003955 | 100000 | 100000 | 0 | 0 | 0
3467 |  |  |  | 9795.2055 |  |  |  |  | 4634.8078 | 4797.6003 | 4960.3928 | 5123.1853 | 5285.9778 | 8921.8708 | 8680.8325 | 8439.7942 | 8198.7559 | 7957.7176 |  | 0.74563 |  |  |  |  | 1 | 1 | 1 | 1 | 1 | [5 empty] | 6.8733 | 11.8327 | 570.7763 | 26826.484 | 684.9315 | 0.050501 | 0.00016003 | 0.00039415 | 0.00068068 | 0.00040991 | 0.050501 | 0.00016003 | 0.00039415 | 0.00068068 | 0.00040991 | 100000 | 100000 | 0 | 0 | 0
3468 |  |  |  | 9795.2055 |  |  |  |  | 4784.9723 | 4985.0273 | 5185.0823 | 5385.1373 | 5585.1923 | 8432.2452 | 8204.4349 | 7976.6246 | 7748.8143 | 7521.004 |  | 0.7802 |  |  |  |  | 1 | 1 | 1 | 1 | 1 | [5 empty] | 7.4218 | 11.8098 | 570.7763 | 26826.484 | 684.9315 | 0.051363 | 0.00015719 | 0.00040547 | 0.00068674 | 0.00041741 | 0.051363 | 0.00015719 | 0.00040547 | 0.00068674 | 0.00041741 | 100000 | 100000 | 0 | 0 | 0
3469 |  |  |  | 9795.2055 |  |  |  |  | 4649.4184 | 4907.2484 | 5165.0784 | 5422.9084 | 5680.7384 | 7701.9186 | 7493.8393 | 7285.7599 | 7077.6805 | 6869.6011 |  | 0.39122 |  |  |  |  | 1 | 1 | 1 | 1 | 1 | [5 empty] | 7.5658 | 11.2226 | 570.7763 | 26826.484 | 684.9315 | 0.051494 | 0.00016489 | 0.00040854 | 0.00069102 | 0.00042342 | 0.051494 | 0.00016489 | 0.00040854 | 0.00069102 | 0.00042342 | 100000 | 100000 | 0 | 0 | 0
3470 |  |  |  | 9795.2055 |  |  |  |  | 4489.5135 | 4795.1635 | 5100.8135 | 5406.4635 | 5712.1135 | 7504.0091 | 7301.2765 | 7098.544 | 6895.8114 | 6693.0789 |  | 0.05336 |  |  |  |  | 1 | 1 | 1 | 1 | 1 | [5 empty] | 8.5198 | 10.9983 | 570.7763 | 26826.484 | 684.9315 | 0.051366 | 0.00016567 | 0.00041087 | 0.00069509 | 0.00042518 | 0.051366 | 0.00016567 | 0.00041087 | 0.00069509 | 0.00042518 | 100000 | 100000 | 0 | 0 | 0
3471 |  |  |  | 9795.2055 |  |  |  |  | 4166.4568 | 4588.2901 | 5010.1235 | 5431.9568 | 5853.7901 | 7071.6323 | 6880.5811 | 6689.5298 | 6498.4786 | 6307.4274 |  | 0.30753 |  |  |  |  | 1 | 1 | 1 | 1 | 1 | [5 empty] | 8.4983 | 10.5293 | 570.7763 | 26826.484 | 684.9315 | 0.051149 | 0.0001635 | 0.00040367 | 0.00068083 | 0.00041579 | 0.051149 | 0.0001635 | 0.00040367 | 0.00068083 | 0.00041579 | 100000 | 100000 | 0 | 0 | 0
3472 |  |  |  | 9795.2055 |  |  |  |  | 4171.327 | 4783.8653 | 5396.4037 | 6008.942 | 6621.4803 | 7522.2428 | 7319.0177 | 7115.7925 | 6912.5673 | 6709.3422 |  | 0.3666 |  |  |  |  | 1 | 1 | 1 | 1 | 1 | [5 empty] | 7.9829 | 10.082 | 570.7763 | 26826.484 | 684.9315 | 0.052206 | 0.00047878 | 0.00066747 | 0.00065238 | 0.00042748 | 0.052207 | 0.00047878 | 0.00066747 | 0.00065238 | 0.00042748 | 100000 | 100000 | 0 | 0 | 0
3473 |  |  |  | 9795.2055 |  |  |  |  | 4556.0729 | 5352.8545 | 6149.6362 | 6946.4179 | 7743.1995 | 7944.3232 | 7729.6949 | 7515.0665 | 7300.4382 | 7085.8099 |  | 0.24663 |  |  |  |  | 1 | 1 | 1 | 1 | 1 | [5 empty] | 7.5989 | 9.5733 | 570.7763 | 26826.484 | 684.9315 | 0.071289 | 0.012691 | 0.0030099 | 0.0026867 | 0.0024661 | 0.071289 | 0.012691 | 0.0030099 | 0.0026867 | 0.0024661 | 100000 | 100000 | 0 | 0 | 0
3474 |  |  |  | 9795.2055 |  |  |  |  | 5183.5171 | 6013.9837 | 6844.4504 | 7674.9171 | 8505.3837 | 8300.4638 | 8076.2138 | 7851.9638 | 7627.7137 | 7403.4637 |  | 0.08908 |  |  |  |  | 1 | 1 | 1 | 1 | 1 | [5 empty] | 7.7373 | 9.4252 | 570.7763 | 26826.484 | 684.9315 | 0.082751 | 0.073593 | 0.05895 | 0.043301 | 0.043886 | 0.082751 | 0.073593 | 0.05895 | 0.043301 | 0.043886 | 100000 | 100000 | 0 | 0 | 0
3475 |  |  |  | 9795.2055 |  |  |  |  | 5620.2118 | 6390.5118 | 7160.8118 | 7931.1118 | 8701.4118 | 9169.0919 | 8921.3745 | 8673.6572 | 8425.9398 | 8178.2224 |  | 0.02025 |  |  |  |  | 1 | 1 | 1 | 1 | 1 | [5 empty] | 8.8396 | 9.4263 | 570.7763 | 26826.484 | 684.9315 | 0.10332 | 0.085408 | 0.070992 | 0.048784 | 0.046108 | 0.10332 | 0.085408 | 0.070992 | 0.048784 | 0.046108 | 100000 | 100000 | 0 | 0 | 0
3476 |  |  |  | 9795.2055 |  |  |  |  | 5606.4128 | 6248.0178 | 6889.6228 | 7531.2278 | 8172.8328 | 9477.3381 | 9221.2929 | 8965.2478 | 8709.2027 | 8453.1576 |  | 0 |  |  |  |  | 1 | 1 | 1 | 1 | 1 | [5 empty] | 9.3098 | 8.8703 | 570.7763 | 26826.484 | 684.9315 | 0.10527 | 0.099551 | 0.07943 | 0.053169 | 0.046753 | 0.10527 | 0.099551 | 0.07943 | 0.053168 | 0.046753 | 100000 | 100000 | 0 | 0 | 0
3477 |  |  |  | 9795.2055 |  |  |  |  | 5492.7748 | 6016.4923 | 6540.2098 | 7063.9273 | 7587.6448 | 8768.3581 | 8531.4672 | 8294.5763 | 8057.6854 | 7820.7945 |  | 0 |  |  |  |  | 1 | 1 | 1 | 1 | 1 | [5 empty] | 8.952 | 8.7127 | 570.7763 | 26826.484 | 684.9315 | 0.10535 | 0.098693 | 0.079736 | 0.052285 | 0.04662 | 0.10535 | 0.098693 | 0.079736 | 0.052285 | 0.04662 | 100000 | 100000 | 0 | 0 | 0
3478 |  |  |  | 9795.2055 |  |  |  |  | 5287.4147 | 5762.3205 | 6237.2264 | 6712.1322 | 7187.038 | 6928.2276 | 6741.0507 | 6553.8738 | 6366.6969 | 6179.52 |  | 0 |  |  |  |  | 1 | 1 | 1 | 1 | 1 | [5 empty] | 7.4184 | 8.5743 | 570.7763 | 26826.484 | 684.9315 | 0.1063 | 0.099823 | 0.076696 | 0.047979 | 0.046638 | 0.1063 | 0.099823 | 0.076696 | 0.047979 | 0.046638 | 100000 | 100000 | 0 | 0 | 0
3479 |  |  |  | 9795.2055 |  |  |  |  | 3844.2119 | 4217.7294 | 4591.2469 | 4964.7644 | 5338.2819 | 3887.7958 | 3782.7609 | 3677.726 | 3572.6911 | 3467.6562 |  | 0 |  |  |  |  | 1 | 1 | 1 | 1 | 1 | [5 empty] | 6.0147 | 8.3118 | 570.7763 | 26826.484 | 684.9315 | 0.1061 | 0.094083 | 0.076623 | 0.047957 | 0.046211 | 0.1061 | 0.094083 | 0.076623 | 0.047957 | 0.046211 | 100000 | 100000 | 0 | 0 | 0
3480 |  |  |  | 9795.2055 |  |  |  |  | 2740.2794 | 2952.0219 | 3163.7644 | 3375.5069 | 3587.2494 | 2934.0093 | 2854.7425 | 2775.4756 | 2696.2088 | 2616.9419 |  | 0 |  |  |  |  | 1 | 1 | 1 | 1 | 1 | [5 empty] | 8.3774 | 8.2494 | 570.7763 | 26826.484 | 684.9315 | 0.1052 | 0.093977 | 0.076647 | 0.04796 | 0.046226 | 0.1052 | 0.093977 | 0.076647 | 0.04796 | 0.046226 | 100000 | 100000 | 0 | 0 | 0
3481 |  |  |  | 9795.2055 |  |  |  |  | 2275.8801 | 2376.1951 | 2476.5101 | 2576.8251 | 2677.1401 | 3163.1437 | 3077.6864 | 2992.2291 | 2906.7719 | 2821.3146 |  | 0 |  |  |  |  | 1 | 1 | 1 | 1 | 1 | [5 empty] | 6.7287 | 7.5247 | 570.7763 | 26826.484 | 684.9315 | 0.10524 | 0.094084 | 0.076746 | 0.048051 | 0.046245 | 0.10524 | 0.094084 | 0.076746 | 0.048051 | 0.046245 | 100000 | 100000 | 0 | 0 | 0
3482 |  |  |  | 9795.2055 |  |  |  |  | 2100.3145 | 2149.647 | 2198.9795 | 2248.312 | 2297.6445 | 3078.5804 | 2995.4077 | 2912.2351 | 2829.0624 | 2745.8897 |  | 0 |  |  |  |  | 1 | 1 | 1 | 1 | 1 | [5 empty] | 10.9718 | 7.1125 | 570.7763 | 26826.484 | 684.9315 | 0.10527 | 0.094128 | 0.076851 | 0.048094 | 0.04624 | 0.10527 | 0.094128 | 0.076851 | 0.048094 | 0.04624 | 100000 | 100000 | 0 | 0 | 0
3483 |  |  |  | 9795.2055 |  |  |  |  | 2049.3439 | 2089.6289 | 2129.9139 | 2170.1989 | 2210.4839 | 3895.8672 | 3790.6142 | 3685.3613 | 3580.1083 | 3474.8554 |  | 0 |  |  |  |  | 1 | 1 | 1 | 1 | 1 | [5 empty] | 9.3716 | 7.0011 | 570.7763 | 26826.484 | 684.9315 | 0.10532 | 0.094425 | 0.076935 | 0.048131 | 0.046211 | 0.10532 | 0.094425 | 0.076935 | 0.048131 | 0.046211 | 100000 | 100000 | 0 | 0 | 0
3484 |  |  |  | 9795.2055 |  |  |  |  | 2087.3696 | 2128.4796 | 2169.5896 | 2210.6996 | 2251.8096 | 6247.4946 | 6078.7088 | 5909.9229 | 5741.1371 | 5572.3513 |  | 0 |  |  |  |  | 1 | 1 | 1 | 1 | 1 | [5 empty] | 12.1233 | 6.1513 | 570.7763 | 26826.484 | 684.9315 | 0.10404 | 0.093864 | 0.072202 | 0.04572 | 0.0462 | 0.10404 | 0.093864 | 0.072202 | 0.04572 | 0.0462 | 100000 | 100000 | 0 | 0 | 0
3485 |  |  |  | 9795.2055 |  |  |  |  | 2621.3479 | 2660.6704 | 2699.9929 | 2739.3154 | 2778.6379 | 11717.989 | 11401.4092 | 11084.8294 | 10768.2496 | 10451.6697 |  | 0 |  |  |  |  | 1 | 1 | 1 | 1 | 1 | [5 empty] | 7.771 | 5.591 | 570.7763 | 26826.484 | 684.9315 | 0.1043 | 0.093876 | 0.074814 | 0.047098 | 0.046271 | 0.1043 | 0.093876 | 0.074814 | 0.047098 | 0.046271 | 100000 | 100000 | 0 | 0 | 0
3486 |  |  |  | 9795.2055 |  |  |  |  | 3521.0203 | 3563.3678 | 3605.7153 | 3648.0628 | 3690.4103 | 13827.4216 | 13453.8522 | 13080.2827 | 12706.7133 | 12333.1439 |  | 0.00968 |  |  |  |  | 1 | 1 | 1 | 1 | 1 | [5 empty] | 6.5051 | 5.3969 | 570.7763 | 26826.484 | 684.9315 | 0.10384 | 0.093834 | 0.050908 | 0.044512 | 0.045161 | 0.10384 | 0.093834 | 0.050908 | 0.044512 | 0.045161 | 100000 | 100000 | 0 | 0 | 0
3487 |  |  |  | 9795.2055 |  |  |  |  | 4117.2961 | 4158.1311 | 4198.9661 | 4239.8011 | 4280.6361 | 14093.2512 | 13712.5 | 13331.7487 | 12950.9975 | 12570.2463 |  | 0.14149 |  |  |  |  | 1 | 1 | 1 | 1 | 1 | [5 empty] | 5.1994 | 4.5283 | 570.7763 | 26826.484 | 684.9315 | 0.10307 | 0.093729 | 0.04627 | 0.043057 | 0.044605 | 0.10307 | 0.093729 | 0.04627 | 0.043057 | 0.044605 | 100000 | 100000 | 0 | 0 | 0
3488 |  |  |  | 9795.2055 |  |  |  |  | 3888.3326 | 3937.5001 | 3986.6676 | 4035.8351 | 4085.0026 | 11635.0065 | 11320.6685 | 11006.3306 | 10691.9927 | 10377.6548 |  | 0.28323 |  |  |  |  | 1 | 1 | 1 | 1 | 1 | [5 empty] | 3.4441 | 4.5612 | 570.7763 | 26826.484 | 684.9315 | 0.10388 | 0.091342 | 0.044472 | 0.040325 | 0.042432 | 0.10388 | 0.091342 | 0.044472 | 0.040325 | 0.042432 | 100000 | 100000 | 0 | 0 | 0
3489 |  |  |  | 9795.2055 |  |  |  |  | 3843.8345 | 3916.8445 | 3989.8545 | 4062.8645 | 4135.8745 | 11409.0643 | 11100.8306 | 10792.5969 | 10484.3631 | 10176.1294 |  | 0.46886 |  |  |  |  | 1 | 1 | 1 | 1 | 1 | [5 empty] | 3.8514 | 3.9563 | 570.7763 | 26826.484 | 684.9315 | 0.10345 | 0.090593 | 0.044449 | 0.039959 | 0.042068 | 0.10345 | 0.090593 | 0.044449 | 0.039959 | 0.042068 | 100000 | 100000 | 0 | 0 | 0
3490 |  |  |  | 9795.2055 |  |  |  |  | 4106.7783 | 4215.8108 | 4324.8433 | 4433.8758 | 4542.9083 | 10372.2199 | 10091.9981 | 9811.7764 | 9531.5546 | 9251.3329 |  | 0.51447 |  |  |  |  | 1 | 1 | 1 | 1 | 1 | [5 empty] | 6.0903 | 3.8498 | 570.7763 | 26826.484 | 684.9315 | 0.10355 | 0.090491 | 0.044413 | 0.039879 | 0.042007 | 0.10355 | 0.090491 | 0.044413 | 0.039879 | 0.042007 | 100000 | 100000 | 0 | 0 | 0
3491 |  |  |  | 9795.2055 |  |  |  |  | 4619.7211 | 4782.5144 | 4945.3077 | 5108.1011 | 5270.8944 | 9542.8088 | 9284.9949 | 9027.181 | 8769.367 | 8511.5531 |  | 0.44095 |  |  |  |  | 1 | 1 | 1 | 1 | 1 | [5 empty] | 4.5965 | 3.3204 | 570.7763 | 26826.484 | 684.9315 | 0.10401 | 0.090626 | 0.044387 | 0.039862 | 0.041963 | 0.10401 | 0.090626 | 0.044387 | 0.039862 | 0.041963 | 100000 | 100000 | 0 | 0 | 0
3492 |  |  |  | 9795.2055 |  |  |  |  | 4769.3968 | 4978.3893 | 5187.3818 | 5396.3743 | 5605.3668 | 9017.5187 | 8773.8963 | 8530.2739 | 8286.6515 | 8043.0291 |  | 0.10366 |  |  |  |  | 1 | 1 | 1 | 1 | 1 | [5 empty] | 5.9177 | 3.2381 | 570.7763 | 26826.484 | 684.9315 | 0.10441 | 0.091025 | 0.044394 | 0.039972 | 0.041972 | 0.10441 | 0.091025 | 0.044394 | 0.039972 | 0.041972 | 100000 | 100000 | 0 | 0 | 0
3493 |  |  |  | 9795.2055 |  |  |  |  | 4634.2841 | 4894.7541 | 5155.2241 | 5415.6941 | 5676.1641 | 8236.6202 | 8014.095 | 7791.5698 | 7569.0447 | 7346.5195 |  | 0.53559 |  |  |  |  | 1 | 1 | 1 | 1 | 1 | [5 empty] | 6.6186 | 3.8018 | 570.7763 | 26826.484 | 684.9315 | 0.10422 | 0.092079 | 0.044618 | 0.040117 | 0.042126 | 0.10422 | 0.092079 | 0.044618 | 0.040117 | 0.042126 | 100000 | 100000 | 0 | 0 | 0
3494 |  |  |  | 9795.2055 |  |  |  |  | 4474.8997 | 4789.1297 | 5103.3597 | 5417.5897 | 5731.8197 | 8024.3985 | 7807.6068 | 7590.8152 | 7374.0235 | 7157.2318 |  | 0.23036 |  |  |  |  | 1 | 1 | 1 | 1 | 1 | [5 empty] | 5.4313 | 4.0872 | 570.7763 | 26826.484 | 684.9315 | 0.10518 | 0.093119 | 0.045388 | 0.04019 | 0.042344 | 0.10518 | 0.093119 | 0.045388 | 0.04019 | 0.042344 | 100000 | 100000 | 0 | 0 | 0
3495 |  |  |  | 9795.2055 |  |  |  |  | 4152.8946 | 4581.8771 | 5010.8596 | 5439.8421 | 5868.8246 | 7561.9861 | 7357.6872 | 7153.3883 | 6949.0894 | 6744.7905 |  | 0.61136 |  |  |  |  | 1 | 1 | 1 | 1 | 1 | [5 empty] | 5.0277 | 4.644 | 570.7763 | 26826.484 | 684.9315 | 0.10576 | 0.094097 | 0.046539 | 0.041023 | 0.042781 | 0.10576 | 0.094097 | 0.046539 | 0.041023 | 0.042781 | 100000 | 100000 | 0 | 0 | 0
3496 |  |  |  | 9795.2055 |  |  |  |  | 4157.749 | 4776.4748 | 5395.2006 | 6013.9265 | 6632.6523 | 8045.4703 | 7828.1093 | 7610.7483 | 7393.3874 | 7176.0264 |  | 0.46671 |  |  |  |  | 1 | 1 | 1 | 1 | 1 | [5 empty] | 6.4291 | 5.2026 | 570.7763 | 26826.484 | 684.9315 | 0.10666 | 0.10052 | 0.049845 | 0.043052 | 0.043834 | 0.10666 | 0.10052 | 0.049845 | 0.043052 | 0.043834 | 100000 | 100000 | 0 | 0 | 0
3497 |  |  |  | 9795.2055 |  |  |  |  | 4541.2424 | 5319.7374 | 6098.2324 | 6876.7274 | 7655.2224 | 8497.3545 | 8267.7852 | 8038.2159 | 7808.6465 | 7579.0772 |  | 0.18667 |  |  |  |  | 1 | 1 | 1 | 1 | 1 | [5 empty] | 3.9032 | 6.2109 | 570.7763 | 26826.484 | 684.9315 | 0.10964 | 0.10753 | 0.095758 | 0.050824 | 0.04749 | 0.10964 | 0.10753 | 0.095758 | 0.050824 | 0.04749 | 100000 | 100000 | 0 | 0 | 0
3498 |  |  |  | 9795.2055 |  |  |  |  | 5166.6443 | 5997.1118 | 6827.5793 | 7658.0468 | 8488.5143 | 8877.1067 | 8637.2778 | 8397.4489 | 8157.6199 | 7917.791 |  | 0.06935 |  |  |  |  | 1 | 1 | 1 | 1 | 1 | [5 empty] | 10.5574 | 6.4781 | 570.7763 | 26826.484 | 684.9315 | 0.11126 | 0.11016 | 0.10011 | 0.10346 | 0.10245 | 0.11126 | 0.11015 | 0.10011 | 0.10346 | 0.10245 | 100000 | 100000 | 0 | 0 | 0
3499 |  |  |  | 9795.2055 |  |  |  |  | 5601.9174 | 6403.2366 | 7204.5558 | 8005.8749 | 8807.1941 | 9807.3646 | 9542.4033 | 9277.442 | 9012.4807 | 8747.5194 |  | 0.02659 |  |  |  |  | 1 | 1 | 1 | 1 | 1 | [5 empty] | 12.9759 | 7.0892 | 570.7763 | 26826.484 | 684.9315 | 0.11152 | 0.13288 | 0.10453 | 0.10662 | 0.10888 | 0.11152 | 0.13288 | 0.10453 | 0.10662 | 0.10888 | 100000 | 100000 | 0 | 0 | 0
3500 |  |  |  | 9795.2055 |  |  |  |  | 5588.1635 | 6213.0493 | 6837.9351 | 7462.821 | 8087.7068 | 10136.3788 | 9862.5287 | 9588.6785 | 9314.8284 | 9040.9782 |  | 0 |  |  |  |  | 1 | 1 | 1 | 1 | 1 | [5 empty] | 9.3417 | 7.5093 | 570.7763 | 26826.484 | 684.9315 | 0.11152 | 0.1151 | 0.10445 | 0.10619 | 0.10925 | 0.11152 | 0.1151 | 0.10445 | 0.10619 | 0.10925 | 100000 | 100000 | 0 | 0 | 0
3501 |  |  |  | 9795.2055 |  |  |  |  | 5474.8953 | 6016.487 | 6558.0787 | 7099.6703 | 7641.262 | 9375.2476 | 9121.9606 | 8868.6736 | 8615.3866 | 8362.0996 |  | 0 |  |  |  |  | 1 | 1 | 1 | 1 | 1 | [5 empty] | 7.4636 | 7.3929 | 570.7763 | 26826.484 | 684.9315 | 0.11117 | 0.10911 | 0.10276 | 0.10497 | 0.10647 | 0.11117 | 0.10911 | 0.10276 | 0.10497 | 0.10647 | 100000 | 100000 | 0 | 0 | 0
3502 |  |  |  | 9795.2055 |  |  |  |  | 5270.2037 | 5722.4237 | 6174.6437 | 6626.8637 | 7079.0837 | 7405.2754 | 7205.2103 | 7005.1452 | 6805.0801 | 6605.015 |  | 0 |  |  |  |  | 1 | 1 | 1 | 1 | 1 | [5 empty] | 6.6875 | 7.1821 | 570.7763 | 26826.484 | 684.9315 | 0.11005 | 0.10903 | 0.098759 | 0.1038 | 0.10374 | 0.11005 | 0.10903 | 0.098759 | 0.1038 | 0.10374 | 100000 | 100000 | 0 | 0 | 0
3503 |  |  |  | 9795.2055 |  |  |  |  | 3831.6986 | 4228.4811 | 4625.2636 | 5022.0461 | 5418.8286 | 4151.7825 | 4039.6156 | 3927.4487 | 3815.2818 | 3703.1149 |  | 0 |  |  |  |  | 1 | 1 | 1 | 1 | 1 | [5 empty] | 6.6248 | 7.0367 | 570.7763 | 26826.484 | 684.9315 | 0.10906 | 0.10397 | 0.09876 | 0.10237 | 0.10203 | 0.10906 | 0.10397 | 0.09876 | 0.10237 | 0.10203 | 100000 | 100000 | 0 | 0 | 0
3504 |  |  |  | 9795.2055 |  |  |  |  | 2731.4556 | 2933.5731 | 3135.6906 | 3337.8081 | 3539.9256 | 3476.1529 | 3382.2391 | 3288.3254 | 3194.4117 | 3100.498 |  | 0 |  |  |  |  | 1 | 1 | 1 | 1 | 1 | [5 empty] | 7.6192 | 7.392 | 570.7763 | 26826.484 | 684.9315 | 0.10728 | 0.10331 | 0.098777 | 0.10237 | 0.10197 | 0.10728 | 0.10331 | 0.098777 | 0.10237 | 0.10197 | 100000 | 100000 | 0 | 0 | 0
3505 |  |  |  | 9795.2055 |  |  |  |  | 2268.5517 | 2366.2275 | 2463.9033 | 2561.5792 | 2659.255 | 3749.6545 | 3648.3517 | 3547.0489 | 3445.7461 | 3344.4433 |  | 0 |  |  |  |  | 1 | 1 | 1 | 1 | 1 | [5 empty] | 6.1669 | 6.4709 | 570.7763 | 26826.484 | 684.9315 | 0.10725 | 0.10323 | 0.098738 | 0.10238 | 0.10192 | 0.10725 | 0.10324 | 0.098738 | 0.10238 | 0.10192 | 100000 | 100000 | 0 | 0 | 0
3506 |  |  |  | 9795.2055 |  |  |  |  | 2093.5514 | 2140.5739 | 2187.5964 | 2234.6189 | 2281.6414 | 3651.2484 | 3552.6042 | 3453.96 | 3355.3158 | 3256.6716 |  | 0 |  |  |  |  | 1 | 1 | 1 | 1 | 1 | [5 empty] | 6.9132 | 6.8846 | 570.7763 | 26826.484 | 684.9315 | 0.10723 | 0.1032 | 0.098702 | 0.10239 | 0.10187 | 0.10723 | 0.1032 | 0.098702 | 0.10239 | 0.10187 | 100000 | 100000 | 0 | 0 | 0
3507 |  |  |  | 9795.2055 |  |  |  |  | 2042.7449 | 2083.0299 | 2123.3149 | 2163.5999 | 2203.8849 | 4626.0738 | 4501.0932 | 4376.1126 | 4251.132 | 4126.1513 |  | 0 |  |  |  |  | 1 | 1 | 1 | 1 | 1 | [5 empty] | 6.7851 | 6.7824 | 570.7763 | 26826.484 | 684.9315 | 0.10723 | 0.10323 | 0.09868 | 0.10232 | 0.10184 | 0.10723 | 0.10324 | 0.09868 | 0.10232 | 0.10184 | 100000 | 100000 | 0 | 0 | 0
3508 |  |  |  | 9795.2055 |  |  |  |  | 2080.6482 | 2120.5207 | 2160.3932 | 2200.2657 | 2240.1382 | 7419.3031 | 7218.859 | 7018.415 | 6817.9709 | 6617.5268 |  | 0 |  |  |  |  | 1 | 1 | 1 | 1 | 1 | [5 empty] | 8.2611 | 6.8564 | 570.7763 | 26826.484 | 684.9315 | 0.10604 | 0.098002 | 0.091552 | 0.097284 | 0.091729 | 0.10604 | 0.098002 | 0.091552 | 0.097284 | 0.091729 | 100000 | 100000 | 0 | 0 | 0
3509 |  |  |  | 9795.2055 |  |  |  |  | 2612.907 | 2653.6045 | 2694.302 | 2734.9995 | 2775.697 | 13945.3364 | 13568.5813 | 13191.8262 | 12815.0711 | 12438.316 |  | 0 |  |  |  |  | 1 | 1 | 1 | 1 | 1 | [5 empty] | 8.6845 | 6.7394 | 570.7763 | 26826.484 | 684.9315 | 0.10595 | 0.10044 | 0.09768 | 0.10137 | 0.096627 | 0.10595 | 0.10044 | 0.09768 | 0.10137 | 0.096627 | 100000 | 100000 | 0 | 0 | 0
3510 |  |  |  | 9795.2055 |  |  |  |  | 3509.6825 | 3553.13 | 3596.5775 | 3640.025 | 3683.4725 | 16459.8995 | 16015.2096 | 15570.5196 | 15125.8296 | 14681.1397 |  | 0.00505 |  |  |  |  | 1 | 1 | 1 | 1 | 1 | [5 empty] | 7.1894 | 6.29 | 570.7763 | 26826.484 | 684.9315 | 0.10646 | 0.10082 | 0.093699 | 0.093534 | 0.085537 | 0.10646 | 0.10082 | 0.093699 | 0.093535 | 0.085537 | 100000 | 100000 | 0 | 0 | 0
3511 |  |  |  | 9795.2055 |  |  |  |  | 4104.0382 | 4144.5982 | 4185.1582 | 4225.7182 | 4266.2782 | 16775.2142 | 16322.0055 | 15868.7969 | 15415.5882 | 14962.3795 |  | 0.1201 |  |  |  |  | 1 | 1 | 1 | 1 | 1 | [5 empty] | 9.1574 | 5.5956 | 570.7763 | 26826.484 | 684.9315 | 0.10675 | 0.09907 | 0.08914 | 0.049071 | 0.048239 | 0.10675 | 0.09907 | 0.08914 | 0.049071 | 0.048239 | 100000 | 100000 | 0 | 0 | 0
3512 |  |  |  | 9795.2055 |  |  |  |  | 3875.8121 | 3925.1446 | 3974.4771 | 4023.8096 | 4073.1421 | 13842.2922 | 13468.321 | 13094.3498 | 12720.3786 | 12346.4074 |  | 0.1786 |  |  |  |  | 1 | 1 | 1 | 1 | 1 | [5 empty] | 9.8752 | 4.9211 | 570.7763 | 26826.484 | 684.9315 | 0.10747 | 0.097463 | 0.077326 | 0.044764 | 0.044765 | 0.10747 | 0.097462 | 0.077326 | 0.044764 | 0.044765 | 100000 | 100000 | 0 | 0 | 0
3513 |  |  |  | 9795.2055 |  |  |  |  | 3831.4571 | 3906.6946 | 3981.9321 | 4057.1696 | 4132.4071 | 13573.0134 | 13206.3172 | 12839.621 | 12472.9248 | 12106.2286 |  | 0.2044 |  |  |  |  | 1 | 1 | 1 | 1 | 1 | [5 empty] | 10.0082 | 3.5707 | 570.7763 | 26826.484 | 684.9315 | 0.10388 | 0.093983 | 0.048937 | 0.04259 | 0.044222 | 0.10388 | 0.093983 | 0.048937 | 0.04259 | 0.044222 | 100000 | 100000 | 0 | 0 | 0
3514 |  |  |  | 9795.2055 |  |  |  |  | 4093.5543 | 4202.5868 | 4311.6193 | 4420.6518 | 4529.6843 | 12337.3549 | 12004.0419 | 11670.7289 | 11337.416 | 11004.103 |  | 0.41222 |  |  |  |  | 1 | 1 | 1 | 1 | 1 | [5 empty] | 9.8711 | 2.1057 | 570.7763 | 26826.484 | 684.9315 | 0.103 | 0.091632 | 0.047241 | 0.041897 | 0.043261 | 0.103 | 0.091632 | 0.047241 | 0.041897 | 0.043261 | 100000 | 100000 | 0 | 0 | 0
3515 |  |  |  | 9795.2055 |  |  |  |  | 4604.8454 | 4768.7379 | 4932.6304 | 5096.5229 | 5260.4154 | 11349.1824 | 11042.5665 | 10735.9506 | 10429.3347 | 10122.7187 |  | 0.20853 |  |  |  |  | 1 | 1 | 1 | 1 | 1 | [5 empty] | 9.8448 | 2.4325 | 570.7763 | 26826.484 | 684.9315 | 0.10304 | 0.091561 | 0.047236 | 0.041876 | 0.043236 | 0.10304 | 0.091561 | 0.047236 | 0.041876 | 0.043236 | 100000 | 100000 | 0 | 0 | 0
3516 |  |  |  | 9795.2055 |  |  |  |  | 4754.0391 | 4957.5316 | 5161.0241 | 5364.5166 | 5568.0091 | 10720.2492 | 10430.6249 | 10141.0006 | 9851.3763 | 9561.752 |  | 0.37418 |  |  |  |  | 1 | 1 | 1 | 1 | 1 | [5 empty] | 9.1164 | 3.6961 | 570.7763 | 26826.484 | 684.9315 | 0.10303 | 0.091567 | 0.047234 | 0.041888 | 0.043228 | 0.10303 | 0.091567 | 0.047234 | 0.041888 | 0.043228 | 100000 | 100000 | 0 | 0 | 0
3517 |  |  |  | 9795.2055 |  |  |  |  | 4619.3615 | 4880.7115 | 5142.0615 | 5403.4115 | 5664.7615 | 9792.2142 | 9527.6622 | 9263.1102 | 8998.5582 | 8734.0062 |  | 0.48248 |  |  |  |  | 1 | 1 | 1 | 1 | 1 | [5 empty] | 8.5818 | 4.5034 | 570.7763 | 26826.484 | 684.9315 | 0.10301 | 0.09153 | 0.047216 | 0.041885 | 0.043223 | 0.10301 | 0.09153 | 0.047216 | 0.041885 | 0.043223 | 100000 | 100000 | 0 | 0 | 0
3518 |  |  |  | 9795.2055 |  |  |  |  | 4460.4903 | 4766.1403 | 5071.7903 | 5377.4403 | 5683.0903 | 9538.3938 | 9280.6991 | 9023.0045 | 8765.3099 | 8507.6152 |  | 0.09667 |  |  |  |  | 1 | 1 | 1 | 1 | 1 | [5 empty] | 8.1648 | 4.4124 | 570.7763 | 26826.484 | 684.9315 | 0.103 | 0.091566 | 0.047232 | 0.041892 | 0.043229 | 0.103 | 0.091566 | 0.047232 | 0.041892 | 0.043229 | 100000 | 100000 | 0 | 0 | 0
3519 |  |  |  | 9795.2055 |  |  |  |  | 4139.5221 | 4562.7846 | 4986.0471 | 5409.3096 | 5832.5721 | 8988.6007 | 8745.7595 | 8502.9184 | 8260.0773 | 8017.2362 |  | 0.30577 |  |  |  |  | 1 | 1 | 1 | 1 | 1 | [5 empty] | 7.7343 | 4.4253 | 570.7763 | 26826.484 | 684.9315 | 0.10307 | 0.091599 | 0.04724 | 0.041917 | 0.043214 | 0.10307 | 0.091599 | 0.04724 | 0.041917 | 0.043214 | 100000 | 100000 | 0 | 0 | 0
3520 |  |  |  | 9795.2055 |  |  |  |  | 4144.3608 | 4806.3975 | 5468.4342 | 6130.4708 | 6792.5075 | 9567.6144 | 9309.1303 | 9050.6462 | 8792.1621 | 8533.6781 |  | 0.26857 |  |  |  |  | 1 | 1 | 1 | 1 | 1 | [5 empty] | 7.6645 | 4.3097 | 570.7763 | 26826.484 | 684.9315 | 0.10505 | 0.094241 | 0.055895 | 0.042341 | 0.043419 | 0.10505 | 0.094241 | 0.055895 | 0.042341 | 0.043419 | 100000 | 100000 | 0 | 0 | 0
3521 |  |  |  | 9795.2055 |  |  |  |  | 4526.6194 | 5302.5011 | 6078.3828 | 6854.2644 | 7630.1461 | 10106.1719 | 9833.1379 | 9560.1038 | 9287.0698 | 9014.0357 |  | 0.06887 |  |  |  |  | 1 | 1 | 1 | 1 | 1 | [5 empty] | 7.9139 | 3.9743 | 570.7763 | 26826.484 | 684.9315 | 0.10876 | 0.10047 | 0.090783 | 0.044683 | 0.045384 | 0.10876 | 0.10047 | 0.090783 | 0.044683 | 0.045384 | 100000 | 100000 | 0 | 0 | 0
3522 |  |  |  | 9795.2055 |  |  |  |  | 5150.0074 | 5955.7258 | 6761.4441 | 7567.1624 | 8372.8808 | 10554.6931 | 10269.5415 | 9984.39 | 9699.2384 | 9414.0869 |  | 0.0994 |  |  |  |  | 1 | 1 | 1 | 1 | 1 | [5 empty] | 7.31 | 3.5075 | 570.7763 | 26826.484 | 684.9315 | 0.11165 | 0.11012 | 0.10228 | 0.10447 | 0.10646 | 0.11165 | 0.11012 | 0.10228 | 0.10447 | 0.10646 | 100000 | 100000 | 0 | 0 | 0
3523 |  |  |  | 9795.2055 |  |  |  |  | 5583.879 | 6361.934 | 7139.989 | 7918.044 | 8696.099 | 11664.1579 | 11349.0324 | 11033.9069 | 10718.7815 | 10403.656 |  | 0.01961 |  |  |  |  | 1 | 1 | 1 | 1 | 1 | [5 empty] | 8.3875 | 3.1815 | 570.7763 | 26826.484 | 684.9315 | 0.11204 | 0.14197 | 0.10394 | 0.10571 | 0.10888 | 0.11204 | 0.14198 | 0.10394 | 0.10571 | 0.10888 | 100000 | 100000 | 0 | 0 | 0
3524 |  |  |  | 9795.2055 |  |  |  |  | 5570.1693 | 6222.2243 | 6874.2793 | 7526.3343 | 8178.3893 | 12053.6354 | 11727.9876 | 11402.3397 | 11076.6919 | 10751.0441 |  | 0 |  |  |  |  | 1 | 1 | 1 | 1 | 1 | [5 empty] | 9.1895 | 2.5859 | 570.7763 | 26826.484 | 684.9315 | 0.11273 | 0.1431 | 0.10525 | 0.10711 | 0.10925 | 0.11273 | 0.1431 | 0.10525 | 0.10711 | 0.10925 | 100000 | 100000 | 0 | 0 | 0
3525 |  |  |  | 9795.2055 |  |  |  |  | 5457.2659 | 5984.5576 | 6511.8493 | 7039.1409 | 7566.4326 | 11140.9827 | 10839.9916 | 10539.0006 | 10238.0095 | 9937.0184 |  | 0 |  |  |  |  | 1 | 1 | 1 | 1 | 1 | [5 empty] | 8.5134 | 2.6647 | 570.7763 | 26826.484 | 684.9315 | 0.11165 | 0.14062 | 0.1033 | 0.10627 | 0.10962 | 0.11165 | 0.14062 | 0.1033 | 0.10627 | 0.10962 | 100000 | 100000 | 0 | 0 | 0
3526 |  |  |  | 9795.2055 |  |  |  |  | 5253.2334 | 5697.8909 | 6142.5484 | 6587.2059 | 7031.8634 | 8793.4087 | 8555.841 | 8318.2733 | 8080.7056 | 7843.1379 |  | 0 |  |  |  |  | 1 | 1 | 1 | 1 | 1 | [5 empty] | 9.0101 | 2.578 | 570.7763 | 26826.484 | 684.9315 | 0.11126 | 0.12198 | 0.10278 | 0.1054 | 0.108 | 0.11126 | 0.12198 | 0.10278 | 0.1054 | 0.108 | 100000 | 100000 | 0 | 0 | 0
3527 |  |  |  | 9795.2055 |  |  |  |  | 3819.3604 | 4194.1704 | 4568.9804 | 4943.7904 | 5318.6004 | 4920.1984 | 4787.2715 | 4654.3446 | 4521.4178 | 4388.4909 |  | 0 |  |  |  |  | 1 | 1 | 1 | 1 | 1 | [5 empty] | 7.4436 | 1.4362 | 570.7763 | 26826.484 | 684.9315 | 0.11127 | 0.10991 | 0.10231 | 0.10458 | 0.10657 | 0.11127 | 0.10991 | 0.10231 | 0.10458 | 0.10657 | 100000 | 100000 | 0 | 0 | 0
3528 |  |  |  | 9795.2055 |  |  |  |  | 2722.7586 | 2924.8761 | 3126.9936 | 3329.1111 | 3531.2286 | 4607.2472 | 4482.7752 | 4358.3032 | 4233.8312 | 4109.3592 |  | 0 |  |  |  |  | 1 | 1 | 1 | 1 | 1 | [5 empty] | 6.2304 | 1.7513 | 570.7763 | 26826.484 | 684.9315 | 0.11025 | 0.10939 | 0.10231 | 0.1046 | 0.10648 | 0.11025 | 0.10939 | 0.10231 | 0.1046 | 0.10648 | 100000 | 100000 | 0 | 0 | 0
3529 |  |  |  | 9795.2055 |  |  |  |  | 2261.3286 | 2362.6336 | 2463.9386 | 2565.2436 | 2666.5486 | 4935.2233 | 4801.8905 | 4668.5577 | 4535.2249 | 4401.8921 |  | 0 |  |  |  |  | 1 | 1 | 1 | 1 | 1 | [5 empty] | 5.7765 | 2.8887 | 570.7763 | 26826.484 | 684.9315 | 0.10973 | 0.10927 | 0.1023 | 0.10461 | 0.10646 | 0.10973 | 0.10927 | 0.1023 | 0.10461 | 0.10646 | 100000 | 100000 | 0 | 0 | 0
3530 |  |  |  | 9795.2055 |  |  |  |  | 2086.8856 | 2137.0431 | 2187.2006 | 2237.3581 | 2287.5156 | 5135.746 | 4996.9958 | 4858.2456 | 4719.4954 | 4580.7451 |  | 0 |  |  |  |  | 1 | 1 | 1 | 1 | 1 | [5 empty] | 5.5261 | 3.4545 | 570.7763 | 26826.484 | 684.9315 | 0.10973 | 0.10925 | 0.10228 | 0.10459 | 0.10644 | 0.10973 | 0.10925 | 0.10228 | 0.10459 | 0.10644 | 100000 | 100000 | 0 | 0 | 0
3531 |  |  |  | 9795.2055 |  |  |  |  | 2036.2408 | 2077.9008 | 2119.5608 | 2161.2208 | 2202.8808 | 6029.4461 | 5866.5512 | 5703.6563 | 5540.7613 | 5377.8664 |  | 0 |  |  |  |  | 1 | 1 | 1 | 1 | 1 | [5 empty] | 5.9789 | 3.1019 | 570.7763 | 26826.484 | 684.9315 | 0.10973 | 0.10927 | 0.10227 | 0.10451 | 0.1064 | 0.10973 | 0.10927 | 0.10227 | 0.10451 | 0.1064 | 100000 | 100000 | 0 | 0 | 0
3532 |  |  |  | 9795.2055 |  |  |  |  | 2074.0234 | 2115.4084 | 2156.7934 | 2198.1784 | 2239.5634 | 8529.7027 | 8299.2594 | 8068.8161 | 7838.3729 | 7607.9296 |  | 0 |  |  |  |  | 1 | 1 | 1 | 1 | 1 | [5 empty] | 6.1285 | 3.0596 | 570.7763 | 26826.484 | 684.9315 | 0.10687 | 0.10273 | 0.098601 | 0.10371 | 0.10445 | 0.10687 | 0.10273 | 0.098601 | 0.10371 | 0.10445 | 100000 | 100000 | 0 | 0 | 0
3533 |  |  |  | 9795.2055 |  |  |  |  | 2604.5875 | 2646.66 | 2688.7325 | 2730.805 | 2772.8775 | 14234.4448 | 13849.879 | 13465.3132 | 13080.7474 | 12696.1816 |  | 0.0026 |  |  |  |  | 1 | 1 | 1 | 1 | 1 | [5 empty] | 6.3926 | 3.0589 | 570.7763 | 26826.484 | 684.9315 | 0.10682 | 0.10282 | 0.099168 | 0.10363 | 0.10454 | 0.10682 | 0.10282 | 0.099168 | 0.10363 | 0.10454 | 100000 | 100000 | 0 | 0 | 0
3534 |  |  |  | 9795.2055 |  |  |  |  | 3498.5077 | 3540.4427 | 3582.3777 | 3624.3127 | 3666.2477 | 17429.5513 | 16958.6647 | 16487.778 | 16016.8914 | 15546.0048 |  | 0.01911 |  |  |  |  | 1 | 1 | 1 | 1 | 1 | [5 empty] | 5.7464 | 2.9305 | 570.7763 | 26826.484 | 684.9315 | 0.10679 | 0.10082 | 0.096953 | 0.10137 | 0.087027 | 0.10679 | 0.10082 | 0.096953 | 0.10137 | 0.087027 | 100000 | 100000 | 0 | 0 | 0
3535 |  |  |  | 9795.2055 |  |  |  |  | 4090.971 | 4132.2185 | 4173.466 | 4214.7135 | 4255.961 | 17549.8311 | 17075.695 | 16601.5588 | 16127.4227 | 15653.2865 |  | 0.06556 |  |  |  |  | 1 | 1 | 1 | 1 | 1 | [5 empty] | 4.8379 | 3.2185 | 570.7763 | 26826.484 | 684.9315 | 0.10657 | 0.096283 | 0.086298 | 0.045963 | 0.045304 | 0.10657 | 0.096283 | 0.086298 | 0.045963 | 0.045304 | 100000 | 100000 | 0 | 0 | 0
3536 |  |  |  | 9795.2055 |  |  |  |  | 3863.4715 | 3912.144 | 3960.8165 | 4009.489 | 4058.1615 | 15389.3044 | 14973.5382 | 14557.7721 | 14142.0059 | 13726.2398 |  | 0.28922 |  |  |  |  | 1 | 1 | 1 | 1 | 1 | [5 empty] | 5.1598 | 3.0251 | 570.7763 | 26826.484 | 684.9315 | 0.10635 | 0.091656 | 0.046652 | 0.041905 | 0.043403 | 0.10635 | 0.091656 | 0.046652 | 0.041905 | 0.043403 | 100000 | 100000 | 0 | 0 | 0
3537 |  |  |  | 9795.2055 |  |  |  |  | 3819.2578 | 3893.7528 | 3968.2478 | 4042.7428 | 4117.2378 | 14267.623 | 13882.1608 | 13496.6986 | 13111.2365 | 12725.7743 |  | 0.42152 |  |  |  |  | 1 | 1 | 1 | 1 | 1 | [5 empty] | 6.1953 | 3.9436 | 570.7763 | 26826.484 | 684.9315 | 0.096048 | 0.053034 | 0.040306 | 0.040225 | 0.042662 | 0.096048 | 0.053034 | 0.040306 | 0.040225 | 0.042662 | 100000 | 100000 | 0 | 0 | 0
3538 |  |  |  | 9795.2055 |  |  |  |  | 4080.5205 | 4185.263 | 4290.0055 | 4394.748 | 4499.4905 | 13270.8017 | 12912.2703 | 12553.7388 | 12195.2073 | 11836.6758 |  | 0.38546 |  |  |  |  | 1 | 1 | 1 | 1 | 1 | [5 empty] | 6.9214 | 4.8801 | 570.7763 | 26826.484 | 684.9315 | 0.095388 | 0.044852 | 0.037881 | 0.038394 | 0.040706 | 0.095388 | 0.044853 | 0.037881 | 0.038394 | 0.040706 | 100000 | 100000 | 0 | 0 | 0
3539 |  |  |  | 9795.2055 |  |  |  |  | 4590.1836 | 4756.8261 | 4923.4686 | 5090.1111 | 5256.7536 | 12158.9598 | 11830.4665 | 11501.9732 | 11173.4798 | 10844.9865 |  | 0.32125 |  |  |  |  | 1 | 1 | 1 | 1 | 1 | [5 empty] | 6.9944 | 5.0268 | 570.7763 | 26826.484 | 684.9315 | 0.09293 | 0.041099 | 0.037534 | 0.037746 | 0.039635 | 0.09293 | 0.041099 | 0.037534 | 0.037746 | 0.039635 | 100000 | 100000 | 0 | 0 | 0
3540 |  |  |  | 9795.2055 |  |  |  |  | 4738.9023 | 4941.0198 | 5143.1373 | 5345.2548 | 5547.3723 | 11586.4498 | 11273.4237 | 10960.3977 | 10647.3716 | 10334.3455 |  | 0.12098 |  |  |  |  | 1 | 1 | 1 | 1 | 1 | [5 empty] | 6.4743 | 5.1229 | 570.7763 | 26826.484 | 684.9315 | 0.091958 | 0.040457 | 0.0366 | 0.037729 | 0.039324 | 0.091958 | 0.040457 | 0.0366 | 0.037729 | 0.039324 | 100000 | 100000 | 0 | 0 | 0
3541 |  |  |  | 9795.2055 |  |  |  |  | 4604.6535 | 4868.6435 | 5132.6335 | 5396.6235 | 5660.6135 | 11334.6696 | 11028.4457 | 10722.2219 | 10415.998 | 10109.7742 |  | 0.12657 |  |  |  |  | 1 | 1 | 1 | 1 | 1 | [5 empty] | 7.3979 | 5.6858 | 570.7763 | 26826.484 | 684.9315 | 0.089615 | 0.040101 | 0.036595 | 0.037653 | 0.039214 | 0.089615 | 0.040101 | 0.036595 | 0.037653 | 0.039214 | 100000 | 100000 | 0 | 0 | 0
3542 |  |  |  | 9795.2055 |  |  |  |  | 4446.2881 | 4770.1706 | 5094.0531 | 5417.9356 | 5741.8181 | 11058.0239 | 10759.2741 | 10460.5242 | 10161.7744 | 9863.0246 |  | 0.44717 |  |  |  |  | 1 | 1 | 1 | 1 | 1 | [5 empty] | 6.0373 | 7.2988 | 570.7763 | 26826.484 | 684.9315 | 0.087395 | 0.039581 | 0.036346 | 0.036947 | 0.03852 | 0.087395 | 0.039581 | 0.036346 | 0.036947 | 0.03852 | 100000 | 100000 | 0 | 0 | 0
3543 |  |  |  | 9795.2055 |  |  |  |  | 4126.3419 | 4553.8944 | 4981.4469 | 5408.9994 | 5836.5519 | 11208.2826 | 10905.4733 | 10602.664 | 10299.8547 | 9997.0454 |  | 0.33426 |  |  |  |  | 1 | 1 | 1 | 1 | 1 | [5 empty] | 7.0301 | 9.2929 | 570.7763 | 26826.484 | 684.9315 | 0.087184 | 0.039802 | 0.03635 | 0.036944 | 0.038597 | 0.087184 | 0.039802 | 0.03635 | 0.036944 | 0.038597 | 100000 | 100000 | 0 | 0 | 0
3544 |  |  |  | 9795.2055 |  |  |  |  | 4131.1652 | 4741.6419 | 5352.1185 | 5962.5952 | 6573.0719 | 11713.4428 | 11396.9858 | 11080.5288 | 10764.0718 | 10447.6149 |  | 0.39646 |  |  |  |  | 1 | 1 | 1 | 1 | 1 | [5 empty] | 4.7003 | 9.5981 | 570.7763 | 26826.484 | 684.9315 | 0.087104 | 0.041883 | 0.036825 | 0.036908 | 0.038856 | 0.087104 | 0.041883 | 0.036825 | 0.036908 | 0.038856 | 100000 | 100000 | 0 | 0 | 0
3545 |  |  |  | 9795.2055 |  |  |  |  | 4512.2067 | 5298.5392 | 6084.8717 | 6871.2042 | 7657.5367 | 12385.4144 | 12050.803 | 11716.1917 | 11381.5803 | 11046.969 |  | 0.27582 |  |  |  |  | 1 | 1 | 1 | 1 | 1 | [5 empty] | 5.6683 | 11.0288 | 570.7763 | 26826.484 | 684.9315 | 0.093986 | 0.06122 | 0.039811 | 0.039596 | 0.041316 | 0.093986 | 0.06122 | 0.039811 | 0.039596 | 0.041316 | 100000 | 100000 | 0 | 0 | 0
3546 |  |  |  | 9795.2055 |  |  |  |  | 5133.6099 | 5966.8265 | 6800.0432 | 7633.2599 | 8466.4765 | 13294.1404 | 12934.9784 | 12575.8163 | 12216.6543 | 11857.4923 |  | 0.08823 |  |  |  |  | 1 | 1 | 1 | 1 | 1 | [5 empty] | 5.8706 | 11.7907 | 570.7763 | 26826.484 | 684.9315 | 0.10114 | 0.083103 | 0.074693 | 0.044724 | 0.045613 | 0.10114 | 0.083103 | 0.074693 | 0.044724 | 0.045613 | 100000 | 100000 | 0 | 0 | 0
3547 |  |  |  | 9795.2055 |  |  |  |  | 5566.1 | 6320.89 | 7075.68 | 7830.47 | 8585.26 | 14437.5608 | 14047.5075 | 13657.4542 | 13267.4008 | 12877.3475 |  | 0.02493 |  |  |  |  | 1 | 1 | 1 | 1 | 1 | [5 empty] | 5.3085 | 10.8643 | 570.7763 | 26826.484 | 684.9315 | 0.10566 | 0.090516 | 0.085833 | 0.081981 | 0.052224 | 0.10566 | 0.090516 | 0.085833 | 0.08198 | 0.052224 | 100000 | 100000 | 0 | 0 | 0
3548 |  |  |  | 9795.2055 |  |  |  |  | 5552.434 | 6171.0498 | 6789.6656 | 7408.2815 | 8026.8973 | 14418.8753 | 14029.3268 | 13639.7783 | 13250.2298 | 12860.6813 |  | 0 |  |  |  |  | 1 | 1 | 1 | 1 | 1 | [5 empty] | 6.8348 | 10.5814 | 570.7763 | 26826.484 | 684.9315 | 0.10549 | 0.093649 | 0.089341 | 0.099633 | 0.057525 | 0.10549 | 0.093649 | 0.089341 | 0.099633 | 0.057525 | 100000 | 100000 | 0 | 0 | 0
3549 |  |  |  | 9795.2055 |  |  |  |  | 5439.8901 | 5993.9934 | 6548.0967 | 7102.2001 | 7656.3034 | 13403.9018 | 13041.7744 | 12679.647 | 12317.5196 | 11955.3922 |  | 0 |  |  |  |  | 1 | 1 | 1 | 1 | 1 | [5 empty] | 6.7085 | 10.2522 | 570.7763 | 26826.484 | 684.9315 | 0.10487 | 0.097557 | 0.089348 | 0.095454 | 0.053333 | 0.10487 | 0.097557 | 0.089348 | 0.095454 | 0.053333 | 100000 | 100000 | 0 | 0 | 0
3550 |  |  |  | 9795.2055 |  |  |  |  | 5236.5071 | 5703.8513 | 6171.1955 | 6638.5396 | 7105.8838 | 10201.0158 | 9925.4194 | 9649.823 | 9374.2266 | 9098.6302 |  | 0 |  |  |  |  | 1 | 1 | 1 | 1 | 1 | [5 empty] | 5.6148 | 10.3651 | 570.7763 | 26826.484 | 684.9315 | 0.10535 | 0.099031 | 0.091129 | 0.083882 | 0.052837 | 0.10535 | 0.099031 | 0.091129 | 0.083882 | 0.052837 | 100000 | 100000 | 0 | 0 | 0
3551 |  |  |  | 9795.2055 |  |  |  |  | 3807.1995 | 4184.5945 | 4561.9895 | 4939.3845 | 5316.7795 | 6018.4673 | 5855.869 | 5693.2707 | 5530.6723 | 5368.074 |  | 0 |  |  |  |  | 1 | 1 | 1 | 1 | 1 | [5 empty] | 4.0966 | 10.5256 | 570.7763 | 26826.484 | 684.9315 | 0.10567 | 0.10048 | 0.092208 | 0.083541 | 0.052708 | 0.10568 | 0.10048 | 0.092208 | 0.083541 | 0.052708 | 100000 | 100000 | 0 | 0 | 0
3552 |  |  |  | 9795.2055 |  |  |  |  | 2977.8361 | 3284.0086 | 3590.1811 | 3896.3536 | 4202.5261 | 4738.6422 | 4610.6203 | 4482.5985 | 4354.5767 | 4226.5548 |  | 0 |  |  |  |  | 1 | 1 | 1 | 1 | 1 | [5 empty] | 4.3856 | 10.4212 | 570.7763 | 26826.484 | 684.9315 | 0.10589 | 0.10027 | 0.092423 | 0.083955 | 0.052737 | 0.10589 | 0.10027 | 0.092423 | 0.083955 | 0.052737 | 100000 | 100000 | 0 | 0 | 0
3553 |  |  |  | 9795.2055 |  |  |  |  | 2313.5126 | 2480.4026 | 2647.2926 | 2814.1826 | 2981.0726 | 5076.3824 | 4939.236 | 4802.0896 | 4664.9432 | 4527.7968 |  | 0 |  |  |  |  | 1 | 1 | 1 | 1 | 1 | [5 empty] | 2.6182 | 9.7819 | 570.7763 | 26826.484 | 684.9315 | 0.10567 | 0.10082 | 0.092535 | 0.084266 | 0.05295 | 0.10567 | 0.10082 | 0.092535 | 0.084266 | 0.05295 | 100000 | 100000 | 0 | 0 | 0
3554 |  |  |  | 9795.2055 |  |  |  |  | 2081.1196 | 2190.8671 | 2300.6146 | 2410.3621 | 2520.1096 | 5282.9539 | 5140.2266 | 4997.4993 | 4854.7721 | 4712.0448 |  | 0 |  |  |  |  | 1 | 1 | 1 | 1 | 1 | [5 empty] | 1.3476 | 9.166 | 570.7763 | 26826.484 | 684.9315 | 0.10575 | 0.10087 | 0.092598 | 0.084333 | 0.052965 | 0.10575 | 0.10087 | 0.092598 | 0.084333 | 0.052965 | 100000 | 100000 | 0 | 0 | 0
3555 |  |  |  | 9795.2055 |  |  |  |  | 1996.1759 | 2051.9984 | 2107.8209 | 2163.6434 | 2219.4659 | 6202.3761 | 6034.8092 | 5867.2423 | 5699.6754 | 5532.1085 |  | 0 |  |  |  |  | 1 | 1 | 1 | 1 | 1 | [5 empty] | 2.2488 | 8.2273 | 570.7763 | 26826.484 | 684.9315 | 0.10575 | 0.10086 | 0.092757 | 0.084353 | 0.052975 | 0.10575 | 0.10086 | 0.092757 | 0.084353 | 0.052975 | 100000 | 100000 | 0 | 0 | 0
3556 |  |  |  | 9795.2055 |  |  |  |  | 2045.86 | 2097.1725 | 2148.485 | 2199.7975 | 2251.11 | 8774.2174 | 8537.1681 | 8300.1189 | 8063.0697 | 7826.0205 |  | 0 |  |  |  |  | 1 | 1 | 1 | 1 | 1 | [5 empty] | 2.9452 | 7.6465 | 570.7763 | 26826.484 | 684.9315 | 0.10528 | 0.099983 | 0.0878 | 0.06442 | 0.048252 | 0.10528 | 0.099983 | 0.0878 | 0.06442 | 0.048252 | 100000 | 100000 | 0 | 0 | 0
3557 |  |  |  | 9795.2055 |  |  |  |  | 2331.9438 | 2382.7613 | 2433.5788 | 2484.3963 | 2535.2138 | 14644.1865 | 14248.5508 | 13852.9152 | 13457.2796 | 13061.644 |  | 0.00506 |  |  |  |  | 1 | 1 | 1 | 1 | 1 | [5 empty] | 3.7203 | 7.0467 | 570.7763 | 26826.484 | 684.9315 | 0.10601 | 0.099984 | 0.089245 | 0.055539 | 0.048163 | 0.10601 | 0.099984 | 0.089245 | 0.055539 | 0.048163 | 100000 | 100000 | 0 | 0 | 0
3558 |  |  |  | 9795.2055 |  |  |  |  | 2762.2716 | 2803.9316 | 2845.5916 | 2887.2516 | 2928.9116 | 17932.0207 | 17447.5591 | 16963.0975 | 16478.6359 | 15994.1743 |  | 0.01634 |  |  |  |  | 1 | 1 | 1 | 1 | 1 | [5 empty] | 3.6974 | 7.207 | 570.7763 | 26826.484 | 684.9315 | 0.10413 | 0.093518 | 0.046477 | 0.043608 | 0.044702 | 0.10413 | 0.093518 | 0.046477 | 0.043608 | 0.044702 | 100000 | 100000 | 0 | 0 | 0
3559 |  |  |  | 9795.2055 |  |  |  |  | 3149.3262 | 3190.4362 | 3231.5462 | 3272.6562 | 3313.7662 | 18056.7685 | 17568.9366 | 17081.1048 | 16593.2729 | 16105.441 |  | 0.15732 |  |  |  |  | 1 | 1 | 1 | 1 | 1 | [5 empty] | 1.7104 | 6.606 | 570.7763 | 26826.484 | 684.9315 | 0.097646 | 0.04697 | 0.040687 | 0.04029 | 0.043465 | 0.097646 | 0.04697 | 0.040687 | 0.04029 | 0.043465 | 100000 | 100000 | 0 | 0 | 0
3560 |  |  |  | 9795.2055 |  |  |  |  | 3499.5184 | 3576.4884 | 3653.4584 | 3730.4284 | 3807.3984 | 15832.8089 | 15405.0608 | 14977.3126 | 14549.5645 | 14121.8164 |  | 0.14463 |  |  |  |  | 1 | 1 | 1 | 1 | 1 | [5 empty] | 0.83448 | 5.7828 | 570.7763 | 26826.484 | 684.9315 | 0.091268 | 0.030328 | 0.027484 | 0.032307 | 0.034607 | 0.091268 | 0.030328 | 0.027484 | 0.032307 | 0.034607 | 100000 | 100000 | 0 | 0 | 0
3561 |  |  |  | 9795.2055 |  |  |  |  | 4199.1015 | 4323.6715 | 4448.2415 | 4572.8115 | 4697.3815 | 14678.5668 | 14282.0024 | 13885.4379 | 13488.8735 | 13092.309 |  | 0.30928 |  |  |  |  | 1 | 1 | 1 | 1 | 1 | [5 empty] | 0.59626 | 5.2706 | 570.7763 | 26826.484 | 684.9315 | 0.082714 | 0.0057831 | 0.0039632 | 0.010186 | 0.012479 | 0.082714 | 0.0057831 | 0.0039632 | 0.010186 | 0.012479 | 100000 | 100000 | 0 | 0 | 0
3562 |  |  |  | 9795.2055 |  |  |  |  | 4708.7635 | 4967.061 | 5225.3585 | 5483.656 | 5741.9535 | 13652.7929 | 13283.9413 | 12915.0897 | 12546.2382 | 12177.3866 |  | 0.4022 |  |  |  |  | 1 | 1 | 1 | 1 | 1 | [5 empty] | 1.4443 | 5.2376 | 570.7763 | 26826.484 | 684.9315 | 0.082613 | 0.0052759 | 0.003926 | 0.010032 | 0.011871 | 0.082613 | 0.0052759 | 0.003926 | 0.010032 | 0.011871 | 100000 | 100000 | 0 | 0 | 0
3563 |  |  |  | 9795.2055 |  |  |  |  | 5185.5699 | 5514.8149 | 5844.0599 | 6173.3049 | 6502.5499 | 12508.6238 | 12170.6837 | 11832.7437 | 11494.8036 | 11156.8636 |  | 0.3638 |  |  |  |  | 1 | 1 | 1 | 1 | 1 | [5 empty] | 2.1461 | 6.1144 | 570.7763 | 26826.484 | 684.9315 | 0.082499 | 0.0052581 | 0.0038874 | 0.0099737 | 0.011805 | 0.082499 | 0.0052581 | 0.0038874 | 0.0099737 | 0.011805 | 100000 | 100000 | 0 | 0 | 0
3564 |  |  |  | 9795.2055 |  |  |  |  | 5248.8769 | 5689.9044 | 6130.9319 | 6571.9594 | 7012.9869 | 11919.349 | 11597.3292 | 11275.3093 | 10953.2894 | 10631.2696 |  | 0.42657 |  |  |  |  | 1 | 1 | 1 | 1 | 1 | [5 empty] | 2.3237 | 6.7454 | 570.7763 | 26826.484 | 684.9315 | 0.082488 | 0.0052591 | 0.0038861 | 0.0099945 | 0.011802 | 0.082488 | 0.0052591 | 0.0038861 | 0.0099945 | 0.011802 | 100000 | 100000 | 0 | 0 | 0
3565 |  |  |  | 9795.2055 |  |  |  |  | 5063.7639 | 5575.2439 | 6086.7239 | 6598.2039 | 7109.6839 | 11660.4425 | 11345.4174 | 11030.3923 | 10715.3672 | 10400.3421 |  | 0.51862 |  |  |  |  | 1 | 1 | 1 | 1 | 1 | [5 empty] | 2.5864 | 6.5822 | 570.7763 | 26826.484 | 684.9315 | 0.082835 | 0.0052637 | 0.0038888 | 0.010021 | 0.011806 | 0.082835 | 0.0052637 | 0.0038888 | 0.010021 | 0.011805 | 100000 | 100000 | 0 | 0 | 0
3566 |  |  |  | 9795.2055 |  |  |  |  | 5234.4525 | 5742.715 | 6250.9775 | 6759.24 | 7267.5025 | 11375.9884 | 11068.6482 | 10761.3081 | 10453.968 | 10146.6278 |  | 0.53808 |  |  |  |  | 1 | 1 | 1 | 1 | 1 | [5 empty] | 2.9767 | 6.0452 | 570.7763 | 26826.484 | 684.9315 | 0.082942 | 0.0053502 | 0.0044798 | 0.0099692 | 0.011774 | 0.082942 | 0.0053503 | 0.0044798 | 0.0099692 | 0.011773 | 100000 | 100000 | 0 | 0 | 0
3567 |  |  |  | 9795.2055 |  |  |  |  | 5416.3602 | 5906.006 | 6395.6519 | 6885.2977 | 7374.9435 | 11530.7343 | 11219.2135 | 10907.6927 | 10596.1718 | 10284.651 |  | 0.39357 |  |  |  |  | 1 | 1 | 1 | 1 | 1 | [5 empty] | 3.4453 | 5.11 | 570.7763 | 26826.484 | 684.9315 | 0.083606 | 0.012533 | 0.0063892 | 0.010604 | 0.0141 | 0.083606 | 0.012533 | 0.0063892 | 0.010604 | 0.0141 | 100000 | 100000 | 0 | 0 | 0
3568 |  |  |  | 9795.2055 |  |  |  |  | 5468.4483 | 5938.9549 | 6409.4616 | 6879.9683 | 7350.4749 | 12050.7386 | 11725.169 | 11399.5995 | 11074.0299 | 10748.4603 |  | 0.27721 |  |  |  |  | 1 | 1 | 1 | 1 | 1 | [5 empty] | 4.4992 | 3.4045 | 570.7763 | 26826.484 | 684.9315 | 0.0927 | 0.0314 | 0.029049 | 0.034746 | 0.037144 | 0.0927 | 0.0314 | 0.029049 | 0.034746 | 0.037144 | 100000 | 100000 | 0 | 0 | 0
3569 |  |  |  | 9795.2055 |  |  |  |  | 5800.2094 | 6280.3402 | 6760.471 | 7240.6019 | 7720.7327 | 12742.2035 | 12397.9529 | 12053.7023 | 11709.4518 | 11365.2012 |  | 0.18882 |  |  |  |  | 1 | 1 | 1 | 1 | 1 | [5 empty] | 5.3705 | 5.1316 | 570.7763 | 26826.484 | 684.9315 | 0.098666 | 0.042493 | 0.039368 | 0.039839 | 0.041864 | 0.098666 | 0.042493 | 0.039368 | 0.039839 | 0.041864 | 100000 | 100000 | 0 | 0 | 0
3570 |  |  |  | 9795.2055 |  |  |  |  | 5924.4194 | 6444.4244 | 6964.4294 | 7484.4344 | 8004.4394 | 13677.1003 | 13307.592 | 12938.0838 | 12568.5755 | 12199.0672 |  | 0.04646 |  |  |  |  | 1 | 1 | 1 | 1 | 1 | [5 empty] | 7.0177 | 5.3746 | 570.7763 | 26826.484 | 684.9315 | 0.099552 | 0.088392 | 0.045137 | 0.043823 | 0.045555 | 0.099552 | 0.088392 | 0.045137 | 0.043823 | 0.045555 | 100000 | 100000 | 0 | 0 | 0
3571 |  |  |  | 9795.2055 |  |  |  |  | 5747.3199 | 6230.8057 | 6714.2916 | 7197.7774 | 7681.2632 | 14853.4587 | 14452.1693 | 14050.8798 | 13649.5904 | 13248.3009 |  | 0.00083 |  |  |  |  | 1 | 1 | 1 | 1 | 1 | [5 empty] | 8.6447 | 5.1773 | 570.7763 | 26826.484 | 684.9315 | 0.10058 | 0.095748 | 0.055586 | 0.048609 | 0.047399 | 0.10058 | 0.095748 | 0.055586 | 0.048609 | 0.047399 | 100000 | 100000 | 0 | 0 | 0
3572 |  |  |  | 9795.2055 |  |  |  |  | 5443.6063 | 5861.5346 | 6279.4629 | 6697.3913 | 7115.3196 | 14833.8225 | 14433.0636 | 14032.3046 | 13631.5457 | 13230.7868 |  | 0 |  |  |  |  | 1 | 1 | 1 | 1 | 1 | [5 empty] | 9.6619 | 2.2457 | 570.7763 | 26826.484 | 684.9315 | 0.10018 | 0.093134 | 0.049491 | 0.04748 | 0.047021 | 0.10018 | 0.093134 | 0.049491 | 0.04748 | 0.047021 | 100000 | 100000 | 0 | 0 | 0
3573 |  |  |  | 9795.2055 |  |  |  |  | 5270.5135 | 5678.9269 | 6087.3402 | 6495.7535 | 6904.1669 | 13789.1427 | 13416.6075 | 13044.0722 | 12671.5369 | 12299.0016 |  | 0 |  |  |  |  | 1 | 1 | 1 | 1 | 1 | [5 empty] | 8.6207 | 9.699 | 570.7763 | 26826.484 | 684.9315 | 0.099415 | 0.073576 | 0.045965 | 0.045167 | 0.046265 | 0.099415 | 0.073576 | 0.045965 | 0.045167 | 0.046265 | 100000 | 100000 | 0 | 0 | 0
3574 |  |  |  | 9795.2055 |  |  |  |  | 5308.9786 | 5665.9144 | 6022.8502 | 6379.7861 | 6736.7219 | 10493.206 | 10209.7156 | 9926.2252 | 9642.7349 | 9359.2445 |  | 0 |  |  |  |  | 1 | 1 | 1 | 1 | 1 | [5 empty] | 8.6431 | 11.8144 | 570.7763 | 26826.484 | 684.9315 | 0.097151 | 0.068847 | 0.041876 | 0.042689 | 0.045053 | 0.097151 | 0.068847 | 0.041876 | 0.042689 | 0.045053 | 100000 | 100000 | 0 | 0 | 0
3575 |  |  |  | 9795.2055 |  |  |  |  | 4271.2235 | 4621.1744 | 4971.1252 | 5321.076 | 5671.0269 | 6189.8914 | 6022.6618 | 5855.4322 | 5688.2026 | 5520.973 |  | 0 |  |  |  |  | 1 | 1 | 1 | 1 | 1 | [5 empty] | 8.9587 | 14.0024 | 570.7763 | 26826.484 | 684.9315 | 0.094086 | 0.063577 | 0.037929 | 0.042072 | 0.043987 | 0.094086 | 0.063577 | 0.037929 | 0.042072 | 0.043987 | 100000 | 100000 | 0 | 0 | 0
3576 |  |  |  | 9795.2055 |  |  |  |  | 3228.2091 | 3610.2241 | 3992.2391 | 4374.2541 | 4756.2691 | 5250.1022 | 5108.2625 | 4966.4228 | 4824.583 | 4682.7433 |  | 0 |  |  |  |  | 1 | 1 | 1 | 1 | 1 | [5 empty] | 9.4346 | 14.4085 | 570.7763 | 26826.484 | 684.9315 | 0.091001 | 0.060635 | 0.037362 | 0.042084 | 0.043891 | 0.091001 | 0.060635 | 0.037362 | 0.042084 | 0.043891 | 100000 | 100000 | 0 | 0 | 0
3577 |  |  |  | 9795.2055 |  |  |  |  | 2645.8373 | 2958.2798 | 3270.7223 | 3583.1648 | 3895.6073 | 5625.8952 | 5473.9028 | 5321.9105 | 5169.9181 | 5017.9257 |  | 0 |  |  |  |  | 1 | 1 | 1 | 1 | 1 | [5 empty] | 8.7454 | 13.1373 | 570.7763 | 26826.484 | 684.9315 | 0.091162 | 0.059633 | 0.037177 | 0.042094 | 0.043906 | 0.091161 | 0.059633 | 0.037177 | 0.042094 | 0.043906 | 100000 | 100000 | 0 | 0 | 0
3578 |  |  |  | 9795.2055 |  |  |  |  | 2334.2804 | 2548.7729 | 2763.2654 | 2977.7579 | 3192.2504 | 5856.0475 | 5697.8372 | 5539.6269 | 5381.4166 | 5223.2063 |  | 0 |  |  |  |  | 1 | 1 | 1 | 1 | 1 | [5 empty] | 9.1927 | 15.0302 | 570.7763 | 26826.484 | 684.9315 | 0.091192 | 0.060986 | 0.037607 | 0.042127 | 0.04403 | 0.091192 | 0.060986 | 0.037607 | 0.042127 | 0.04403 | 100000 | 100000 | 0 | 0 | 0
3579 |  |  |  | 9795.2055 |  |  |  |  | 2236.0201 | 2334.3559 | 2432.6918 | 2531.0276 | 2629.3634 | 6875.6201 | 6689.8644 | 6504.1088 | 6318.3531 | 6132.5975 |  | 0 |  |  |  |  | 1 | 1 | 1 | 1 | 1 | [5 empty] | 9.8042 | 13.078 | 570.7763 | 26826.484 | 684.9315 | 0.090893 | 0.062089 | 0.037656 | 0.042218 | 0.044105 | 0.090893 | 0.062089 | 0.037655 | 0.042218 | 0.044105 | 100000 | 100000 | 0 | 0 | 0
3580 |  |  |  | 9795.2055 |  |  |  |  | 2297.5326 | 2352.7776 | 2408.0226 | 2463.2676 | 2518.5126 | 9726.1382 | 9463.3713 | 9200.6045 | 8937.8376 | 8675.0708 |  | 0 |  |  |  |  | 1 | 1 | 1 | 1 | 1 | [5 empty] | 8.7852 | 11.783 | 570.7763 | 26826.484 | 684.9315 | 0.083899 | 0.0071649 | 0.028248 | 0.041272 | 0.043368 | 0.083899 | 0.0071649 | 0.028248 | 0.041272 | 0.043368 | 100000 | 100000 | 0 | 0 | 0
3581 |  |  |  | 9795.2055 |  |  |  |  | 2504.4384 | 2547.1984 | 2589.9584 | 2632.7184 | 2675.4784 | 16239.5376 | 15800.8011 | 15362.0645 | 14923.328 | 14484.5915 |  | 0.00718 |  |  |  |  | 1 | 1 | 1 | 1 | 1 | [5 empty] | 8.1986 | 11.1441 | 570.7763 | 26826.484 | 684.9315 | 0.087421 | 0.0078813 | 0.031396 | 0.041835 | 0.043414 | 0.087421 | 0.0078813 | 0.031396 | 0.041835 | 0.043414 | 100000 | 100000 | 0 | 0 | 0
3582 |  |  |  | 9795.2055 |  |  |  |  | 2795.2249 | 2836.3349 | 2877.4449 | 2918.5549 | 2959.6649 | 19888.4949 | 19351.176 | 18813.8572 | 18276.5384 | 17739.2196 |  | 0.03111 |  |  |  |  | 1 | 1 | 1 | 1 | 1 | [5 empty] | 8.3782 | 9.6979 | 570.7763 | 26826.484 | 684.9315 | 0.087891 | 0.0083362 | 0.031749 | 0.040403 | 0.043337 | 0.087891 | 0.0083362 | 0.031749 | 0.040403 | 0.043337 | 100000 | 100000 | 0 | 0 | 0
3583 |  |  |  | 9795.2055 |  |  |  |  | 3462.2762 | 3502.6987 | 3543.1212 | 3583.5437 | 3623.9662 | 20030.7482 | 19489.5862 | 18948.4241 | 18407.2621 | 17866.1001 |  | 0.02107 |  |  |  |  | 1 | 1 | 1 | 1 | 1 | [5 empty] | 10.2499 | 9.124 | 570.7763 | 26826.484 | 684.9315 | 0.087768 | 0.0089948 | 0.013274 | 0.03976 | 0.042607 | 0.087769 | 0.0089948 | 0.013274 | 0.03976 | 0.042607 | 100000 | 100000 | 0 | 0 | 0
3584 |  |  |  | 9795.2055 |  |  |  |  | 4479.23 | 4520.065 | 4560.9 | 4601.735 | 4642.57 | 17559.6742 | 17085.2721 | 16610.87 | 16136.4679 | 15662.0658 |  | 0.08408 |  |  |  |  | 1 | 1 | 1 | 1 | 1 | [5 empty] | 11.2348 | 8.5944 | 570.7763 | 26826.484 | 684.9315 | 0.080433 | 0.0079226 | 0.0091712 | 0.033368 | 0.041717 | 0.080433 | 0.0079226 | 0.0091712 | 0.033368 | 0.041717 | 100000 | 100000 | 0 | 0 | 0
3585 |  |  |  | 9795.2055 |  |  |  |  | 5423.4872 | 5482.9672 | 5542.4472 | 5601.9272 | 5661.4072 | 16278.6259 | 15838.8333 | 15399.0408 | 14959.2482 | 14519.4557 |  | 0.14057 |  |  |  |  | 1 | 1 | 1 | 1 | 1 | [5 empty] | 12.8229 | 8.2843 | 570.7763 | 26826.484 | 684.9315 | 0.065318 | 0.0068805 | 0.0074541 | 0.031341 | 0.035795 | 0.065318 | 0.0068805 | 0.0074541 | 0.031341 | 0.035795 | 100000 | 100000 | 0 | 0 | 0
3586 |  |  |  | 9795.2055 |  |  |  |  | 6080.9522 | 6155.1997 | 6229.4472 | 6303.6947 | 6377.9422 | 15140.0947 | 14731.0614 | 14322.028 | 13912.9947 | 13503.9613 |  | 0.10612 |  |  |  |  | 1 | 1 | 1 | 1 | 1 | [5 empty] | 11.6584 | 6.7385 | 570.7763 | 26826.484 | 684.9315 | 0.061963 | 0.0035278 | 0.0031283 | 0.011784 | 0.017389 | 0.061963 | 0.0035278 | 0.0031283 | 0.011784 | 0.017389 | 100000 | 100000 | 0 | 0 | 0
3587 |  |  |  | 9795.2055 |  |  |  |  | 6745.607 | 6861.487 | 6977.367 | 7093.247 | 7209.127 | 13870.0229 | 13495.3025 | 13120.5821 | 12745.8617 | 12371.1413 |  | 0.20665 |  |  |  |  | 1 | 1 | 1 | 1 | 1 | [5 empty] | 11.1389 | 6.8961 | 570.7763 | 26826.484 | 684.9315 | 0.060008 | 0.0031695 | 0.0023351 | 0.011041 | 0.015771 | 0.060009 | 0.0031695 | 0.0023351 | 0.011041 | 0.015771 | 100000 | 100000 | 0 | 0 | 0
3588 |  |  |  | 9795.2055 |  |  |  |  | 6632.1683 | 6803.1008 | 6974.0333 | 7144.9658 | 7315.8983 | 13215.4428 | 12858.4069 | 12501.371 | 12144.3351 | 11787.2993 |  | 0.2915 |  |  |  |  | 1 | 1 | 1 | 1 | 1 | [5 empty] | 14.5469 | 5.3281 | 570.7763 | 26826.484 | 684.9315 | 0.047496 | 0.0018498 | 0.0023001 | 0.011084 | 0.015829 | 0.047496 | 0.0018498 | 0.0023001 | 0.011084 | 0.015829 | 100000 | 100000 | 0 | 0 | 0
3589 |  |  |  | 9795.2055 |  |  |  |  | 5941.151 | 6180.391 | 6419.631 | 6658.871 | 6898.111 | 12928.8028 | 12579.511 | 12230.2191 | 11880.9273 | 11531.6354 |  | 0.36984 |  |  |  |  | 1 | 1 | 1 | 1 | 1 | [5 empty] | 16.441 | 3.5269 | 570.7763 | 26826.484 | 684.9315 | 0.045686 | 0.0018557 | 0.0022965 | 0.010996 | 0.015772 | 0.045686 | 0.0018557 | 0.0022965 | 0.010996 | 0.015772 | 100000 | 100000 | 0 | 0 | 0
3590 |  |  |  | 9795.2055 |  |  |  |  | 5507.3679 | 5838.8404 | 6170.3129 | 6501.7854 | 6833.2579 | 12613.963 | 12273.177 | 11932.3911 | 11591.6051 | 11250.8192 |  | 0.24496 |  |  |  |  | 1 | 1 | 1 | 1 | 1 | [5 empty] | 14.9684 | 1.7414 | 570.7763 | 26826.484 | 684.9315 | 0.047017 | 0.0019324 | 0.0022947 | 0.010875 | 0.015764 | 0.047017 | 0.0019324 | 0.0022947 | 0.010875 | 0.015764 | 100000 | 100000 | 0 | 0 | 0
3591 |  |  |  | 9795.2055 |  |  |  |  | 5298.8644 | 5614.1669 | 5929.4694 | 6244.7719 | 6560.0744 | 12786.1978 | 12440.7586 | 12095.3195 | 11749.8803 | 11404.4412 |  | 0.4431 |  |  |  |  | 1 | 1 | 1 | 1 | 1 | [5 empty] | 16.0054 | 3.7158 | 570.7763 | 26826.484 | 684.9315 | 0.046618 | 0.0021201 | 0.0022749 | 0.010925 | 0.018808 | 0.046618 | 0.0021201 | 0.0022749 | 0.010925 | 0.018808 | 100000 | 100000 | 0 | 0 | 0
3592 |  |  |  | 9795.2055 |  |  |  |  | 5281.2894 | 5633.3852 | 5985.4811 | 6337.5769 | 6689.6727 | 13364.0311 | 13002.9809 | 12641.9307 | 12280.8804 | 11919.8302 |  | 0.1458 |  |  |  |  | 1 | 1 | 1 | 1 | 1 | [5 empty] | 14.9465 | 6.1004 | 570.7763 | 26826.484 | 684.9315 | 0.046236 | 0.0019516 | 0.0023324 | 0.012505 | 0.019876 | 0.046236 | 0.0019516 | 0.0023324 | 0.012505 | 0.019876 | 100000 | 100000 | 0 | 0 | 0
3593 |  |  |  | 9795.2055 |  |  |  |  | 5624.8009 | 6018.1459 | 6411.4909 | 6804.8359 | 7198.1809 | 14131.4107 | 13749.6285 | 13367.8463 | 12986.0641 | 12604.2819 |  | 0.21632 |  |  |  |  | 1 | 1 | 1 | 1 | 1 | [5 empty] | 15.3668 | 7.9989 | 570.7763 | 26826.484 | 684.9315 | 0.056315 | 0.0054615 | 0.0043245 | 0.029622 | 0.034945 | 0.056315 | 0.0054615 | 0.0043245 | 0.029622 | 0.034945 | 100000 | 100000 | 0 | 0 | 0
3594 |  |  |  | 9795.2055 |  |  |  |  | 5873.2476 | 6386.3776 | 6899.5076 | 7412.6376 | 7925.7676 | 15168.2067 | 14758.4138 | 14348.621 | 13938.8281 | 13529.0353 |  | 0.06696 |  |  |  |  | 1 | 1 | 1 | 1 | 1 | [5 empty] | 15.1702 | 8.3229 | 570.7763 | 26826.484 | 684.9315 | 0.063273 | 0.0063266 | 0.0077408 | 0.036291 | 0.041957 | 0.063273 | 0.0063266 | 0.0077408 | 0.036291 | 0.041957 | 100000 | 100000 | 0 | 0 | 0
3595 |  |  |  | 9795.2055 |  |  |  |  | 5740.6361 | 6261.5761 | 6782.5161 | 7303.4561 | 7824.3961 | 16472.8135 | 16027.7746 | 15582.7358 | 15137.6969 | 14692.6581 |  | 0.0199 |  |  |  |  | 1 | 1 | 1 | 1 | 1 | [5 empty] | 14.6883 | 9.6946 | 570.7763 | 26826.484 | 684.9315 | 0.072556 | 0.006954 | 0.0086638 | 0.039486 | 0.042931 | 0.072556 | 0.006954 | 0.0086638 | 0.039486 | 0.042931 | 100000 | 100000 | 0 | 0 | 0
3596 |  |  |  | 9795.2055 |  |  |  |  | 5536.127 | 6024.4803 | 6512.8336 | 7001.187 | 7489.5403 | 16449.4308 | 16005.0237 | 15560.6166 | 15116.2094 | 14671.8023 |  | 0 |  |  |  |  | 1 | 1 | 1 | 1 | 1 | [5 empty] | 13.3797 | 9.4524 | 570.7763 | 26826.484 | 684.9315 | 0.072424 | 0.0071739 | 0.0088575 | 0.039809 | 0.043276 | 0.072424 | 0.0071739 | 0.0088575 | 0.039809 | 0.043276 | 100000 | 100000 | 0 | 0 | 0
3597 |  |  |  | 9795.2055 |  |  |  |  | 5338.8076 | 5733.6101 | 6128.4126 | 6523.2151 | 6918.0176 | 15289.0348 | 14875.9776 | 14462.9204 | 14049.8632 | 13636.806 |  | 0 |  |  |  |  | 1 | 1 | 1 | 1 | 1 | [5 empty] | 13.4999 | 9.2813 | 570.7763 | 26826.484 | 684.9315 | 0.072869 | 0.0066068 | 0.0087134 | 0.040466 | 0.043242 | 0.072869 | 0.0066068 | 0.0087134 | 0.040466 | 0.043242 | 100000 | 100000 | 0 | 0 | 0
3598 |  |  |  | 9795.2055 |  |  |  |  | 5127.9075 | 5449.095 | 5770.2825 | 6091.47 | 6412.6575 | 11630.7069 | 11316.4852 | 11002.2634 | 10688.0417 | 10373.8199 |  | 0 |  |  |  |  | 1 | 1 | 1 | 1 | 1 | [5 empty] | 14.2723 | 9.4377 | 570.7763 | 26826.484 | 684.9315 | 0.072815 | 0.0062669 | 0.0087174 | 0.039745 | 0.043306 | 0.072815 | 0.0062669 | 0.0087175 | 0.039745 | 0.043306 | 100000 | 100000 | 0 | 0 | 0
3599 |  |  |  | 9795.2055 |  |  |  |  | 3826.5582 | 4102.8682 | 4379.1782 | 4655.4882 | 4931.7982 | 6857.1426 | 6671.8861 | 6486.6297 | 6301.3732 | 6116.1168 |  | 0 |  |  |  |  | 1 | 1 | 1 | 1 | 1 | [5 empty] | 13.5693 | 7.7144 | 570.7763 | 26826.484 | 684.9315 | 0.07138 | 0.0060488 | 0.0077033 | 0.038621 | 0.043126 | 0.07138 | 0.0060488 | 0.0077033 | 0.038621 | 0.043126 | 100000 | 100000 | 0 | 0 | 0
3600 |  |  |  | 9795.2055 |  |  |  |  | 2697.4458 | 2906.4383 | 3115.4308 | 3324.4233 | 3533.4158 | 6354.829 | 6183.1433 | 6011.4577 | 5839.772 | 5668.0864 |  | 0 |  |  |  |  | 1 | 1 | 1 | 1 | 1 | [5 empty] | 12.7387 | 7.5327 | 570.7763 | 26826.484 | 684.9315 | 0.068681 | 0.0059118 | 0.007386 | 0.037958 | 0.043029 | 0.068681 | 0.0059118 | 0.007386 | 0.037958 | 0.043029 | 100000 | 100000 | 0 | 0 | 0
3601 |  |  |  | 9795.2055 |  |  |  |  | 2240.3056 | 2341.2806 | 2442.2556 | 2543.2306 | 2644.2056 | 6813.1684 | 6629.1 | 6445.0316 | 6260.9631 | 6076.8947 |  | 0 |  |  |  |  | 1 | 1 | 1 | 1 | 1 | [5 empty] | 15.0389 | 12.0857 | 570.7763 | 26826.484 | 684.9315 | 0.065533 | 0.0059345 | 0.007237 | 0.037948 | 0.042026 | 0.065533 | 0.0059345 | 0.007237 | 0.037948 | 0.042026 | 100000 | 100000 | 0 | 0 | 0
3602 |  |  |  | 9795.2055 |  |  |  |  | 2067.4843 | 2117.9718 | 2168.4593 | 2218.9468 | 2269.4343 | 7094.5391 | 6902.869 | 6711.199 | 6519.5289 | 6327.8588 |  | 0 |  |  |  |  | 1 | 1 | 1 | 1 | 1 | [5 empty] | 14.7564 | 12.6755 | 570.7763 | 26826.484 | 684.9315 | 0.065129 | 0.0057527 | 0.0072347 | 0.0378 | 0.042065 | 0.065129 | 0.0057527 | 0.0072347 | 0.0378 | 0.042065 | 100000 | 100000 | 0 | 0 | 0
3603 |  |  |  | 9795.2055 |  |  |  |  | 2017.3104 | 2059.2454 | 2101.1804 | 2143.1154 | 2185.0504 | 8330.6336 | 8105.5685 | 7880.5034 | 7655.4383 | 7430.3732 |  | 0 |  |  |  |  | 1 | 1 | 1 | 1 | 1 | [5 empty] | 12.2435 | 13.3041 | 570.7763 | 26826.484 | 684.9315 | 0.065075 | 0.0056842 | 0.0072452 | 0.037776 | 0.042063 | 0.065075 | 0.0056842 | 0.0072452 | 0.037776 | 0.042063 | 100000 | 100000 | 0 | 0 | 0
3604 |  |  |  | 9795.2055 |  |  |  |  | 2054.7417 | 2096.8142 | 2138.8867 | 2180.9592 | 2223.0317 | 11783.3203 | 11464.9755 | 11146.6306 | 10828.2858 | 10509.9409 |  | 0 |  |  |  |  | 1 | 1 | 1 | 1 | 1 | [5 empty] | 9.9724 | 13.4493 | 570.7763 | 26826.484 | 684.9315 | 0.064808 | 0.0053169 | 0.0072705 | 0.035369 | 0.039513 | 0.064808 | 0.0053169 | 0.0072705 | 0.035369 | 0.039513 | 100000 | 100000 | 0 | 0 | 0
3605 |  |  |  | 9795.2055 |  |  |  |  | 2580.3733 | 2621.2083 | 2662.0433 | 2702.8783 | 2743.7133 | 19688.6824 | 19156.7618 | 18624.8412 | 18092.9206 | 17561.0001 |  | 0.00567 |  |  |  |  | 1 | 1 | 1 | 1 | 1 | [5 empty] | 9.3653 | 13.7775 | 570.7763 | 26826.484 | 684.9315 | 0.066892 | 0.0056823 | 0.0073952 | 0.036153 | 0.040323 | 0.066892 | 0.0056823 | 0.0073952 | 0.036153 | 0.040323 | 100000 | 100000 | 0 | 0 | 0
3606 |  |  |  | 9795.2055 |  |  |  |  | 3465.9829 | 3508.7429 | 3551.5029 | 3594.2629 | 3637.0229 | 24119.0333 | 23467.4199 | 22815.8064 | 22164.193 | 21512.5795 |  | 0.04134 |  |  |  |  | 1 | 1 | 1 | 1 | 1 | [5 empty] | 10.6237 | 14.117 | 570.7763 | 26826.484 | 684.9315 | 0.071051 | 0.0056774 | 0.0073343 | 0.037653 | 0.04085 | 0.071051 | 0.0056774 | 0.0073343 | 0.037653 | 0.04085 | 100000 | 100000 | 0 | 0 | 0
3607 |  |  |  | 9795.2055 |  |  |  |  | 4052.9382 | 4095.4232 | 4137.9082 | 4180.3932 | 4222.8782 | 24299.9938 | 23643.4914 | 22986.989 | 22330.4867 | 21673.9843 |  | 0.12657 |  |  |  |  | 1 | 1 | 1 | 1 | 1 | [5 empty] | 10.7677 | 14.0639 | 570.7763 | 26826.484 | 684.9315 | 0.073972 | 0.01218 | 0.0078528 | 0.037762 | 0.04118 | 0.073972 | 0.01218 | 0.0078528 | 0.037762 | 0.04118 | 100000 | 100000 | 0 | 0 | 0
3608 |  |  |  | 9795.2055 |  |  |  |  | 3827.5537 | 3877.7112 | 3927.8687 | 3978.0262 | 4028.1837 | 21293.597 | 20718.3172 | 20143.0373 | 19567.7575 | 18992.4776 |  | 0.16472 |  |  |  |  | 1 | 1 | 1 | 1 | 1 | [5 empty] | 10.36 | 14.224 | 570.7763 | 26826.484 | 684.9315 | 0.075479 | 0.012597 | 0.0080144 | 0.03636 | 0.041751 | 0.075479 | 0.012597 | 0.0080144 | 0.03636 | 0.041751 | 100000 | 100000 | 0 | 0 | 0
3609 |  |  |  | 9795.2055 |  |  |  |  | 3783.7511 | 3858.7411 | 3933.7311 | 4008.7211 | 4083.7111 | 19738.1607 | 19204.9034 | 18671.646 | 18138.3887 | 17605.1314 |  | 0.39207 |  |  |  |  | 1 | 1 | 1 | 1 | 1 | [5 empty] | 11.4364 | 13.8758 | 570.7763 | 26826.484 | 684.9315 | 0.076636 | 0.012155 | 0.0080191 | 0.035536 | 0.040876 | 0.076636 | 0.012155 | 0.0080191 | 0.035536 | 0.040876 | 100000 | 100000 | 0 | 0 | 0
3610 |  |  |  | 9795.2055 |  |  |  |  | 4042.5848 | 4147.3273 | 4252.0698 | 4356.8123 | 4461.5548 | 18355.6272 | 17859.7212 | 17363.8152 | 16867.9092 | 16372.0032 |  | 0.13993 |  |  |  |  | 1 | 1 | 1 | 1 | 1 | [5 empty] | 11.5978 | 12.3987 | 570.7763 | 26826.484 | 684.9315 | 0.073437 | 0.011745 | 0.007827 | 0.035551 | 0.040532 | 0.073437 | 0.011745 | 0.007827 | 0.035551 | 0.040532 | 100000 | 100000 | 0 | 0 | 0
3611 |  |  |  | 9795.2055 |  |  |  |  | 4547.5097 | 4711.4022 | 4875.2947 | 5039.1872 | 5203.0797 | 16813.0779 | 16358.8463 | 15904.6146 | 15450.383 | 14996.1514 |  | 0.68214 |  |  |  |  | 1 | 1 | 1 | 1 | 1 | [5 empty] | 11.187 | 10.9594 | 570.7763 | 26826.484 | 684.9315 | 0.073121 | 0.011194 | 0.0077806 | 0.035437 | 0.040587 | 0.073121 | 0.011194 | 0.0077806 | 0.035437 | 0.040587 | 100000 | 100000 | 0 | 0 | 0
3612 |  |  |  | 9795.2055 |  |  |  |  | 4694.8459 | 4899.7134 | 5104.5809 | 5309.4484 | 5514.3159 | 16017.0641 | 15584.338 | 15151.6119 | 14718.8859 | 14286.1598 |  | 0.60338 |  |  |  |  | 1 | 1 | 1 | 1 | 1 | [5 empty] | 10.5584 | 9.3833 | 570.7763 | 26826.484 | 684.9315 | 0.073001 | 0.011071 | 0.0077739 | 0.035524 | 0.040566 | 0.073001 | 0.011071 | 0.0077739 | 0.035524 | 0.040566 | 100000 | 100000 | 0 | 0 | 0
3613 |  |  |  | 9795.2055 |  |  |  |  | 4561.8451 | 4831.9951 | 5102.1451 | 5372.2951 | 5642.4451 | 15670.5683 | 15247.2034 | 14823.8384 | 14400.4735 | 13977.1086 |  | 0.60873 |  |  |  |  | 1 | 1 | 1 | 1 | 1 | [5 empty] | 9.2724 | 7.6314 | 570.7763 | 26826.484 | 684.9315 | 0.073466 | 0.012068 | 0.0079093 | 0.03579 | 0.040531 | 0.073466 | 0.012068 | 0.0079093 | 0.03579 | 0.040531 | 100000 | 100000 | 0 | 0 | 0
3614 |  |  |  | 9795.2055 |  |  |  |  | 4404.9521 | 4722.3996 | 5039.8471 | 5357.2946 | 5674.7421 | 15290.1671 | 14877.0793 | 14463.9915 | 14050.9037 | 13637.8159 |  | 0.18943 |  |  |  |  | 1 | 1 | 1 | 1 | 1 | [5 empty] | 8.989 | 11.9005 | 570.7763 | 26826.484 | 684.9315 | 0.075179 | 0.01263 | 0.0079875 | 0.035927 | 0.040399 | 0.075179 | 0.012631 | 0.0079875 | 0.035927 | 0.040399 | 100000 | 100000 | 0 | 0 | 0
3615 |  |  |  | 9795.2055 |  |  |  |  | 4087.9803 | 4512.6728 | 4937.3653 | 5362.0578 | 5786.7503 | 15500.3512 | 15081.585 | 14662.8187 | 14244.0525 | 13825.2862 |  | 0.221 |  |  |  |  | 1 | 1 | 1 | 1 | 1 | [5 empty] | 9.2764 | 11.9405 | 570.7763 | 26826.484 | 684.9315 | 0.075153 | 0.023166 | 0.0079339 | 0.035935 | 0.040475 | 0.075153 | 0.023166 | 0.0079339 | 0.035935 | 0.040475 | 100000 | 100000 | 0 | 0 | 0
3616 |  |  |  | 9795.2055 |  |  |  |  | 4092.7587 | 4713.5471 | 5334.3354 | 5955.1237 | 6575.9121 | 16203.4701 | 15765.708 | 15327.9459 | 14890.1837 | 14452.4216 |  | 0.2197 |  |  |  |  | 1 | 1 | 1 | 1 | 1 | [5 empty] | 7.2976 | 11.7498 | 570.7763 | 26826.484 | 684.9315 | 0.077993 | 0.023541 | 0.0082075 | 0.036219 | 0.041519 | 0.077993 | 0.023541 | 0.0082075 | 0.036219 | 0.041519 | 100000 | 100000 | 0 | 0 | 0
3617 |  |  |  | 9795.2055 |  |  |  |  | 4470.2578 | 5246.1403 | 6022.0228 | 6797.9053 | 7573.7878 | 17135.1056 | 16672.1739 | 16209.2422 | 15746.3105 | 15283.3788 |  | 0.15165 |  |  |  |  | 1 | 1 | 1 | 1 | 1 | [5 empty] | 7.267 | 8.7544 | 570.7763 | 26826.484 | 684.9315 | 0.08236 | 0.025069 | 0.027587 | 0.041101 | 0.043058 | 0.08236 | 0.025069 | 0.027587 | 0.041101 | 0.043058 | 100000 | 100000 | 0 | 0 | 0
3618 |  |  |  | 9795.2055 |  |  |  |  | 5085.8839 | 5910.8522 | 6735.8206 | 7560.7889 | 8385.7572 | 18392.2185 | 17895.3239 | 17398.4294 | 16901.5348 | 16404.6402 |  | 0.08188 |  |  |  |  | 1 | 1 | 1 | 1 | 1 | [5 empty] | 6.1605 | 9.905 | 570.7763 | 26826.484 | 684.9315 | 0.091245 | 0.042974 | 0.041233 | 0.042055 | 0.043582 | 0.091244 | 0.042974 | 0.041233 | 0.042055 | 0.043582 | 100000 | 100000 | 0 | 0 | 0
3619 |  |  |  | 9795.2055 |  |  |  |  | 5514.3533 | 6289.8233 | 7065.2933 | 7840.7633 | 8616.2333 | 19974.1188 | 19434.4867 | 18894.8546 | 18355.2226 | 17815.5905 |  | 0.02133 |  |  |  |  | 1 | 1 | 1 | 1 | 1 | [5 empty] | 8.7497 | 11.0182 | 570.7763 | 26826.484 | 684.9315 | 0.094898 | 0.044299 | 0.042606 | 0.042946 | 0.043814 | 0.094898 | 0.044299 | 0.042606 | 0.042946 | 0.043814 | 100000 | 100000 | 0 | 0 | 0
3620 |  |  |  | 9795.2055 |  |  |  |  | 5500.8143 | 6144.5093 | 6788.2043 | 7431.8993 | 8075.5943 | 19942.2832 | 19403.5112 | 18864.7392 | 18325.9672 | 17787.1952 |  | 0 |  |  |  |  | 1 | 1 | 1 | 1 | 1 | [5 empty] | 8.5599 | 10.711 | 570.7763 | 26826.484 | 684.9315 | 0.09668 | 0.047598 | 0.043399 | 0.044154 | 0.044577 | 0.09668 | 0.047598 | 0.043399 | 0.044154 | 0.044578 | 100000 | 100000 | 0 | 0 | 0
3621 |  |  |  | 9795.2055 |  |  |  |  | 5389.3167 | 5896.9467 | 6404.5767 | 6912.2067 | 7419.8367 | 18531.2898 | 18030.638 | 17529.9862 | 17029.3344 | 16528.6826 |  | 0 |  |  |  |  | 1 | 1 | 1 | 1 | 1 | [5 empty] | 9.1696 | 10.2575 | 570.7763 | 26826.484 | 684.9315 | 0.096954 | 0.047411 | 0.04328 | 0.043114 | 0.043856 | 0.096954 | 0.047411 | 0.04328 | 0.043114 | 0.043856 | 100000 | 100000 | 0 | 0 | 0
3622 |  |  |  | 9795.2055 |  |  |  |  | 5187.8246 | 5626.4321 | 6065.0396 | 6503.6471 | 6942.2546 | 14088.7418 | 13708.1124 | 13327.483 | 12946.8536 | 12566.2242 |  | 0 |  |  |  |  | 1 | 1 | 1 | 1 | 1 | [5 empty] | 8.8707 | 7.7979 | 570.7763 | 26826.484 | 684.9315 | 0.094992 | 0.045294 | 0.042822 | 0.042312 | 0.043834 | 0.094992 | 0.045294 | 0.042822 | 0.042312 | 0.043834 | 100000 | 100000 | 0 | 0 | 0
3623 |  |  |  | 9795.2055 |  |  |  |  | 3771.8049 | 4171.1716 | 4570.5382 | 4969.9049 | 5369.2716 | 8298.1819 | 8073.9935 | 7849.8051 | 7625.6167 | 7401.4284 |  | 0 |  |  |  |  | 1 | 1 | 1 | 1 | 1 | [5 empty] | 8.4845 | 7.7856 | 570.7763 | 26826.484 | 684.9315 | 0.092867 | 0.043952 | 0.041617 | 0.041828 | 0.043754 | 0.092867 | 0.043952 | 0.041617 | 0.041828 | 0.043754 | 100000 | 100000 | 0 | 0 | 0
3624 |  |  |  | 9795.2055 |  |  |  |  | 2689.2729 | 2896.2029 | 3103.1329 | 3310.0629 | 3516.9929 | 6811.0855 | 6627.0733 | 6443.0612 | 6259.0491 | 6075.0369 |  | 0 |  |  |  |  | 1 | 1 | 1 | 1 | 1 | [5 empty] | 7.6265 | 7.1782 | 570.7763 | 26826.484 | 684.9315 | 0.089648 | 0.042789 | 0.041278 | 0.041828 | 0.043499 | 0.089648 | 0.042788 | 0.041278 | 0.041828 | 0.043499 | 100000 | 100000 | 0 | 0 | 0
3625 |  |  |  | 9795.2055 |  |  |  |  | 2233.5178 | 2333.1728 | 2432.8278 | 2532.4828 | 2632.1378 | 7303.6998 | 7106.3789 | 6909.058 | 6711.7371 | 6514.4163 |  | 0 |  |  |  |  | 1 | 1 | 1 | 1 | 1 | [5 empty] | 7.4526 | 5.4913 | 570.7763 | 26826.484 | 684.9315 | 0.088636 | 0.043111 | 0.041305 | 0.041873 | 0.043531 | 0.088636 | 0.043111 | 0.041305 | 0.041873 | 0.043531 | 100000 | 100000 | 0 | 0 | 0
3626 |  |  |  | 9795.2055 |  |  |  |  | 2061.2201 | 2109.8926 | 2158.5651 | 2207.2376 | 2255.9101 | 7606.371 | 7400.873 | 7195.3749 | 6989.8769 | 6784.3789 |  | 0 |  |  |  |  | 1 | 1 | 1 | 1 | 1 | [5 empty] | 7.032 | 5.6286 | 570.7763 | 26826.484 | 684.9315 | 0.088653 | 0.043419 | 0.041435 | 0.041866 | 0.043514 | 0.088653 | 0.043419 | 0.041435 | 0.041866 | 0.043514 | 100000 | 100000 | 0 | 0 | 0
3627 |  |  |  | 9795.2055 |  |  |  |  | 2011.1982 | 2053.2707 | 2095.3432 | 2137.4157 | 2179.4882 | 8931.9944 | 8690.6826 | 8449.3707 | 8208.0589 | 7966.7471 |  | 0 |  |  |  |  | 1 | 1 | 1 | 1 | 1 | [5 empty] | 5.8686 | 6.806 | 570.7763 | 26826.484 | 684.9315 | 0.088344 | 0.04333 | 0.041293 | 0.041834 | 0.043502 | 0.088344 | 0.04333 | 0.041293 | 0.041834 | 0.043502 | 100000 | 100000 | 0 | 0 | 0
3628 |  |  |  | 9795.2055 |  |  |  |  | 2048.5161 | 2089.4886 | 2130.4611 | 2171.4336 | 2212.4061 | 12633.5035 | 12292.1897 | 11950.8758 | 11609.5619 | 11268.2481 |  | 0 |  |  |  |  | 1 | 1 | 1 | 1 | 1 | [5 empty] | 5.9788 | 8.5674 | 570.7763 | 26826.484 | 684.9315 | 0.084742 | 0.039816 | 0.039558 | 0.041368 | 0.042836 | 0.084742 | 0.039816 | 0.039558 | 0.041368 | 0.042836 | 100000 | 100000 | 0 | 0 | 0
3629 |  |  |  | 9795.2055 |  |  |  |  | 2572.5551 | 2612.5651 | 2652.5751 | 2692.5851 | 2732.5951 | 21114.8799 | 20544.4284 | 19973.9769 | 19403.5253 | 18833.0738 |  | 0.00625 |  |  |  |  | 1 | 1 | 1 | 1 | 1 | [5 empty] | 5.8143 | 9.9662 | 570.7763 | 26826.484 | 684.9315 | 0.087248 | 0.040451 | 0.040208 | 0.041406 | 0.043331 | 0.087248 | 0.040451 | 0.040208 | 0.041406 | 0.043331 | 100000 | 100000 | 0 | 0 | 0
3630 |  |  |  | 9795.2055 |  |  |  |  | 3455.4814 | 3497.6914 | 3539.9014 | 3582.1114 | 3624.3214 | 25868.6651 | 25169.7826 | 24470.9001 | 23772.0177 | 23073.1352 |  | 0.01322 |  |  |  |  | 1 | 1 | 1 | 1 | 1 | [5 empty] | 6.4714 | 10.0273 | 570.7763 | 26826.484 | 684.9315 | 0.089524 | 0.041817 | 0.041683 | 0.041701 | 0.043402 | 0.089524 | 0.041817 | 0.041683 | 0.041701 | 0.043402 | 100000 | 100000 | 0 | 0 | 0
3631 |  |  |  | 9795.2055 |  |  |  |  | 4040.6583 | 4082.1808 | 4123.7033 | 4165.2258 | 4206.7483 | 26066.0741 | 25361.8583 | 24657.6425 | 23953.4267 | 23249.2109 |  | 0.07755 |  |  |  |  | 1 | 1 | 1 | 1 | 1 | [5 empty] | 5.8862 | 8.9489 | 570.7763 | 26826.484 | 684.9315 | 0.095298 | 0.048678 | 0.039625 | 0.041489 | 0.043681 | 0.095298 | 0.048678 | 0.039625 | 0.041489 | 0.043681 | 100000 | 100000 | 0 | 0 | 0
3632 |  |  |  | 9795.2055 |  |  |  |  | 3815.9568 | 3867.9293 | 3919.9018 | 3971.8743 | 4023.8468 | 22837.7777 | 22220.7793 | 21603.781 | 20986.7827 | 20369.7844 |  | 0.2421 |  |  |  |  | 1 | 1 | 1 | 1 | 1 | [5 empty] | 5.1366 | 8.085 | 570.7763 | 26826.484 | 684.9315 | 0.09354 | 0.036347 | 0.038962 | 0.04029 | 0.042562 | 0.09354 | 0.036347 | 0.038962 | 0.04029 | 0.042562 | 100000 | 100000 | 0 | 0 | 0
3633 |  |  |  | 9795.2055 |  |  |  |  | 3772.2868 | 3847.0293 | 3921.7718 | 3996.5143 | 4071.2568 | 21168.7634 | 20596.8562 | 20024.9489 | 19453.0416 | 18881.1343 |  | 0.30343 |  |  |  |  | 1 | 1 | 1 | 1 | 1 | [5 empty] | 4.7254 | 8.3115 | 570.7763 | 26826.484 | 684.9315 | 0.092454 | 0.034575 | 0.036567 | 0.039603 | 0.042095 | 0.092454 | 0.034575 | 0.036567 | 0.039603 | 0.042095 | 100000 | 100000 | 0 | 0 | 0
3634 |  |  |  | 9795.2055 |  |  |  |  | 4030.3363 | 4136.8663 | 4243.3963 | 4349.9263 | 4456.4563 | 19685.2225 | 19153.3954 | 18621.5683 | 18089.7412 | 17557.9141 |  | 0.62729 |  |  |  |  | 1 | 1 | 1 | 1 | 1 | [5 empty] | 5.0055 | 8.8484 | 570.7763 | 26826.484 | 684.9315 | 0.092383 | 0.034527 | 0.036515 | 0.039681 | 0.042216 | 0.092383 | 0.034527 | 0.036515 | 0.039681 | 0.042216 | 100000 | 100000 | 0 | 0 | 0
3635 |  |  |  | 9795.2055 |  |  |  |  | 4533.7314 | 4696.5239 | 4859.3164 | 5022.1089 | 5184.9014 | 18029.8634 | 17542.7584 | 17055.6534 | 16568.5484 | 16081.4435 |  | 0.42465 |  |  |  |  | 1 | 1 | 1 | 1 | 1 | [5 empty] | 5.1968 | 9.93 | 570.7763 | 26826.484 | 684.9315 | 0.092389 | 0.034659 | 0.036603 | 0.039676 | 0.042281 | 0.092389 | 0.034659 | 0.036603 | 0.039676 | 0.042281 | 100000 | 100000 | 0 | 0 | 0
3636 |  |  |  | 9795.2055 |  |  |  |  | 4680.6211 | 4880.6761 | 5080.7311 | 5280.7861 | 5480.8411 | 17175.2421 | 16711.226 | 16247.21 | 15783.1939 | 15319.1779 |  | 0.32552 |  |  |  |  | 1 | 1 | 1 | 1 | 1 | [5 empty] | 5.032 | 10.7618 | 570.7763 | 26826.484 | 684.9315 | 0.093152 | 0.035409 | 0.036619 | 0.039678 | 0.042285 | 0.093152 | 0.035409 | 0.036619 | 0.039678 | 0.042285 | 100000 | 100000 | 0 | 0 | 0
3637 |  |  |  | 9795.2055 |  |  |  |  | 4548.0234 | 4805.8534 | 5063.6834 | 5321.5134 | 5579.3434 | 16804.0498 | 16350.0621 | 15896.0744 | 15442.0867 | 14988.099 |  | 0.13936 |  |  |  |  | 1 | 1 | 1 | 1 | 1 | [5 empty] | 5.1878 | 11.3802 | 570.7763 | 26826.484 | 684.9315 | 0.093251 | 0.03585 | 0.036661 | 0.039828 | 0.042452 | 0.093251 | 0.03585 | 0.036661 | 0.039828 | 0.042452 | 100000 | 100000 | 0 | 0 | 0
3638 |  |  |  | 9795.2055 |  |  |  |  | 4391.6057 | 4697.2557 | 5002.9057 | 5308.5557 | 5614.2057 | 16396.6077 | 15953.6277 | 15510.6477 | 15067.6677 | 14624.6876 |  | 0.28572 |  |  |  |  | 1 | 1 | 1 | 1 | 1 | [5 empty] | 5.4582 | 12.4618 | 570.7763 | 26826.484 | 684.9315 | 0.096364 | 0.037691 | 0.037059 | 0.040161 | 0.042688 | 0.096364 | 0.037691 | 0.037059 | 0.040161 | 0.042688 | 100000 | 100000 | 0 | 0 | 0
3639 |  |  |  | 9795.2055 |  |  |  |  | 4075.5943 | 4497.4276 | 4919.2609 | 5341.0943 | 5762.9276 | 16622.5551 | 16173.4707 | 15724.3864 | 15275.302 | 14826.2177 |  | 0.24777 |  |  |  |  | 1 | 1 | 1 | 1 | 1 | [5 empty] | 5.5818 | 10.2987 | 570.7763 | 26826.484 | 684.9315 | 0.097545 | 0.038399 | 0.037171 | 0.040245 | 0.042922 | 0.097545 | 0.038399 | 0.037171 | 0.040245 | 0.042922 | 100000 | 100000 | 0 | 0 | 0
3640 |  |  |  | 9795.2055 |  |  |  |  | 4080.3583 | 4692.8966 | 5305.4349 | 5917.9733 | 6530.5116 | 17377.6122 | 16908.1288 | 16438.6454 | 15969.162 | 15499.6786 |  | 0.1058 |  |  |  |  | 1 | 1 | 1 | 1 | 1 | [5 empty] | 5.9312 | 8.4481 | 570.7763 | 26826.484 | 684.9315 | 0.098544 | 0.044527 | 0.041244 | 0.041513 | 0.043847 | 0.098544 | 0.044527 | 0.041244 | 0.041513 | 0.043847 | 100000 | 100000 | 0 | 0 | 0
3641 |  |  |  | 9795.2055 |  |  |  |  | 4456.7135 | 5253.4952 | 6050.2769 | 6847.0585 | 7643.8402 | 18377.2328 | 17880.7431 | 17384.2534 | 16887.7637 | 16391.2739 |  | 0.05075 |  |  |  |  | 1 | 1 | 1 | 1 | 1 | [5 empty] | 6.1383 | 10.6368 | 570.7763 | 26826.484 | 684.9315 | 0.1005 | 0.087239 | 0.050177 | 0.04412 | 0.044799 | 0.1005 | 0.087239 | 0.050177 | 0.04412 | 0.044799 | 100000 | 100000 | 0 | 0 | 0
3642 |  |  |  | 9795.2055 |  |  |  |  | 5070.4744 | 5900.941 | 6731.4077 | 7561.8744 | 8392.341 | 19725.4509 | 19192.537 | 18659.6231 | 18126.7091 | 17593.7952 |  | 0.05382 |  |  |  |  | 1 | 1 | 1 | 1 | 1 | [5 empty] | 6.2059 | 10.0383 | 570.7763 | 26826.484 | 684.9315 | 0.10239 | 0.09046 | 0.073353 | 0.047555 | 0.045223 | 0.10239 | 0.09046 | 0.073353 | 0.047555 | 0.045223 | 100000 | 100000 | 0 | 0 | 0
3643 |  |  |  | 9795.2055 |  |  |  |  | 5497.6456 | 6267.9456 | 7038.2456 | 7808.5456 | 8578.8456 | 21422.021 | 20843.2715 | 20264.5221 | 19685.7727 | 19107.0232 |  | 0.02312 |  |  |  |  | 1 | 1 | 1 | 1 | 1 | [5 empty] | 6.304 | 6.8775 | 570.7763 | 26826.484 | 684.9315 | 0.10359 | 0.09218 | 0.079151 | 0.051446 | 0.046141 | 0.10359 | 0.09218 | 0.079151 | 0.051446 | 0.046141 | 100000 | 100000 | 0 | 0 | 0
3644 |  |  |  | 9795.2055 |  |  |  |  | 5484.1476 | 6125.7526 | 6767.3576 | 7408.9626 | 8050.5676 | 21386.508 | 20808.718 | 20230.928 | 19653.138 | 19075.348 |  | 0 |  |  |  |  | 1 | 1 | 1 | 1 | 1 | [5 empty] | 6.6273 | 6.84 | 570.7763 | 26826.484 | 684.9315 | 0.1045 | 0.092244 | 0.08771 | 0.053012 | 0.046145 | 0.1045 | 0.092244 | 0.08771 | 0.053012 | 0.046145 | 100000 | 100000 | 0 | 0 | 0
3645 |  |  |  | 9795.2055 |  |  |  |  | 5372.9878 | 5896.7053 | 6420.4228 | 6944.1403 | 7467.8578 | 19871.6783 | 19334.8138 | 18797.9493 | 18261.0848 | 17724.2204 |  | 0 |  |  |  |  | 1 | 1 | 1 | 1 | 1 | [5 empty] | 6.9016 | 8.7574 | 570.7763 | 26826.484 | 684.9315 | 0.10415 | 0.09313 | 0.084949 | 0.052754 | 0.045653 | 0.10415 | 0.09313 | 0.084949 | 0.052754 | 0.045653 | 100000 | 100000 | 0 | 0 | 0
3646 |  |  |  | 9795.2055 |  |  |  |  | 5172.1062 | 5647.012 | 6121.9178 | 6596.8237 | 7071.7295 | 15104.4837 | 14696.4124 | 14288.3412 | 13880.2699 | 13472.1986 |  | 0 |  |  |  |  | 1 | 1 | 1 | 1 | 1 | [5 empty] | 7.4646 | 7.434 | 570.7763 | 26826.484 | 684.9315 | 0.102 | 0.090047 | 0.077215 | 0.047963 | 0.045584 | 0.102 | 0.090047 | 0.077215 | 0.047963 | 0.045584 | 100000 | 100000 | 0 | 0 | 0
3647 |  |  |  | 9795.2055 |  |  |  |  | 3760.3769 | 4133.8944 | 4507.4119 | 4880.9294 | 5254.4469 | 8893.2397 | 8652.9749 | 8412.7101 | 8172.4453 | 7932.1806 |  | 0 |  |  |  |  | 1 | 1 | 1 | 1 | 1 | [5 empty] | 7.6592 | 9.509 | 570.7763 | 26826.484 | 684.9315 | 0.10158 | 0.088227 | 0.077295 | 0.047987 | 0.04559 | 0.10158 | 0.088227 | 0.077295 | 0.047987 | 0.04559 | 100000 | 100000 | 0 | 0 | 0
3648 |  |  |  | 9795.2055 |  |  |  |  | 2681.235 | 2892.9775 | 3104.72 | 3316.4625 | 3528.205 | 6538.9582 | 6362.298 | 6185.6378 | 6008.9776 | 5832.3174 |  | 0 |  |  |  |  | 1 | 1 | 1 | 1 | 1 | [5 empty] | 7.5738 | 9.2504 | 570.7763 | 26826.484 | 684.9315 | 0.10131 | 0.088163 | 0.077231 | 0.048013 | 0.045556 | 0.10131 | 0.088163 | 0.077231 | 0.048013 | 0.045556 | 100000 | 100000 | 0 | 0 | 0
3649 |  |  |  | 9795.2055 |  |  |  |  | 2226.8421 | 2327.1571 | 2427.4721 | 2527.7871 | 2628.1021 | 7011.1153 | 6821.6991 | 6632.2828 | 6442.8666 | 6253.4503 |  | 0 |  |  |  |  | 1 | 1 | 1 | 1 | 1 | [5 empty] | 6.5842 | 8.9819 | 570.7763 | 26826.484 | 684.9315 | 0.10118 | 0.088103 | 0.077031 | 0.047961 | 0.045488 | 0.10119 | 0.088103 | 0.077031 | 0.047961 | 0.045488 | 100000 | 100000 | 0 | 0 | 0
3650 |  |  |  | 9795.2055 |  |  |  |  | 2055.0594 | 2104.3919 | 2153.7244 | 2203.0569 | 2252.3894 | 7301.0706 | 7103.8208 | 6906.5709 | 6709.3211 | 6512.0712 |  | 0 |  |  |  |  | 1 | 1 | 1 | 1 | 1 | [5 empty] | 5.0445 | 9.3074 | 570.7763 | 26826.484 | 684.9315 | 0.10116 | 0.088451 | 0.077321 | 0.047955 | 0.045474 | 0.10116 | 0.088451 | 0.077321 | 0.047955 | 0.045474 | 100000 | 100000 | 0 | 0 | 0
3651 |  |  |  | 9795.2055 |  |  |  |  | 2005.187 | 2045.472 | 2085.757 | 2126.042 | 2166.327 | 8573.2876 | 8341.6669 | 8110.0461 | 7878.4253 | 7646.8045 |  | 0 |  |  |  |  | 1 | 1 | 1 | 1 | 1 | [5 empty] | 4.455 | 9.8361 | 570.7763 | 26826.484 | 684.9315 | 0.10121 | 0.088409 | 0.076964 | 0.047919 | 0.045443 | 0.10121 | 0.088409 | 0.076964 | 0.047919 | 0.045443 | 100000 | 100000 | 0 | 0 | 0
3652 |  |  |  | 9795.2055 |  |  |  |  | 2042.3934 | 2083.5034 | 2124.6134 | 2165.7234 | 2206.8334 | 12126.3806 | 11798.7675 | 11471.1543 | 11143.5412 | 10815.928 |  | 0 |  |  |  |  | 1 | 1 | 1 | 1 | 1 | [5 empty] | 3.5166 | 10.282 | 570.7763 | 26826.484 | 684.9315 | 0.098676 | 0.058962 | 0.044681 | 0.04366 | 0.044847 | 0.098676 | 0.058962 | 0.044681 | 0.043661 | 0.044847 | 100000 | 100000 | 0 | 0 | 0
3653 |  |  |  | 9795.2055 |  |  |  |  | 2564.8661 | 2604.1886 | 2643.5111 | 2682.8336 | 2722.1561 | 20264.1132 | 19716.6464 | 19169.1797 | 18621.7129 | 18074.2462 |  | 0.00216 |  |  |  |  | 1 | 1 | 1 | 1 | 1 | [5 empty] | 3.8785 | 10.6074 | 570.7763 | 26826.484 | 684.9315 | 0.096058 | 0.048038 | 0.044518 | 0.043585 | 0.04487 | 0.096058 | 0.048038 | 0.044518 | 0.043585 | 0.04487 | 100000 | 100000 | 0 | 0 | 0
3654 |  |  |  | 9795.2055 |  |  |  |  | 3445.1534 | 3487.5009 | 3529.8484 | 3572.1959 | 3614.5434 | 24824.9345 | 24154.2501 | 23483.5656 | 22812.8811 | 22142.1967 |  | 0.00458 |  |  |  |  | 1 | 1 | 1 | 1 | 1 | [5 empty] | 5.122 | 9.9791 | 570.7763 | 26826.484 | 684.9315 | 0.095707 | 0.045804 | 0.043161 | 0.043349 | 0.044675 | 0.095707 | 0.045804 | 0.043161 | 0.043349 | 0.044675 | 100000 | 100000 | 0 | 0 | 0
3655 |  |  |  | 9795.2055 |  |  |  |  | 4028.5813 | 4069.4163 | 4110.2513 | 4151.0863 | 4191.9213 | 25012.4967 | 24336.7449 | 23660.9932 | 22985.2414 | 22309.4897 |  | 0.13057 |  |  |  |  | 1 | 1 | 1 | 1 | 1 | [5 empty] | 4.457 | 9.9166 | 570.7763 | 26826.484 | 684.9315 | 0.097704 | 0.047328 | 0.042283 | 0.043133 | 0.044608 | 0.097704 | 0.047328 | 0.042283 | 0.043133 | 0.044608 | 100000 | 100000 | 0 | 0 | 0
3656 |  |  |  | 9795.2055 |  |  |  |  | 3804.5513 | 3853.7188 | 3902.8863 | 3952.0538 | 4001.2213 | 21916.6126 | 21324.501 | 20732.3894 | 20140.2778 | 19548.1662 |  | 0.06295 |  |  |  |  | 1 | 1 | 1 | 1 | 1 | [5 empty] | 4.6855 | 10.2667 | 570.7763 | 26826.484 | 684.9315 | 0.098441 | 0.048542 | 0.040919 | 0.042158 | 0.044516 | 0.098441 | 0.048542 | 0.040919 | 0.042159 | 0.044516 | 100000 | 100000 | 0 | 0 | 0
3657 |  |  |  | 9795.2055 |  |  |  |  | 3761.0119 | 3834.0219 | 3907.0319 | 3980.0419 | 4053.0519 | 20315.3603 | 19766.509 | 19217.6577 | 18668.8065 | 18119.9552 |  | 0.08066 |  |  |  |  | 1 | 1 | 1 | 1 | 1 | [5 empty] | 5.3494 | 10.628 | 570.7763 | 26826.484 | 684.9315 | 0.098197 | 0.041572 | 0.03906 | 0.041382 | 0.043744 | 0.098197 | 0.041572 | 0.03906 | 0.041382 | 0.043744 | 100000 | 100000 | 0 | 0 | 0
3658 |  |  |  | 9795.2055 |  |  |  |  | 4018.2902 | 4127.3227 | 4236.3552 | 4345.3877 | 4454.4202 | 18892.0821 | 18381.6829 | 17871.2838 | 17360.8846 | 16850.4854 |  | 0.43401 |  |  |  |  | 1 | 1 | 1 | 1 | 1 | [5 empty] | 5.6361 | 11.3506 | 570.7763 | 26826.484 | 684.9315 | 0.096955 | 0.041085 | 0.038096 | 0.040299 | 0.042943 | 0.096955 | 0.041085 | 0.038096 | 0.040299 | 0.042943 | 100000 | 100000 | 0 | 0 | 0
3659 |  |  |  | 9795.2055 |  |  |  |  | 4520.1806 | 4682.974 | 4845.7673 | 5008.5606 | 5171.354 | 17304.0284 | 16836.5329 | 16369.0375 | 15901.5421 | 15434.0467 |  | 0.09274 |  |  |  |  | 1 | 1 | 1 | 1 | 1 | [5 empty] | 5.7667 | 12.8827 | 570.7763 | 26826.484 | 684.9315 | 0.096479 | 0.04106 | 0.037983 | 0.040084 | 0.042481 | 0.096479 | 0.04106 | 0.037983 | 0.040084 | 0.042481 | 100000 | 100000 | 0 | 0 | 0
3660 |  |  |  | 9795.2055 |  |  |  |  | 4666.6313 | 4875.6238 | 5084.6163 | 5293.6088 | 5502.6013 | 16484.3779 | 16039.0267 | 15593.6754 | 15148.3241 | 14702.9728 |  | 0.37198 |  |  |  |  | 1 | 1 | 1 | 1 | 1 | [5 empty] | 5.8414 | 14.2289 | 570.7763 | 26826.484 | 684.9315 | 0.096392 | 0.04084 | 0.037818 | 0.039979 | 0.04222 | 0.096392 | 0.04084 | 0.037818 | 0.039979 | 0.04222 | 100000 | 100000 | 0 | 0 | 0
3661 |  |  |  | 9795.2055 |  |  |  |  | 4534.4299 | 4794.8999 | 5055.3699 | 5315.8399 | 5576.3099 | 16127.9136 | 15692.1928 | 15256.472 | 14820.7511 | 14385.0303 |  | 0.29618 |  |  |  |  | 1 | 1 | 1 | 1 | 1 | [5 empty] | 7.9385 | 14.2041 | 570.7763 | 26826.484 | 684.9315 | 0.095795 | 0.040789 | 0.037608 | 0.040009 | 0.042088 | 0.095795 | 0.040789 | 0.037608 | 0.040009 | 0.042088 | 100000 | 100000 | 0 | 0 | 0
3662 |  |  |  | 9795.2055 |  |  |  |  | 4378.4797 | 4692.7097 | 5006.9397 | 5321.1697 | 5635.3997 | 15736.5968 | 15311.448 | 14886.2992 | 14461.1504 | 14036.0016 |  | 0.20005 |  |  |  |  | 1 | 1 | 1 | 1 | 1 | [5 empty] | 7.8292 | 14.0197 | 570.7763 | 26826.484 | 684.9315 | 0.095619 | 0.040822 | 0.037688 | 0.040037 | 0.042114 | 0.095619 | 0.040822 | 0.037688 | 0.040037 | 0.042114 | 100000 | 100000 | 0 | 0 | 0
3663 |  |  |  | 9795.2055 |  |  |  |  | 4063.4128 | 4492.3953 | 4921.3778 | 5350.3603 | 5779.3428 | 15953.1353 | 15522.1364 | 15091.1375 | 14660.1386 | 14229.1396 |  | 0.07967 |  |  |  |  | 1 | 1 | 1 | 1 | 1 | [5 empty] | 7.4266 | 13.7286 | 570.7763 | 26826.484 | 684.9315 | 0.094474 | 0.040496 | 0.037281 | 0.040088 | 0.042073 | 0.094474 | 0.040496 | 0.037281 | 0.040088 | 0.042073 | 100000 | 100000 | 0 | 0 | 0
3664 |  |  |  | 9795.2055 |  |  |  |  | 4068.1626 | 4686.8884 | 5305.6142 | 5924.3401 | 6543.0659 | 16677.1993 | 16226.6387 | 15776.078 | 15325.5174 | 14874.9567 |  | 0.04824 |  |  |  |  | 1 | 1 | 1 | 1 | 1 | [5 empty] | 6.1246 | 14.6208 | 570.7763 | 26826.484 | 684.9315 | 0.094185 | 0.040435 | 0.037278 | 0.040083 | 0.042057 | 0.094185 | 0.040435 | 0.037278 | 0.040083 | 0.042057 | 100000 | 100000 | 0 | 0 | 0
3665 |  |  |  | 9795.2055 |  |  |  |  | 4443.393 | 5221.888 | 6000.383 | 6778.878 | 7557.373 | 17636.2597 | 17159.7885 | 16683.3174 | 16206.8462 | 15730.3751 |  | 0.04611 |  |  |  |  | 1 | 1 | 1 | 1 | 1 | [5 empty] | 5.9506 | 15.2786 | 570.7763 | 26826.484 | 684.9315 | 0.094171 | 0.04046 | 0.037293 | 0.0401 | 0.042077 | 0.094171 | 0.04046 | 0.037293 | 0.0401 | 0.042077 | 100000 | 100000 | 0 | 0 | 0
3666 |  |  |  | 9795.2055 |  |  |  |  | 5055.3194 | 5885.7869 | 6716.2544 | 7546.7219 | 8377.1894 | 18930.1306 | 18418.7035 | 17907.2763 | 17395.8492 | 16884.4221 |  | 0.05525 |  |  |  |  | 1 | 1 | 1 | 1 | 1 | [5 empty] | 5.582 | 14.9117 | 570.7763 | 26826.484 | 684.9315 | 0.095878 | 0.043351 | 0.038812 | 0.041517 | 0.043303 | 0.095878 | 0.043351 | 0.038812 | 0.041517 | 0.043303 | 100000 | 100000 | 0 | 0 | 0
3667 |  |  |  | 9795.2055 |  |  |  |  | 5481.2138 | 6282.5329 | 7083.8521 | 7885.1713 | 8686.4904 | 20558.2961 | 20002.8815 | 19447.467 | 18892.0524 | 18336.6379 |  | 0.01109 |  |  |  |  | 1 | 1 | 1 | 1 | 1 | [5 empty] | 5.6443 | 13.5318 | 570.7763 | 26826.484 | 684.9315 | 0.096673 | 0.044362 | 0.042287 | 0.042586 | 0.043941 | 0.096673 | 0.044362 | 0.042287 | 0.042586 | 0.043941 | 100000 | 100000 | 0 | 0 | 0
3668 |  |  |  | 9795.2055 |  |  |  |  | 5467.7562 | 6092.642 | 6717.5278 | 7342.4137 | 7967.2995 | 20524.991 | 19970.4763 | 19415.9615 | 18861.4467 | 18306.932 |  | 0 |  |  |  |  | 1 | 1 | 1 | 1 | 1 | [5 empty] | 7.1533 | 12.7753 | 570.7763 | 26826.484 | 684.9315 | 0.097156 | 0.048301 | 0.043795 | 0.043817 | 0.044754 | 0.097156 | 0.048301 | 0.043795 | 0.043817 | 0.044754 | 100000 | 100000 | 0 | 0 | 0
3669 |  |  |  | 9795.2055 |  |  |  |  | 5356.9286 | 5898.5203 | 6440.1119 | 6981.7036 | 7523.2953 | 19072.1196 | 18556.8565 | 18041.5933 | 17526.3301 | 17011.067 |  | 0 |  |  |  |  | 1 | 1 | 1 | 1 | 1 | [5 empty] | 8.9801 | 12.6794 | 570.7763 | 26826.484 | 684.9315 | 0.097363 | 0.048351 | 0.043342 | 0.043721 | 0.044732 | 0.097363 | 0.048351 | 0.043342 | 0.043721 | 0.044732 | 100000 | 100000 | 0 | 0 | 0
3670 |  |  |  | 9795.2055 |  |  |  |  | 5156.6474 | 5608.8674 | 6061.0874 | 6513.3074 | 6965.5274 | 14498.6154 | 14106.9127 | 13715.2099 | 13323.5071 | 12931.8043 |  | 0 |  |  |  |  | 1 | 1 | 1 | 1 | 1 | [5 empty] | 9.4152 | 12.4359 | 570.7763 | 26826.484 | 684.9315 | 0.097567 | 0.04691 | 0.042325 | 0.042949 | 0.044251 | 0.097567 | 0.04691 | 0.042325 | 0.042949 | 0.044251 | 100000 | 100000 | 0 | 0 | 0
3671 |  |  |  | 9795.2055 |  |  |  |  | 3749.1376 | 4145.9201 | 4542.7026 | 4939.4851 | 5336.2676 | 8538.3341 | 8307.6576 | 8076.9812 | 7846.3047 | 7615.6283 |  | 0 |  |  |  |  | 1 | 1 | 1 | 1 | 1 | [5 empty] | 9.3578 | 11.9487 | 570.7763 | 26826.484 | 684.9315 | 0.097108 | 0.045849 | 0.041807 | 0.042929 | 0.044087 | 0.097108 | 0.045849 | 0.041807 | 0.042929 | 0.044087 | 100000 | 100000 | 0 | 0 | 0
3672 |  |  |  | 9795.2055 |  |  |  |  | 3189.5309 | 3571.5459 | 3953.5609 | 4335.5759 | 4717.5909 | 6430.5395 | 6256.8084 | 6083.0773 | 5909.3462 | 5735.6151 |  | 0 |  |  |  |  | 1 | 1 | 1 | 1 | 1 | [5 empty] | 6.1897 | 12.0516 | 570.7763 | 26826.484 | 684.9315 | 0.097047 | 0.044485 | 0.041718 | 0.042713 | 0.044019 | 0.097047 | 0.044485 | 0.041718 | 0.042713 | 0.044019 | 100000 | 100000 | 0 | 0 | 0
3673 |  |  |  | 9795.2055 |  |  |  |  | 2614.1367 | 2926.5792 | 3239.0217 | 3551.4642 | 3863.9067 | 6894.5582 | 6708.2909 | 6522.0236 | 6335.7563 | 6149.489 |  | 0 |  |  |  |  | 1 | 1 | 1 | 1 | 1 | [5 empty] | 13.2295 | 9.6715 | 570.7763 | 26826.484 | 684.9315 | 0.096772 | 0.04438 | 0.041791 | 0.042738 | 0.043807 | 0.096772 | 0.04438 | 0.041791 | 0.042738 | 0.043807 | 100000 | 100000 | 0 | 0 | 0
3674 |  |  |  | 9795.2055 |  |  |  |  | 2306.3126 | 2520.8051 | 2735.2976 | 2949.7901 | 3164.2826 | 7179.4569 | 6985.4926 | 6791.5284 | 6597.5641 | 6403.5998 |  | 0 |  |  |  |  | 1 | 1 | 1 | 1 | 1 | [5 empty] | 12.3845 | 9.4768 | 570.7763 | 26826.484 | 684.9315 | 0.096292 | 0.044075 | 0.041601 | 0.042582 | 0.04385 | 0.096292 | 0.044075 | 0.041601 | 0.042582 | 0.04385 | 100000 | 100000 | 0 | 0 | 0
3675 |  |  |  | 9795.2055 |  |  |  |  | 2209.2296 | 2307.5655 | 2405.9013 | 2504.2371 | 2602.573 | 8430.403 | 8202.6424 | 7974.8819 | 7747.1214 | 7519.3608 |  | 0 |  |  |  |  | 1 | 1 | 1 | 1 | 1 | [5 empty] | 12.1968 | 8.3824 | 570.7763 | 26826.484 | 684.9315 | 0.095714 | 0.043732 | 0.041367 | 0.0422 | 0.043798 | 0.095714 | 0.043732 | 0.041367 | 0.0422 | 0.043798 | 100000 | 100000 | 0 | 0 | 0
3676 |  |  |  | 9795.2055 |  |  |  |  | 2270.0052 | 2325.2502 | 2380.4952 | 2435.7402 | 2490.9852 | 11924.3733 | 11602.2177 | 11280.0621 | 10957.9065 | 10635.7509 |  | 0 |  |  |  |  | 1 | 1 | 1 | 1 | 1 | [5 empty] | 10.9752 | 7.8335 | 570.7763 | 26826.484 | 684.9315 | 0.082554 | 0.028757 | 0.032994 | 0.040881 | 0.04313 | 0.082554 | 0.028757 | 0.032994 | 0.040881 | 0.043131 | 100000 | 100000 | 0 | 0 | 0
3677 |  |  |  | 9795.2055 |  |  |  |  | 2474.4319 | 2517.1919 | 2559.9519 | 2602.7119 | 2645.4719 | 19925.2676 | 19386.9553 | 18848.643 | 18310.3307 | 17772.0184 |  | 0.00668 |  |  |  |  | 1 | 1 | 1 | 1 | 1 | [5 empty] | 8.2249 | 8.0616 | 570.7763 | 26826.484 | 684.9315 | 0.082494 | 0.029326 | 0.0332 | 0.040895 | 0.043152 | 0.082494 | 0.029326 | 0.0332 | 0.040895 | 0.043152 | 100000 | 100000 | 0 | 0 | 0
3678 |  |  |  | 9795.2055 |  |  |  |  | 2761.7344 | 2802.8444 | 2843.9544 | 2885.0644 | 2926.1744 | 24409.2566 | 23749.8023 | 23090.348 | 22430.8937 | 21771.4395 |  | 0.05272 |  |  |  |  | 1 | 1 | 1 | 1 | 1 | [5 empty] | 6.7092 | 9.2132 | 570.7763 | 26826.484 | 684.9315 | 0.079765 | 0.027449 | 0.031348 | 0.040154 | 0.04316 | 0.079765 | 0.027449 | 0.031348 | 0.040154 | 0.043161 | 100000 | 100000 | 0 | 0 | 0
3679 |  |  |  | 9795.2055 |  |  |  |  | 3420.7936 | 3461.2161 | 3501.6386 | 3542.0611 | 3582.4836 | 24592.9257 | 23928.5094 | 23264.093 | 22599.6766 | 21935.2602 |  | 0.02401 |  |  |  |  | 1 | 1 | 1 | 1 | 1 | [5 empty] | 5.2813 | 9.1987 | 570.7763 | 26826.484 | 684.9315 | 0.077901 | 0.01796 | 0.01003 | 0.033382 | 0.040292 | 0.077901 | 0.01796 | 0.01003 | 0.033382 | 0.040292 | 100000 | 100000 | 0 | 0 | 0
3680 |  |  |  | 9795.2055 |  |  |  |  | 4425.5629 | 4466.3979 | 4507.2329 | 4548.0679 | 4588.9029 | 21549.7436 | 20967.5436 | 20385.3435 | 19803.1435 | 19220.9434 |  | 0.07707 |  |  |  |  | 1 | 1 | 1 | 1 | 1 | [5 empty] | 4.5151 | 9.0148 | 570.7763 | 26826.484 | 684.9315 | 0.07901 | 0.019872 | 0.010583 | 0.030844 | 0.036933 | 0.07901 | 0.019872 | 0.010583 | 0.030844 | 0.036933 | 100000 | 100000 | 0 | 0 | 0
3681 |  |  |  | 9795.2055 |  |  |  |  | 5358.5066 | 5417.9866 | 5477.4666 | 5536.9466 | 5596.4266 | 19975.4718 | 19435.8031 | 18896.1345 | 18356.4659 | 17816.7972 |  | 0.06923 |  |  |  |  | 1 | 1 | 1 | 1 | 1 | [5 empty] | 4.6751 | 8.6146 | 570.7763 | 26826.484 | 684.9315 | 0.079391 | 0.018675 | 0.0096029 | 0.010767 | 0.0058632 | 0.079391 | 0.018675 | 0.0096029 | 0.010767 | 0.0058632 | 100000 | 100000 | 0 | 0 | 0
3682 |  |  |  | 9795.2055 |  |  |  |  | 6008.0943 | 6082.3418 | 6156.5893 | 6230.8368 | 6305.0843 | 18576.1878 | 18074.323 | 17572.4582 | 17070.5934 | 16568.7286 |  | 0.07475 |  |  |  |  | 1 | 1 | 1 | 1 | 1 | [5 empty] | 4.566 | 8.1342 | 570.7763 | 26826.484 | 684.9315 | 0.079055 | 0.016731 | 0.0086963 | 0.0072459 | 0.0042916 | 0.079055 | 0.016731 | 0.0086963 | 0.0072459 | 0.0042916 | 100000 | 100000 | 0 | 0 | 0
3683 |  |  |  | 9795.2055 |  |  |  |  | 6664.7857 | 6780.6657 | 6896.5457 | 7012.4257 | 7128.3057 | 17014.9313 | 16555.2463 | 16095.5613 | 15635.8763 | 15176.1913 |  | 0.15429 |  |  |  |  | 1 | 1 | 1 | 1 | 1 | [5 empty] | 5.8195 | 8.1879 | 570.7763 | 26826.484 | 684.9315 | 0.079077 | 0.016357 | 0.00845 | 0.0068927 | 0.0035363 | 0.079077 | 0.016357 | 0.00845 | 0.0068927 | 0.0035363 | 100000 | 100000 | 0 | 0 | 0
3684 |  |  |  | 9795.2055 |  |  |  |  | 6552.7061 | 6723.6386 | 6894.5711 | 7065.5036 | 7236.4361 | 16209.201 | 15771.2841 | 15333.3672 | 14895.4502 | 14457.5333 |  | 0.29077 |  |  |  |  | 1 | 1 | 1 | 1 | 1 | [5 empty] | 4.7341 | 8.8749 | 570.7763 | 26826.484 | 684.9315 | 0.079052 | 0.016227 | 0.0080558 | 0.0068925 | 0.0035318 | 0.079052 | 0.016227 | 0.0080558 | 0.0068925 | 0.0035318 | 100000 | 100000 | 0 | 0 | 0
3685 |  |  |  | 9795.2055 |  |  |  |  | 5869.9681 | 6109.2081 | 6348.4481 | 6587.6881 | 6826.9281 | 15858.6061 | 15430.161 | 15001.7159 | 14573.2709 | 14144.8258 |  | 0.13553 |  |  |  |  | 1 | 1 | 1 | 1 | 1 | [5 empty] | 5.3234 | 9.74 | 570.7763 | 26826.484 | 684.9315 | 0.079022 | 0.015766 | 0.0080477 | 0.0068975 | 0.0035148 | 0.079022 | 0.015766 | 0.0080477 | 0.0068975 | 0.0035148 | 100000 | 100000 | 0 | 0 | 0
3686 |  |  |  | 9795.2055 |  |  |  |  | 5441.3823 | 5772.8548 | 6104.3273 | 6435.7998 | 6767.2723 | 15473.7161 | 15055.6695 | 14637.6228 | 14219.5762 | 13801.5295 |  | 0.17541 |  |  |  |  | 1 | 1 | 1 | 1 | 1 | [5 empty] | 4.6984 | 10.3415 | 570.7763 | 26826.484 | 684.9315 | 0.078903 | 0.015755 | 0.0080542 | 0.0069002 | 0.0035154 | 0.078903 | 0.015755 | 0.0080542 | 0.0069002 | 0.0035154 | 100000 | 100000 | 0 | 0 | 0
3687 |  |  |  | 9795.2055 |  |  |  |  | 5235.377 | 5550.6795 | 5865.982 | 6181.2845 | 6496.587 | 15686.5119 | 15262.7163 | 14838.9206 | 14415.1249 | 13991.3292 |  | 0.04998 |  |  |  |  | 1 | 1 | 1 | 1 | 1 | [5 empty] | 5.3386 | 10.659 | 570.7763 | 26826.484 | 684.9315 | 0.078836 | 0.015729 | 0.0080733 | 0.0069077 | 0.0035165 | 0.078836 | 0.015729 | 0.0080733 | 0.0069077 | 0.0035165 | 100000 | 100000 | 0 | 0 | 0
3688 |  |  |  | 9795.2055 |  |  |  |  | 5218.0125 | 5570.1084 | 5922.2042 | 6274.3 | 6626.3959 | 16398.2406 | 15955.2165 | 15512.1923 | 15069.1682 | 14626.144 |  | 0.06383 |  |  |  |  | 1 | 1 | 1 | 1 | 1 | [5 empty] | 4.7373 | 10.7888 | 570.7763 | 26826.484 | 684.9315 | 0.078721 | 0.015661 | 0.0080961 | 0.0069209 | 0.0035044 | 0.078721 | 0.015661 | 0.0080961 | 0.0069209 | 0.0035044 | 100000 | 100000 | 0 | 0 | 0
3689 |  |  |  | 9795.2055 |  |  |  |  | 5557.4083 | 5950.7533 | 6344.0983 | 6737.4433 | 7130.7883 | 17341.1509 | 16872.6526 | 16404.1542 | 15935.6559 | 15467.1575 |  | 0.11863 |  |  |  |  | 1 | 1 | 1 | 1 | 1 | [5 empty] | 4.7011 | 10.8274 | 570.7763 | 26826.484 | 684.9315 | 0.079226 | 0.015702 | 0.008764 | 0.0083311 | 0.0058459 | 0.079226 | 0.015702 | 0.008764 | 0.0083311 | 0.0058459 | 100000 | 100000 | 0 | 0 | 0
3690 |  |  |  | 9795.2055 |  |  |  |  | 5802.8783 | 6316.0083 | 6829.1383 | 7342.2683 | 7855.3983 | 18613.3765 | 18110.507 | 17607.6375 | 17104.768 | 16601.8985 |  | 0.09364 |  |  |  |  | 1 | 1 | 1 | 1 | 1 | [5 empty] | 5.4883 | 10.6999 | 570.7763 | 26826.484 | 684.9315 | 0.096308 | 0.052233 | 0.039231 | 0.040499 | 0.042926 | 0.096308 | 0.052233 | 0.039231 | 0.040499 | 0.042926 | 100000 | 100000 | 0 | 0 | 0
3691 |  |  |  | 9795.2055 |  |  |  |  | 5671.8557 | 6192.7957 | 6713.7357 | 7234.6757 | 7755.6157 | 20214.2984 | 19668.1775 | 19122.0566 | 18575.9357 | 18029.8147 |  | 0.02586 |  |  |  |  | 1 | 1 | 1 | 1 | 1 | [5 empty] | 5.4561 | 10.5047 | 570.7763 | 26826.484 | 684.9315 | 0.10049 | 0.076241 | 0.044109 | 0.043251 | 0.04379 | 0.10049 | 0.076241 | 0.044109 | 0.043251 | 0.04379 | 100000 | 100000 | 0 | 0 | 0
3692 |  |  |  | 9795.2055 |  |  |  |  | 5469.7968 | 5958.1502 | 6446.5035 | 6934.8568 | 7423.2102 | 20181.8609 | 19636.6163 | 19091.3718 | 18546.1272 | 18000.8826 |  | 0 |  |  |  |  | 1 | 1 | 1 | 1 | 1 | [5 empty] | 7.0346 | 10.1096 | 570.7763 | 26826.484 | 684.9315 | 0.1007 | 0.076524 | 0.044318 | 0.043403 | 0.044761 | 0.1007 | 0.076524 | 0.044317 | 0.043403 | 0.044761 | 100000 | 100000 | 0 | 0 | 0
3693 |  |  |  | 9795.2055 |  |  |  |  | 5274.8416 | 5669.6441 | 6064.4466 | 6459.2491 | 6854.0516 | 18753.6523 | 18246.9931 | 17740.3338 | 17233.6745 | 16727.0152 |  | 0 |  |  |  |  | 1 | 1 | 1 | 1 | 1 | [5 empty] | 9.8171 | 9.5696 | 570.7763 | 26826.484 | 684.9315 | 0.10069 | 0.076529 | 0.044406 | 0.043425 | 0.044789 | 0.10069 | 0.076529 | 0.044406 | 0.043425 | 0.044789 | 100000 | 100000 | 0 | 0 | 0
3694 |  |  |  | 9795.2055 |  |  |  |  | 5066.4684 | 5387.6559 | 5708.8434 | 6030.0309 | 6351.2184 | 14257.2671 | 13872.0847 | 13486.9023 | 13101.72 | 12716.5376 |  | 0 |  |  |  |  | 1 | 1 | 1 | 1 | 1 | [5 empty] | 11.0879 | 9.5731 | 570.7763 | 26826.484 | 684.9315 | 0.10056 | 0.076535 | 0.044538 | 0.043507 | 0.044833 | 0.10056 | 0.076535 | 0.044538 | 0.043507 | 0.044833 | 100000 | 100000 | 0 | 0 | 0
3695 |  |  |  | 9795.2055 |  |  |  |  | 3780.711 | 4057.021 | 4333.331 | 4609.641 | 4885.951 | 8396.9292 | 8170.073 | 7943.2168 | 7716.3606 | 7489.5044 |  | 0 |  |  |  |  | 1 | 1 | 1 | 1 | 1 | [5 empty] | 10.1039 | 10.0855 | 570.7763 | 26826.484 | 684.9315 | 0.10068 | 0.076526 | 0.044549 | 0.043515 | 0.044558 | 0.10068 | 0.076526 | 0.044549 | 0.043515 | 0.044558 | 100000 | 100000 | 0 | 0 | 0
3696 |  |  |  | 9795.2055 |  |  |  |  | 2665.5703 | 2867.6878 | 3069.8053 | 3271.9228 | 3474.0403 | 4822.5065 | 4692.2189 | 4561.9314 | 4431.6438 | 4301.3562 |  | 0 |  |  |  |  | 1 | 1 | 1 | 1 | 1 | [5 empty] | 10.9088 | 10.0835 | 570.7763 | 26826.484 | 684.9315 | 0.10071 | 0.07658 | 0.044541 | 0.043514 | 0.044532 | 0.10071 | 0.07658 | 0.044541 | 0.043514 | 0.044532 | 100000 | 100000 | 0 | 0 | 0
3697 |  |  |  | 9795.2055 |  |  |  |  | 2213.832 | 2315.137 | 2416.442 | 2517.747 | 2619.052 | 5166.4811 | 5026.9005 | 4887.3199 | 4747.7393 | 4608.1588 |  | 0 |  |  |  |  | 1 | 1 | 1 | 1 | 1 | [5 empty] | 11.5407 | 9.1992 | 570.7763 | 26826.484 | 684.9315 | 0.10189 | 0.076804 | 0.044627 | 0.043516 | 0.044526 | 0.10188 | 0.076804 | 0.044627 | 0.043516 | 0.044526 | 100000 | 100000 | 0 | 0 | 0
3698 |  |  |  | 9795.2055 |  |  |  |  | 2043.053 | 2093.2105 | 2143.368 | 2193.5255 | 2243.683 | 5376.9148 | 5231.6491 | 5086.3833 | 4941.1175 | 4795.8517 |  | 0 |  |  |  |  | 1 | 1 | 1 | 1 | 1 | [5 empty] | 11.8932 | 8.6578 | 570.7763 | 26826.484 | 684.9315 | 0.1021 | 0.078312 | 0.044647 | 0.043486 | 0.044525 | 0.1021 | 0.078312 | 0.044647 | 0.043486 | 0.044525 | 100000 | 100000 | 0 | 0 | 0
3699 |  |  |  | 9795.2055 |  |  |  |  | 1993.4719 | 2035.1319 | 2076.7919 | 2118.4519 | 2160.1119 | 6312.7558 | 6142.2068 | 5971.6578 | 5801.1088 | 5630.5599 |  | 0 |  |  |  |  | 1 | 1 | 1 | 1 | 1 | [5 empty] | 12.2783 | 8.2666 | 570.7763 | 26826.484 | 684.9315 | 0.10221 | 0.080451 | 0.044638 | 0.043616 | 0.044526 | 0.10221 | 0.080451 | 0.044638 | 0.043616 | 0.044526 | 100000 | 100000 | 0 | 0 | 0
3700 |  |  |  | 9795.2055 |  |  |  |  | 2030.461 | 2071.846 | 2113.231 | 2154.616 | 2196.001 | 8930.2882 | 8689.0225 | 8447.7568 | 8206.4911 | 7965.2254 |  | 0 |  |  |  |  | 1 | 1 | 1 | 1 | 1 | [5 empty] | 12.8695 | 7.9678 | 570.7763 | 26826.484 | 684.9315 | 0.10239 | 0.080535 | 0.044268 | 0.043585 | 0.044284 | 0.10238 | 0.080535 | 0.044268 | 0.043585 | 0.044284 | 100000 | 100000 | 0 | 0 | 0
3701 |  |  |  | 9795.2055 |  |  |  |  | 2549.8812 | 2591.9537 | 2634.0262 | 2676.0987 | 2718.1712 | 14905.7286 | 14503.027 | 14100.3254 | 13697.6238 | 13294.9222 |  | 0.0009 |  |  |  |  | 1 | 1 | 1 | 1 | 1 | [5 empty] | 13.1168 | 6.931 | 570.7763 | 26826.484 | 684.9315 | 0.10236 | 0.080532 | 0.04502 | 0.04396 | 0.044732 | 0.10236 | 0.080532 | 0.04502 | 0.04396 | 0.044732 | 100000 | 100000 | 0 | 0 | 0
3702 |  |  |  | 9795.2055 |  |  |  |  | 3425.0256 | 3466.9606 | 3508.8956 | 3550.8306 | 3592.7656 | 18252.7558 | 17759.629 | 17266.5023 | 16773.3755 | 16280.2487 |  | 0.05754 |  |  |  |  | 1 | 1 | 1 | 1 | 1 | [5 empty] | 10.9713 | 6.9039 | 570.7763 | 26826.484 | 684.9315 | 0.10263 | 0.080247 | 0.04473 | 0.043486 | 0.04402 | 0.10263 | 0.080247 | 0.04473 | 0.043486 | 0.04402 | 100000 | 100000 | 0 | 0 | 0
3703 |  |  |  | 9795.2055 |  |  |  |  | 4005.0449 | 4046.2924 | 4087.5399 | 4128.7874 | 4170.0349 | 18380.3608 | 17883.7865 | 17387.2123 | 16890.6381 | 16394.0639 |  | 0.16293 |  |  |  |  | 1 | 1 | 1 | 1 | 1 | [5 empty] | 9.1554 | 5.8714 | 570.7763 | 26826.484 | 684.9315 | 0.1007 | 0.04507 | 0.039564 | 0.038975 | 0.041728 | 0.1007 | 0.04507 | 0.039564 | 0.038975 | 0.041728 | 100000 | 100000 | 0 | 0 | 0
3704 |  |  |  | 9795.2055 |  |  |  |  | 3782.3238 | 3830.9963 | 3879.6688 | 3928.3413 | 3977.0138 | 16115.9049 | 15680.5085 | 15245.1121 | 14809.7157 | 14374.3193 |  | 0.34498 |  |  |  |  | 1 | 1 | 1 | 1 | 1 | [5 empty] | 6.9719 | 5.9193 | 570.7763 | 26826.484 | 684.9315 | 0.093311 | 0.036399 | 0.025628 | 0.028663 | 0.032965 | 0.093311 | 0.036399 | 0.025628 | 0.028663 | 0.032965 | 100000 | 100000 | 0 | 0 | 0
3705 |  |  |  | 9795.2055 |  |  |  |  | 3739.0388 | 3813.5338 | 3888.0288 | 3962.5238 | 4037.0188 | 14940.8776 | 14537.2264 | 14133.5752 | 13729.924 | 13326.2729 |  | 0.53955 |  |  |  |  | 1 | 1 | 1 | 1 | 1 | [5 empty] | 4.6556 | 5.652 | 570.7763 | 26826.484 | 684.9315 | 0.092926 | 0.023599 | 0.017336 | 0.015601 | 0.0057559 | 0.092926 | 0.023599 | 0.017336 | 0.015601 | 0.0057559 | 100000 | 100000 | 0 | 0 | 0
3706 |  |  |  | 9795.2055 |  |  |  |  | 3994.8139 | 4099.5564 | 4204.2989 | 4309.0414 | 4413.7839 | 13896.6215 | 13521.1825 | 13145.7435 | 12770.3046 | 12394.8656 |  | 0.66615 |  |  |  |  | 1 | 1 | 1 | 1 | 1 | [5 empty] | 2.9689 | 5.4668 | 570.7763 | 26826.484 | 684.9315 | 0.09302 | 0.023311 | 0.016811 | 0.015303 | 0.0057378 | 0.09302 | 0.023311 | 0.016811 | 0.015303 | 0.0057378 | 100000 | 100000 | 0 | 0 | 0
3707 |  |  |  | 9795.2055 |  |  |  |  | 4493.7721 | 4660.4146 | 4827.0571 | 4993.6996 | 5160.3421 | 12731.816 | 12387.846 | 12043.8761 | 11699.9062 | 11355.9362 |  | 0.76424 |  |  |  |  | 1 | 1 | 1 | 1 | 1 | [5 empty] | 2.4016 | 5.5087 | 570.7763 | 26826.484 | 684.9315 | 0.093247 | 0.023308 | 0.01673 | 0.015258 | 0.0057266 | 0.093247 | 0.023308 | 0.01673 | 0.015258 | 0.0057266 | 100000 | 100000 | 0 | 0 | 0
3708 |  |  |  | 9795.2055 |  |  |  |  | 4639.3672 | 4841.4847 | 5043.6022 | 5245.7197 | 5447.8372 | 12131.8387 | 11804.0781 | 11476.3174 | 11148.5568 | 10820.7962 |  | 0.79211 |  |  |  |  | 1 | 1 | 1 | 1 | 1 | [5 empty] | 1.243 | 5.5436 | 570.7763 | 26826.484 | 684.9315 | 0.093415 | 0.023408 | 0.016725 | 0.01538 | 0.0057396 | 0.093415 | 0.023408 | 0.016725 | 0.01538 | 0.0057396 | 100000 | 100000 | 0 | 0 | 0
3709 |  |  |  | 9795.2055 |  |  |  |  | 4507.9381 | 4771.9281 | 5035.9181 | 5299.9081 | 5563.8981 | 11868.3839 | 11547.741 | 11227.098 | 10906.455 | 10585.8121 |  | 0.75431 |  |  |  |  | 1 | 1 | 1 | 1 | 1 | [5 empty] | 0.83648 | 5.6795 | 570.7763 | 26826.484 | 684.9315 | 0.093384 | 0.023401 | 0.016543 | 0.015349 | 0.005738 | 0.093384 | 0.023401 | 0.016543 | 0.015349 | 0.005738 | 100000 | 100000 | 0 | 0 | 0
3710 |  |  |  | 9795.2055 |  |  |  |  | 4352.899 | 4676.7815 | 5000.664 | 5324.5465 | 5648.429 | 11578.9465 | 11266.1231 | 10953.2997 | 10640.4764 | 10327.653 |  | 0.71359 |  |  |  |  | 1 | 1 | 1 | 1 | 1 | [5 empty] | 0.35013 | 5.4456 | 570.7763 | 26826.484 | 684.9315 | 0.093388 | 0.023532 | 0.01657 | 0.015583 | 0.005745 | 0.093388 | 0.023532 | 0.01657 | 0.015583 | 0.005745 | 100000 | 100000 | 0 | 0 | 0
3711 |  |  |  | 9795.2055 |  |  |  |  | 4039.6729 | 4467.2254 | 4894.7779 | 5322.3304 | 5749.8829 | 11736.5575 | 11419.476 | 11102.3945 | 10785.3131 | 10468.2316 |  | 0.60385 |  |  |  |  | 1 | 1 | 1 | 1 | 1 | [5 empty] | 1.0357 | 5.6515 | 570.7763 | 26826.484 | 684.9315 | 0.093329 | 0.023533 | 0.016719 | 0.015627 | 0.0057483 | 0.093329 | 0.023533 | 0.016719 | 0.015627 | 0.0057483 | 100000 | 100000 | 0 | 0 | 0
3712 |  |  |  | 9795.2055 |  |  |  |  | 4044.3949 | 4654.8716 | 5265.3482 | 5875.8249 | 6486.3016 | 12266.0384 | 11934.6522 | 11603.266 | 11271.8797 | 10940.4935 |  | 0.46169 |  |  |  |  | 1 | 1 | 1 | 1 | 1 | [5 empty] | 0.93721 | 5.3389 | 570.7763 | 26826.484 | 684.9315 | 0.093371 | 0.023735 | 0.017348 | 0.017144 | 0.0058864 | 0.093371 | 0.023735 | 0.017348 | 0.017144 | 0.0058864 | 100000 | 100000 | 0 | 0 | 0
3713 |  |  |  | 9795.2055 |  |  |  |  | 4417.4331 | 5203.7656 | 5990.0981 | 6776.4306 | 7562.7631 | 12969.9469 | 12619.5434 | 12269.14 | 11918.7366 | 11568.3332 |  | 0.27672 |  |  |  |  | 1 | 1 | 1 | 1 | 1 | [5 empty] | 1.38 | 5.1211 | 570.7763 | 26826.484 | 684.9315 | 0.1011 | 0.043754 | 0.039287 | 0.039669 | 0.041115 | 0.1011 | 0.043754 | 0.039287 | 0.039669 | 0.041115 | 100000 | 100000 | 0 | 0 | 0
3714 |  |  |  | 9795.2055 |  |  |  |  | 5025.7844 | 5859.001 | 6692.2177 | 7525.4344 | 8358.651 | 13921.5489 | 13545.4365 | 13169.324 | 12793.2116 | 12417.0992 |  | 0.09088 |  |  |  |  | 1 | 1 | 1 | 1 | 1 | [5 empty] | 1.5433 | 4.6974 | 570.7763 | 26826.484 | 684.9315 | 0.1106 | 0.10375 | 0.098091 | 0.059675 | 0.044652 | 0.1106 | 0.10375 | 0.098091 | 0.059675 | 0.044652 | 100000 | 100000 | 0 | 0 | 0
3715 |  |  |  | 9795.2055 |  |  |  |  | 5449.1906 | 6203.9806 | 6958.7706 | 7713.5606 | 8468.3506 | 15118.932 | 14710.4704 | 14302.0088 | 13893.5472 | 13485.0856 |  | 0.03011 |  |  |  |  | 1 | 1 | 1 | 1 | 1 | [5 empty] | 3.6623 | 5.211 | 570.7763 | 26826.484 | 684.9315 | 0.11273 | 0.11629 | 0.10393 | 0.105 | 0.10825 | 0.11273 | 0.11629 | 0.10393 | 0.105 | 0.10825 | 100000 | 100000 | 0 | 0 | 0
3716 |  |  |  | 9795.2055 |  |  |  |  | 5435.8116 | 6054.4274 | 6673.0432 | 7291.6591 | 7910.2749 | 15098.6869 | 14690.7722 | 14282.8576 | 13874.9429 | 13467.0282 |  | 0 |  |  |  |  | 1 | 1 | 1 | 1 | 1 | [5 empty] | 5.3667 | 4.9102 | 570.7763 | 26826.484 | 684.9315 | 0.11411 | 0.14147 | 0.10548 | 0.10619 | 0.10886 | 0.11412 | 0.14147 | 0.10548 | 0.10619 | 0.10886 | 100000 | 100000 | 0 | 0 | 0
3717 |  |  |  | 9795.2055 |  |  |  |  | 5325.6315 | 5879.7348 | 6433.8382 | 6987.9415 | 7542.0448 | 14035.0428 | 13655.8641 | 13276.6855 | 12897.5068 | 12518.3282 |  | 0 |  |  |  |  | 1 | 1 | 1 | 1 | 1 | [5 empty] | 6.8605 | 4.7387 | 570.7763 | 26826.484 | 684.9315 | 0.11273 | 0.12956 | 0.10505 | 0.10575 | 0.10842 | 0.11273 | 0.12956 | 0.10505 | 0.10575 | 0.10842 | 100000 | 100000 | 0 | 0 | 0
3718 |  |  |  | 9795.2055 |  |  |  |  | 5126.5204 | 5593.8646 | 6061.2087 | 6528.5529 | 6995.8971 | 10679.7064 | 10391.1774 | 10102.6484 | 9814.1194 | 9525.5904 |  | 0 |  |  |  |  | 1 | 1 | 1 | 1 | 1 | [5 empty] | 7.5577 | 4.3403 | 570.7763 | 26826.484 | 684.9315 | 0.11274 | 0.11631 | 0.10413 | 0.10526 | 0.10842 | 0.11274 | 0.11631 | 0.10413 | 0.10526 | 0.10842 | 100000 | 100000 | 0 | 0 | 0
3719 |  |  |  | 9795.2055 |  |  |  |  | 3727.2338 | 4104.6288 | 4482.0238 | 4859.4188 | 5236.8138 | 6299.3036 | 6129.1181 | 5958.9325 | 5788.747 | 5618.5614 |  | 0 |  |  |  |  | 1 | 1 | 1 | 1 | 1 | [5 empty] | 8.0564 | 3.6988 | 570.7763 | 26826.484 | 684.9315 | 0.1124 | 0.11632 | 0.10413 | 0.10526 | 0.10842 | 0.1124 | 0.11631 | 0.10413 | 0.10526 | 0.10842 | 100000 | 100000 | 0 | 0 | 0
3720 |  |  |  | 9795.2055 |  |  |  |  | 2916.129 | 3222.3015 | 3528.474 | 3834.6465 | 4140.819 | 3022.9379 | 2941.2685 | 2859.5991 | 2777.9297 | 2696.2603 |  | 0 |  |  |  |  | 1 | 1 | 1 | 1 | 1 | [5 empty] | 7.9718 | 2.9615 | 570.7763 | 26826.484 | 684.9315 | 0.11239 | 0.1163 | 0.10414 | 0.10528 | 0.10843 | 0.11239 | 0.1163 | 0.10414 | 0.10528 | 0.10843 | 100000 | 100000 | 0 | 0 | 0
3721 |  |  |  | 9795.2055 |  |  |  |  | 2265.5717 | 2432.4617 | 2599.3517 | 2766.2417 | 2933.1317 | 3259.3539 | 3171.2973 | 3083.2408 | 2995.1842 | 2907.1277 |  | 0 |  |  |  |  | 1 | 1 | 1 | 1 | 1 | [5 empty] | 7.4113 | 2.8979 | 570.7763 | 26826.484 | 684.9315 | 0.11239 | 0.11629 | 0.10415 | 0.10529 | 0.10844 | 0.11239 | 0.11629 | 0.10415 | 0.10529 | 0.10844 | 100000 | 100000 | 0 | 0 | 0
3722 |  |  |  | 9795.2055 |  |  |  |  | 2037.9943 | 2147.7418 | 2257.4893 | 2367.2368 | 2476.9843 | 3172.5234 | 3086.8128 | 3001.1021 | 2915.3914 | 2829.6807 |  | 0 |  |  |  |  | 1 | 1 | 1 | 1 | 1 | [5 empty] | 6.9613 | 3.1244 | 570.7763 | 26826.484 | 684.9315 | 0.11238 | 0.11627 | 0.10416 | 0.10531 | 0.10845 | 0.11238 | 0.11627 | 0.10416 | 0.10531 | 0.10845 | 100000 | 100000 | 0 | 0 | 0
3723 |  |  |  | 9795.2055 |  |  |  |  | 1954.8109 | 2010.6334 | 2066.4559 | 2122.2784 | 2178.1009 | 4015.6644 | 3907.175 | 3798.6855 | 3690.1961 | 3581.7066 |  | 0 |  |  |  |  | 1 | 1 | 1 | 1 | 1 | [5 empty] | 6.4536 | 2.8645 | 570.7763 | 26826.484 | 684.9315 | 0.11236 | 0.11627 | 0.10417 | 0.10529 | 0.10844 | 0.11236 | 0.11627 | 0.10417 | 0.10529 | 0.10844 | 100000 | 100000 | 0 | 0 | 0
3724 |  |  |  | 9795.2055 |  |  |  |  | 2003.4654 | 2054.7779 | 2106.0904 | 2157.4029 | 2208.7154 | 6439.7425 | 6265.7628 | 6091.783 | 5917.8033 | 5743.8236 |  | 0 |  |  |  |  | 1 | 1 | 1 | 1 | 1 | [5 empty] | 5.812 | 2.6877 | 570.7763 | 26826.484 | 684.9315 | 0.11161 | 0.11169 | 0.10373 | 0.10478 | 0.10808 | 0.11161 | 0.11169 | 0.10373 | 0.10478 | 0.10808 | 100000 | 100000 | 0 | 0 | 0
3725 |  |  |  | 9795.2055 |  |  |  |  | 2283.6209 | 2334.4384 | 2385.2559 | 2436.0734 | 2486.8909 | 12083.4669 | 11757.0132 | 11430.5594 | 11104.1056 | 10777.6518 |  | 0.00895 |  |  |  |  | 1 | 1 | 1 | 1 | 1 | [5 empty] | 5.0031 | 2.4355 | 570.7763 | 26826.484 | 684.9315 | 0.11161 | 0.11022 | 0.10373 | 0.10492 | 0.10808 | 0.11161 | 0.11022 | 0.10373 | 0.10492 | 0.10808 | 100000 | 100000 | 0 | 0 | 0
3726 |  |  |  | 9795.2055 |  |  |  |  | 2705.0314 | 2746.6914 | 2788.3514 | 2830.0114 | 2871.6714 | 14259.3841 | 13874.1445 | 13488.9049 | 13103.6654 | 12718.4258 |  | 0.02742 |  |  |  |  | 1 | 1 | 1 | 1 | 1 | [5 empty] | 5.0102 | 2.137 | 570.7763 | 26826.484 | 684.9315 | 0.11003 | 0.10411 | 0.099884 | 0.099809 | 0.079007 | 0.11003 | 0.10411 | 0.099884 | 0.099809 | 0.079007 | 100000 | 100000 | 0 | 0 | 0
3727 |  |  |  | 9795.2055 |  |  |  |  | 3084.0653 | 3125.1753 | 3166.2853 | 3207.3953 | 3248.5053 | 14533.3316 | 14140.6909 | 13748.0501 | 13355.4094 | 12962.7687 |  | 0.16446 |  |  |  |  | 1 | 1 | 1 | 1 | 1 | [5 empty] | 3.3709 | 2.119 | 570.7763 | 26826.484 | 684.9315 | 0.1077 | 0.079407 | 0.041323 | 0.040236 | 0.042336 | 0.1077 | 0.079407 | 0.041323 | 0.040236 | 0.042336 | 100000 | 100000 | 0 | 0 | 0
3728 |  |  |  | 9795.2055 |  |  |  |  | 3427.0009 | 3503.9709 | 3580.9409 | 3657.9109 | 3734.8809 | 11997.1843 | 11673.0616 | 11348.9389 | 11024.8162 | 10700.6934 |  | 0.35992 |  |  |  |  | 1 | 1 | 1 | 1 | 1 | [5 empty] | 1.4195 | 2.3332 | 570.7763 | 26826.484 | 684.9315 | 0.094447 | 0.016695 | 0.01857 | 0.020122 | 0.035798 | 0.094447 | 0.016695 | 0.01857 | 0.020122 | 0.035798 | 100000 | 100000 | 0 | 0 | 0
3729 |  |  |  | 9795.2055 |  |  |  |  | 4112.0871 | 4236.6571 | 4361.2271 | 4485.7971 | 4610.3671 | 11764.1305 | 11446.3041 | 11128.4777 | 10810.6513 | 10492.8249 |  | 0.52147 |  |  |  |  | 1 | 1 | 1 | 1 | 1 | [5 empty] | 0.38178 | 2.3907 | 570.7763 | 26826.484 | 684.9315 | 0.094263 | 0.015361 | 0.015407 | 0.014649 | 0.005463 | 0.094263 | 0.015361 | 0.015407 | 0.014649 | 0.005463 | 100000 | 100000 | 0 | 0 | 0
3730 |  |  |  | 9795.2055 |  |  |  |  | 4611.1878 | 4869.4853 | 5127.7828 | 5386.0803 | 5644.3778 | 10694.6599 | 10405.7269 | 10116.794 | 9827.861 | 9538.928 |  | 0.64168 |  |  |  |  | 1 | 1 | 1 | 1 | 1 | [5 empty] | 0.73469 | 2.8344 | 570.7763 | 26826.484 | 684.9315 | 0.094383 | 0.015468 | 0.01549 | 0.014948 | 0.005466 | 0.094383 | 0.015468 | 0.01549 | 0.014948 | 0.005466 | 100000 | 100000 | 0 | 0 | 0
3731 |  |  |  | 9795.2055 |  |  |  |  | 5078.1137 | 5407.3587 | 5736.6037 | 6065.8487 | 6395.0937 | 9839.1961 | 9573.3748 | 9307.5535 | 9041.7322 | 8775.9109 |  | 0.7203 |  |  |  |  | 1 | 1 | 1 | 1 | 1 | [5 empty] | 1.205 | 2.7525 | 570.7763 | 26826.484 | 684.9315 | 0.094388 | 0.015418 | 0.015569 | 0.014803 | 0.0054458 | 0.094388 | 0.015418 | 0.015569 | 0.014803 | 0.0054458 | 100000 | 100000 | 0 | 0 | 0
3732 |  |  |  | 9795.2055 |  |  |  |  | 5140.1089 | 5581.1364 | 6022.1639 | 6463.1914 | 6904.2189 | 9296.8922 | 9045.7221 | 8794.552 | 8543.3819 | 8292.2118 |  | 0.74849 |  |  |  |  | 1 | 1 | 1 | 1 | 1 | [5 empty] | 1.5093 | 2.7932 | 570.7763 | 26826.484 | 684.9315 | 0.09515 | 0.015381 | 0.015874 | 0.015082 | 0.0054287 | 0.09515 | 0.015381 | 0.015874 | 0.015082 | 0.0054287 | 100000 | 100000 | 0 | 0 | 0
3733 |  |  |  | 9795.2055 |  |  |  |  | 4958.8318 | 5470.3118 | 5981.7918 | 6493.2718 | 7004.7518 | 8491.8531 | 8262.4324 | 8033.0117 | 7803.591 | 7574.1703 |  | 0.73341 |  |  |  |  | 1 | 1 | 1 | 1 | 1 | [5 empty] | 1.7456 | 2.5053 | 570.7763 | 26826.484 | 684.9315 | 0.095367 | 0.015533 | 0.016179 | 0.014919 | 0.0054713 | 0.095367 | 0.015533 | 0.016179 | 0.014919 | 0.0054713 | 100000 | 100000 | 0 | 0 | 0
3734 |  |  |  | 9795.2055 |  |  |  |  | 5125.9834 | 5634.2459 | 6142.5084 | 6650.7709 | 7159.0334 | 8272.8032 | 8049.3005 | 7825.7977 | 7602.295 | 7378.7923 |  | 0.68025 |  |  |  |  | 1 | 1 | 1 | 1 | 1 | [5 empty] | 1.8217 | 2.5338 | 570.7763 | 26826.484 | 684.9315 | 0.095473 | 0.015645 | 0.016183 | 0.015313 | 0.0054693 | 0.095473 | 0.015645 | 0.016183 | 0.015313 | 0.0054693 | 100000 | 100000 | 0 | 0 | 0
3735 |  |  |  | 9795.2055 |  |  |  |  | 5304.1215 | 5793.7674 | 6283.4132 | 6773.059 | 7262.7049 | 7796.0537 | 7585.4311 | 7374.8085 | 7164.1859 | 6953.5633 |  | 0.58146 |  |  |  |  | 1 | 1 | 1 | 1 | 1 | [5 empty] | 1.7865 | 2.6522 | 570.7763 | 26826.484 | 684.9315 | 0.095009 | 0.015667 | 0.016184 | 0.015682 | 0.0054656 | 0.095009 | 0.015667 | 0.016184 | 0.015682 | 0.0054656 | 100000 | 100000 | 0 | 0 | 0
3736 |  |  |  | 9795.2055 |  |  |  |  | 5355.1303 | 5825.6369 | 6296.1436 | 6766.6503 | 7237.1569 | 8295.22 | 8071.1117 | 7847.0033 | 7622.895 | 7398.7866 |  | 0.45048 |  |  |  |  | 1 | 1 | 1 | 1 | 1 | [5 empty] | 1.7626 | 2.4087 | 570.7763 | 26826.484 | 684.9315 | 0.095076 | 0.016011 | 0.016725 | 0.016213 | 0.0054784 | 0.095076 | 0.016011 | 0.016725 | 0.016213 | 0.0054784 | 100000 | 100000 | 0 | 0 | 0
3737 |  |  |  | 9795.2055 |  |  |  |  | 5680.0165 | 6160.1474 | 6640.2782 | 7120.409 | 7600.5399 | 8761.3277 | 8524.6267 | 8287.9258 | 8051.2248 | 7814.5238 |  | 0.27144 |  |  |  |  | 1 | 1 | 1 | 1 | 1 | [5 empty] | 1.6059 | 2.5832 | 570.7763 | 26826.484 | 684.9315 | 0.10286 | 0.043664 | 0.039058 | 0.037352 | 0.039025 | 0.10286 | 0.043664 | 0.039058 | 0.037352 | 0.039025 | 100000 | 100000 | 0 | 0 | 0
3738 |  |  |  | 9795.2055 |  |  |  |  | 5801.6527 | 6321.6577 | 6841.6627 | 7361.6677 | 7881.6727 | 9152.3574 | 8905.0922 | 8657.8269 | 8410.5616 | 8163.2964 |  | 0.09137 |  |  |  |  | 1 | 1 | 1 | 1 | 1 | [5 empty] | 1.3216 | 2.5439 | 570.7763 | 26826.484 | 684.9315 | 0.11001 | 0.1014 | 0.092988 | 0.045093 | 0.044224 | 0.11001 | 0.1014 | 0.092988 | 0.045093 | 0.044224 | 100000 | 100000 | 0 | 0 | 0
3739 |  |  |  | 9795.2055 |  |  |  |  | 5628.2231 | 6111.7089 | 6595.1947 | 7078.6806 | 7562.1664 | 10112.0253 | 9838.8331 | 9565.6409 | 9292.4487 | 9019.2566 |  | 0.03102 |  |  |  |  | 1 | 1 | 1 | 1 | 1 | [5 empty] | 1.1992 | 2.3547 | 570.7763 | 26826.484 | 684.9315 | 0.11246 | 0.11024 | 0.10169 | 0.10313 | 0.084873 | 0.11246 | 0.11024 | 0.10169 | 0.10313 | 0.084873 | 100000 | 100000 | 0 | 0 | 0
3740 |  |  |  | 9795.2055 |  |  |  |  | 5330.803 | 5748.7314 | 6166.6597 | 6584.588 | 7002.5164 | 10450.9568 | 10168.6078 | 9886.2588 | 9603.9099 | 9321.5609 |  | 0 |  |  |  |  | 1 | 1 | 1 | 1 | 1 | [5 empty] | 0.72854 | 2.5142 | 570.7763 | 26826.484 | 684.9315 | 0.11273 | 0.14056 | 0.10422 | 0.10444 | 0.10492 | 0.11273 | 0.14056 | 0.10422 | 0.10444 | 0.10492 | 100000 | 100000 | 0 | 0 | 0
3741 |  |  |  | 9795.2055 |  |  |  |  | 5161.2971 | 5569.7105 | 5978.1238 | 6386.5371 | 6794.9505 | 9664.9497 | 9403.836 | 9142.7222 | 8881.6085 | 8620.4947 |  | 0 |  |  |  |  | 1 | 1 | 1 | 1 | 1 | [5 empty] | 2.3814 | 2.1875 | 570.7763 | 26826.484 | 684.9315 | 0.11247 | 0.1136 | 0.10204 | 0.10444 | 0.099876 | 0.11247 | 0.1136 | 0.10204 | 0.10444 | 0.099876 | 100000 | 100000 | 0 | 0 | 0
3742 |  |  |  | 9795.2055 |  |  |  |  | 5198.9651 | 5555.901 | 5912.8368 | 6269.7726 | 6626.7085 | 7633.012 | 7426.7942 | 7220.5765 | 7014.3587 | 6808.1409 |  | 0 |  |  |  |  | 1 | 1 | 1 | 1 | 1 | [5 empty] | 3.9653 | 2.4353 | 570.7763 | 26826.484 | 684.9315 | 0.11247 | 0.11052 | 0.10204 | 0.10383 | 0.092757 | 0.11247 | 0.11052 | 0.10204 | 0.10383 | 0.092757 | 100000 | 100000 | 0 | 0 | 0
3743 |  |  |  | 9795.2055 |  |  |  |  | 4182.7146 | 4532.6654 | 4882.6162 | 5232.5671 | 5582.5179 | 4277.8292 | 4162.257 | 4046.6847 | 3931.1125 | 3815.5402 |  | 0 |  |  |  |  | 1 | 1 | 1 | 1 | 1 | [5 empty] | 4.7339 | 2.316 | 570.7763 | 26826.484 | 684.9315 | 0.11247 | 0.11029 | 0.10161 | 0.10371 | 0.084547 | 0.11247 | 0.11029 | 0.10161 | 0.10371 | 0.084547 | 100000 | 100000 | 0 | 0 | 0
3744 |  |  |  | 9795.2055 |  |  |  |  | 3162.2447 | 3544.2597 | 3926.2747 | 4308.2897 | 4690.3047 | 2442.5435 | 2376.5543 | 2310.5652 | 2244.5761 | 2178.5869 |  | 0 |  |  |  |  | 1 | 1 | 1 | 1 | 1 | [5 empty] | 4.2404 | 2.3365 | 570.7763 | 26826.484 | 684.9315 | 0.11213 | 0.1099 | 0.10161 | 0.10375 | 0.084559 | 0.11213 | 0.1099 | 0.1016 | 0.10375 | 0.084559 | 100000 | 100000 | 0 | 0 | 0
3745 |  |  |  | 9795.2055 |  |  |  |  | 2591.773 | 2904.2155 | 3216.658 | 3529.1005 | 3841.543 | 2631.3644 | 2560.2739 | 2489.1835 | 2418.0931 | 2347.0027 |  | 0 |  |  |  |  | 1 | 1 | 1 | 1 | 1 | [5 empty] | 3.477 | 2.082 | 570.7763 | 26826.484 | 684.9315 | 0.11213 | 0.1099 | 0.1016 | 0.10375 | 0.08455 | 0.11213 | 0.1099 | 0.1016 | 0.10375 | 0.08455 | 100000 | 100000 | 0 | 0 | 0
3746 |  |  |  | 9795.2055 |  |  |  |  | 2286.5823 | 2501.0748 | 2715.5673 | 2930.0598 | 3144.5523 | 2559.2677 | 2490.1251 | 2420.9824 | 2351.8398 | 2282.6972 |  | 0 |  |  |  |  | 1 | 1 | 1 | 1 | 1 | [5 empty] | 3.0164 | 1.8647 | 570.7763 | 26826.484 | 684.9315 | 0.11214 | 0.10989 | 0.10163 | 0.10378 | 0.084577 | 0.11214 | 0.10989 | 0.10163 | 0.10378 | 0.084577 | 100000 | 100000 | 0 | 0 | 0
3747 |  |  |  | 9795.2055 |  |  |  |  | 2190.3299 | 2288.6657 | 2387.0015 | 2485.3374 | 2583.6732 | 3233.4413 | 3146.0849 | 3058.7284 | 2971.3719 | 2884.0154 |  | 0 |  |  |  |  | 1 | 1 | 1 | 1 | 1 | [5 empty] | 1.7038 | 1.8722 | 570.7763 | 26826.484 | 684.9315 | 0.11207 | 0.10989 | 0.10163 | 0.10376 | 0.084551 | 0.11207 | 0.10988 | 0.10163 | 0.10376 | 0.084551 | 100000 | 100000 | 0 | 0 | 0
3748 |  |  |  | 9795.2055 |  |  |  |  | 2250.5855 | 2305.8305 | 2361.0755 | 2416.3205 | 2471.5655 | 5184.4205 | 5044.3552 | 4904.29 | 4764.2248 | 4624.1595 |  | 0 |  |  |  |  | 1 | 1 | 1 | 1 | 1 | [5 empty] | 2.1241 | 2.246 | 570.7763 | 26826.484 | 684.9315 | 0.1109 | 0.10834 | 0.099441 | 0.099622 | 0.080795 | 0.1109 | 0.10834 | 0.099441 | 0.099622 | 0.080795 | 100000 | 100000 | 0 | 0 | 0
3749 |  |  |  | 9795.2055 |  |  |  |  | 2453.2634 | 2496.0234 | 2538.7834 | 2581.5434 | 2624.3034 | 9695.9833 | 9434.0311 | 9172.079 | 8910.1268 | 8648.1746 |  | 0.0093 |  |  |  |  | 1 | 1 | 1 | 1 | 1 | [5 empty] | 2.8114 | 2.5449 | 570.7763 | 26826.484 | 684.9315 | 0.1109 | 0.10669 | 0.098459 | 0.099624 | 0.080797 | 0.1109 | 0.10669 | 0.098459 | 0.099624 | 0.080797 | 100000 | 100000 | 0 | 0 | 0
3750 |  |  |  | 9795.2055 |  |  |  |  | 2738.108 | 2779.218 | 2820.328 | 2861.438 | 2902.548 | 11437.4479 | 11128.4474 | 10819.4468 | 10510.4463 | 10201.4457 |  | 0.02723 |  |  |  |  | 1 | 1 | 1 | 1 | 1 | [5 empty] | 3.4186 | 2.8165 | 570.7763 | 26826.484 | 684.9315 | 0.1095 | 0.10279 | 0.091466 | 0.070553 | 0.047111 | 0.10951 | 0.10279 | 0.091466 | 0.070553 | 0.047111 | 100000 | 100000 | 0 | 0 | 0
3751 |  |  |  | 9795.2055 |  |  |  |  | 3391.529 | 3431.9515 | 3472.374 | 3512.7965 | 3553.219 | 11658.4013 | 11343.4314 | 11028.4614 | 10713.4914 | 10398.5215 |  | 0.16231 |  |  |  |  | 1 | 1 | 1 | 1 | 1 | [5 empty] | 3.0456 | 3.264 | 570.7763 | 26826.484 | 684.9315 | 0.10378 | 0.045012 | 0.039684 | 0.039504 | 0.041656 | 0.10378 | 0.045012 | 0.039684 | 0.039504 | 0.041656 | 100000 | 100000 | 0 | 0 | 0
3752 |  |  |  | 9795.2055 |  |  |  |  | 4387.7026 | 4428.5376 | 4469.3726 | 4510.2076 | 4551.0426 | 9631.405 | 9371.1975 | 9110.9901 | 8850.7826 | 8590.5751 |  | 0.34884 |  |  |  |  | 1 | 1 | 1 | 1 | 1 | [5 empty] | 4.0961 | 2.8362 | 570.7763 | 26826.484 | 684.9315 | 0.093385 | 0.016748 | 0.018715 | 0.019307 | 0.024396 | 0.093385 | 0.016748 | 0.018715 | 0.019307 | 0.024396 | 100000 | 100000 | 0 | 0 | 0
3753 |  |  |  | 9795.2055 |  |  |  |  | 5312.6651 | 5372.1451 | 5431.6251 | 5491.1051 | 5550.5851 | 9444.8218 | 9189.6551 | 8934.4885 | 8679.3218 | 8424.1552 |  | 0.45545 |  |  |  |  | 1 | 1 | 1 | 1 | 1 | [5 empty] | 4.138 | 3.5128 | 570.7763 | 26826.484 | 684.9315 | 0.092944 | 0.013819 | 0.015461 | 0.015088 | 0.014337 | 0.092944 | 0.013819 | 0.015461 | 0.015088 | 0.014337 | 100000 | 100000 | 0 | 0 | 0
3754 |  |  |  | 9795.2055 |  |  |  |  | 5956.6956 | 6030.9431 | 6105.1906 | 6179.4381 | 6253.6856 | 8588.5401 | 8356.5073 | 8124.4744 | 7892.4415 | 7660.4087 |  | 0.50393 |  |  |  |  | 1 | 1 | 1 | 1 | 1 | [5 empty] | 2.9001 | 2.8173 | 570.7763 | 26826.484 | 684.9315 | 0.093831 | 0.014595 | 0.015782 | 0.015159 | 0.01422 | 0.093831 | 0.014595 | 0.015782 | 0.015159 | 0.01422 | 100000 | 100000 | 0 | 0 | 0
3755 |  |  |  | 9795.2055 |  |  |  |  | 6607.769 | 6723.649 | 6839.529 | 6955.409 | 7071.289 | 7903.3036 | 7689.7835 | 7476.2633 | 7262.7432 | 7049.2231 |  | 0.63237 |  |  |  |  | 1 | 1 | 1 | 1 | 1 | [5 empty] | 2.4771 | 4.0957 | 570.7763 | 26826.484 | 684.9315 | 0.094353 | 0.01442 | 0.015599 | 0.015371 | 0.014494 | 0.094353 | 0.01442 | 0.015599 | 0.015371 | 0.014494 | 100000 | 100000 | 0 | 0 | 0
3756 |  |  |  | 9795.2055 |  |  |  |  | 6496.6483 | 6667.5808 | 6838.5133 | 7009.4458 | 7180.3783 | 7472.2717 | 7270.3966 | 7068.5215 | 6866.6463 | 6664.7712 |  | 0.19263 |  |  |  |  | 1 | 1 | 1 | 1 | 1 | [5 empty] | 3.1355 | 3.234 | 570.7763 | 26826.484 | 684.9315 | 0.094652 | 0.014289 | 0.01573 | 0.01539 | 0.014641 | 0.094652 | 0.014289 | 0.01573 | 0.015391 | 0.014641 | 100000 | 100000 | 0 | 0 | 0
3757 |  |  |  | 9795.2055 |  |  |  |  | 5819.7511 | 6058.9911 | 6298.2311 | 6537.4711 | 6776.7111 | 6824.8871 | 6640.5021 | 6456.117 | 6271.732 | 6087.347 |  | 0.3166 |  |  |  |  | 1 | 1 | 1 | 1 | 1 | [5 empty] | 2.538 | 3.6424 | 570.7763 | 26826.484 | 684.9315 | 0.094651 | 0.015125 | 0.016009 | 0.016343 | 0.014953 | 0.094651 | 0.015125 | 0.016009 | 0.016343 | 0.014952 | 100000 | 100000 | 0 | 0 | 0
3758 |  |  |  | 9795.2055 |  |  |  |  | 5394.8318 | 5726.3043 | 6057.7768 | 6389.2493 | 6720.7218 | 6650.4855 | 6470.8122 | 6291.1389 | 6111.4657 | 5931.7924 |  | 0.41347 |  |  |  |  | 1 | 1 | 1 | 1 | 1 | [5 empty] | 5.111 | 3.5995 | 570.7763 | 26826.484 | 684.9315 | 0.09449 | 0.015758 | 0.017059 | 0.017359 | 0.015206 | 0.09449 | 0.015758 | 0.017059 | 0.017359 | 0.015206 | 100000 | 100000 | 0 | 0 | 0
3759 |  |  |  | 9795.2055 |  |  |  |  | 5190.5888 | 5505.8913 | 5821.1938 | 6136.4963 | 6451.7988 | 6267.3749 | 6098.052 | 5928.729 | 5759.4061 | 5590.0832 |  | 0.21827 |  |  |  |  | 1 | 1 | 1 | 1 | 1 | [5 empty] | 4.1237 | 3.5822 | 570.7763 | 26826.484 | 684.9315 | 0.094907 | 0.016716 | 0.017978 | 0.01785 | 0.017068 | 0.094907 | 0.016716 | 0.017978 | 0.01785 | 0.017068 | 100000 | 100000 | 0 | 0 | 0
3760 |  |  |  | 9795.2055 |  |  |  |  | 5173.3729 | 5525.4687 | 5877.5646 | 6229.6604 | 6581.7562 | 6663.974 | 6483.9363 | 6303.8986 | 6123.861 | 5943.8233 |  | 0.32987 |  |  |  |  | 1 | 1 | 1 | 1 | 1 | [5 empty] | 4.9164 | 2.8388 | 570.7763 | 26826.484 | 684.9315 | 0.096124 | 0.030973 | 0.027774 | 0.025509 | 0.03782 | 0.096124 | 0.030973 | 0.027774 | 0.025509 | 0.03782 | 100000 | 100000 | 0 | 0 | 0
3761 |  |  |  | 9795.2055 |  |  |  |  | 5509.8652 | 5903.2102 | 6296.5552 | 6689.9002 | 7083.2452 | 7037.1405 | 6847.0212 | 6656.9018 | 6466.7824 | 6276.6631 |  | 0 |  |  |  |  | 1 | 1 | 1 | 1 | 1 | [5 empty] | 3.8399 | 2.2241 | 570.7763 | 26826.484 | 684.9315 | 0.10737 | 0.052041 | 0.042368 | 0.040534 | 0.042797 | 0.10737 | 0.052041 | 0.042368 | 0.040534 | 0.042797 | 100000 | 100000 | 0 | 0 | 0
3762 |  |  |  | 9795.2055 |  |  |  |  | 5753.2352 | 6266.3652 | 6779.4952 | 7292.6252 | 7805.7552 | 7354.6167 | 7155.9202 | 6957.2237 | 6758.5272 | 6559.8307 |  | 0.00864 |  |  |  |  | 1 | 1 | 1 | 1 | 1 | [5 empty] | 4.0793 | 2.8784 | 570.7763 | 26826.484 | 684.9315 | 0.10825 | 0.093315 | 0.054141 | 0.045404 | 0.045273 | 0.10825 | 0.093315 | 0.054141 | 0.045404 | 0.045273 | 100000 | 100000 | 0 | 0 | 0
3763 |  |  |  | 9795.2055 |  |  |  |  | 5623.3335 | 6144.2735 | 6665.2135 | 7186.1535 | 7707.0935 | 8122.082 | 7902.6512 | 7683.2205 | 7463.7897 | 7244.3589 |  | 0.00116 |  |  |  |  | 1 | 1 | 1 | 1 | 1 | [5 empty] | 3.7189 | 5.4179 | 570.7763 | 26826.484 | 684.9315 | 0.10825 | 0.10204 | 0.092956 | 0.080867 | 0.048029 | 0.10825 | 0.10204 | 0.092956 | 0.080867 | 0.048029 | 100000 | 100000 | 0 | 0 | 0
3764 |  |  |  | 9795.2055 |  |  |  |  | 5423.0032 | 5911.3565 | 6399.7099 | 6888.0632 | 7376.4165 | 8396.3001 | 8169.4609 | 7942.6217 | 7715.7825 | 7488.9433 |  | 0 |  |  |  |  | 1 | 1 | 1 | 1 | 1 | [5 empty] | 5.7448 | 7.2902 | 570.7763 | 26826.484 | 684.9315 | 0.10768 | 0.0946 | 0.092774 | 0.091382 | 0.046556 | 0.10768 | 0.0946 | 0.092774 | 0.091382 | 0.046556 | 100000 | 100000 | 0 | 0 | 0
3765 |  |  |  | 9795.2055 |  |  |  |  | 5229.7158 | 5624.5183 | 6019.3208 | 6414.1233 | 6808.9258 | 7773.0282 | 7563.0276 | 7353.0271 | 7143.0266 | 6933.0261 |  | 0 |  |  |  |  | 1 | 1 | 1 | 1 | 1 | [5 empty] | 15.9845 | 8.3128 | 570.7763 | 26826.484 | 684.9315 | 0.10705 | 0.09131 | 0.077106 | 0.050083 | 0.045468 | 0.10705 | 0.09131 | 0.077106 | 0.050083 | 0.045468 | 100000 | 100000 | 0 | 0 | 0
3766 |  |  |  | 9795.2055 |  |  |  |  | 5023.1252 | 5344.3127 | 5665.5002 | 5986.6877 | 6307.8752 | 6145.9874 | 5979.944 | 5813.9005 | 5647.857 | 5481.8136 |  | 0 |  |  |  |  | 1 | 1 | 1 | 1 | 1 | [5 empty] | 10.982 | 10.7148 | 570.7763 | 26826.484 | 684.9315 | 0.10449 | 0.063387 | 0.048997 | 0.045389 | 0.04495 | 0.10449 | 0.063387 | 0.048997 | 0.045389 | 0.04495 | 100000 | 100000 | 0 | 0 | 0
3767 |  |  |  | 9795.2055 |  |  |  |  | 3748.3673 | 4024.6773 | 4300.9873 | 4577.2973 | 4853.6073 | 3455.1375 | 3361.7916 | 3268.4456 | 3175.0997 | 3081.7537 |  | 0 |  |  |  |  | 1 | 1 | 1 | 1 | 1 | [5 empty] | 5.9814 | 12.0115 | 570.7763 | 26826.484 | 684.9315 | 0.10021 | 0.049943 | 0.045996 | 0.044135 | 0.044245 | 0.10021 | 0.049943 | 0.045996 | 0.044135 | 0.044245 | 100000 | 100000 | 0 | 0 | 0
3768 |  |  |  | 9795.2055 |  |  |  |  | 2643.1229 | 2852.1154 | 3061.1079 | 3270.1004 | 3479.0929 | 2658.7167 | 2586.8873 | 2515.0579 | 2443.2285 | 2371.3991 |  | 0 |  |  |  |  | 1 | 1 | 1 | 1 | 1 | [5 empty] | 9.3846 | 1.217 | 570.7763 | 26826.484 | 684.9315 | 0.09893 | 0.050003 | 0.045744 | 0.043721 | 0.044217 | 0.09893 | 0.050003 | 0.045744 | 0.043721 | 0.044217 | 100000 | 100000 | 0 | 0 | 0
3769 |  |  |  | 9795.2055 |  |  |  |  | 2195.1889 | 2296.1639 | 2397.1389 | 2498.1139 | 2599.0889 | 2865.2885 | 2787.8783 | 2710.468 | 2633.0578 | 2555.6475 |  | 0 |  |  |  |  | 1 | 1 | 1 | 1 | 1 | [5 empty] | 10.2885 | 4.1239 | 570.7763 | 26826.484 | 684.9315 | 0.0987 | 0.049949 | 0.045751 | 0.043719 | 0.044232 | 0.0987 | 0.049949 | 0.045751 | 0.043719 | 0.044232 | 100000 | 100000 | 0 | 0 | 0
3770 |  |  |  | 9795.2055 |  |  |  |  | 2025.848 | 2076.3355 | 2126.823 | 2177.3105 | 2227.798 | 2787.7249 | 2712.4102 | 2637.0954 | 2561.7807 | 2486.4659 |  | 0 |  |  |  |  | 1 | 1 | 1 | 1 | 1 | [5 empty] | 7.5288 | 3.6795 | 570.7763 | 26826.484 | 684.9315 | 0.098848 | 0.050036 | 0.045786 | 0.043807 | 0.044276 | 0.098848 | 0.050036 | 0.045786 | 0.043807 | 0.044276 | 100000 | 100000 | 0 | 0 | 0
3771 |  |  |  | 9795.2055 |  |  |  |  | 1976.6845 | 2018.6195 | 2060.5545 | 2102.4895 | 2144.4245 | 3524.9081 | 3429.6772 | 3334.4463 | 3239.2154 | 3143.9845 |  | 0 |  |  |  |  | 1 | 1 | 1 | 1 | 1 | [5 empty] | 6.9173 | 6.8791 | 570.7763 | 26826.484 | 684.9315 | 0.098861 | 0.049998 | 0.045774 | 0.043694 | 0.044239 | 0.098861 | 0.049998 | 0.045774 | 0.043694 | 0.044239 | 100000 | 100000 | 0 | 0 | 0
3772 |  |  |  | 9795.2055 |  |  |  |  | 2013.362 | 2055.4345 | 2097.507 | 2139.5795 | 2181.652 | 5652.1798 | 5499.4773 | 5346.7749 | 5194.0724 | 5041.3699 |  | 0 |  |  |  |  | 1 | 1 | 1 | 1 | 1 | [5 empty] | 5.685 | 9.2044 | 570.7763 | 26826.484 | 684.9315 | 0.093631 | 0.042239 | 0.041658 | 0.042219 | 0.043817 | 0.093631 | 0.042239 | 0.041658 | 0.042219 | 0.043817 | 100000 | 100000 | 0 | 0 | 0
3773 |  |  |  | 9795.2055 |  |  |  |  | 2528.4081 | 2569.2431 | 2610.0781 | 2650.9131 | 2691.7481 | 10585.9485 | 10299.9525 | 10013.9565 | 9727.9606 | 9441.9646 |  | 0.00015 |  |  |  |  | 1 | 1 | 1 | 1 | 1 | [5 empty] | 8.5161 | 10.4667 | 570.7763 | 26826.484 | 684.9315 | 0.094747 | 0.043319 | 0.041428 | 0.042715 | 0.04383 | 0.094747 | 0.043319 | 0.041428 | 0.042715 | 0.04383 | 100000 | 100000 | 0 | 0 | 0
3774 |  |  |  | 9795.2055 |  |  |  |  | 3396.1827 | 3438.9427 | 3481.7027 | 3524.4627 | 3567.2227 | 12489.4081 | 12151.9872 | 11814.5663 | 11477.1454 | 11139.7245 |  | 0.01409 |  |  |  |  | 1 | 1 | 1 | 1 | 1 | [5 empty] | 7.4805 | 11.1523 | 570.7763 | 26826.484 | 684.9315 | 0.094361 | 0.042882 | 0.040718 | 0.042508 | 0.043637 | 0.094361 | 0.042882 | 0.040718 | 0.042508 | 0.043637 | 100000 | 100000 | 0 | 0 | 0
3775 |  |  |  | 9795.2055 |  |  |  |  | 3971.3175 | 4013.8025 | 4056.2875 | 4098.7725 | 4141.2575 | 12730.1039 | 12386.1802 | 12042.2565 | 11698.3328 | 11354.4092 |  | 0.06448 |  |  |  |  | 1 | 1 | 1 | 1 | 1 | [5 empty] | 6.239 | 10.5754 | 570.7763 | 26826.484 | 684.9315 | 0.095798 | 0.032591 | 0.039926 | 0.040107 | 0.042141 | 0.095798 | 0.032591 | 0.039926 | 0.040107 | 0.042141 | 100000 | 100000 | 0 | 0 | 0
3776 |  |  |  | 9795.2055 |  |  |  |  | 3750.472 | 3800.6295 | 3850.787 | 3900.9445 | 3951.102 | 10513.231 | 10229.1996 | 9945.1682 | 9661.1368 | 9377.1054 |  | 0.09131 |  |  |  |  | 1 | 1 | 1 | 1 | 1 | [5 empty] | 6.886 | 9.1259 | 570.7763 | 26826.484 | 684.9315 | 0.091774 | 0.027827 | 0.028101 | 0.037682 | 0.039511 | 0.091774 | 0.027827 | 0.028101 | 0.037682 | 0.039511 | 100000 | 100000 | 0 | 0 | 0
3777 |  |  |  | 9795.2055 |  |  |  |  | 3707.5515 | 3782.5415 | 3857.5315 | 3932.5215 | 4007.5115 | 10309.3208 | 10030.7984 | 9752.276 | 9473.7535 | 9195.2311 |  | 0.16075 |  |  |  |  | 1 | 1 | 1 | 1 | 1 | [5 empty] | 6.7567 | 9.4872 | 570.7763 | 26826.484 | 684.9315 | 0.083554 | 0.0092604 | 0.015637 | 0.018424 | 0.020831 | 0.083554 | 0.0092604 | 0.015637 | 0.018424 | 0.020831 | 100000 | 100000 | 0 | 0 | 0
3778 |  |  |  | 9795.2055 |  |  |  |  | 3961.1727 | 4065.9152 | 4170.6577 | 4275.4002 | 4380.1427 | 9373.5507 | 9120.3095 | 8867.0684 | 8613.8272 | 8360.5861 |  | 0.10847 |  |  |  |  | 1 | 1 | 1 | 1 | 1 | [5 empty] | 6.8115 | 7.997 | 570.7763 | 26826.484 | 684.9315 | 0.071577 | 0.00814 | 0.013263 | 0.016213 | 0.017465 | 0.071577 | 0.00814 | 0.013263 | 0.016213 | 0.017465 | 100000 | 100000 | 0 | 0 | 0
3779 |  |  |  | 9795.2055 |  |  |  |  | 4455.9291 | 4619.8216 | 4783.7141 | 4947.6066 | 5111.4991 | 8624.8472 | 8391.8334 | 8158.8197 | 7925.8059 | 7692.7922 |  | 0.12526 |  |  |  |  | 1 | 1 | 1 | 1 | 1 | [5 empty] | 6.2011 | 8.9971 | 570.7763 | 26826.484 | 684.9315 | 0.067736 | 0.0070595 | 0.0097391 | 0.01707 | 0.017266 | 0.067736 | 0.0070595 | 0.0097391 | 0.01707 | 0.017266 | 100000 | 100000 | 0 | 0 | 0
3780 |  |  |  | 9795.2055 |  |  |  |  | 4600.2981 | 4805.1656 | 5010.0331 | 5214.9006 | 5419.7681 | 8152.2942 | 7932.0472 | 7711.8002 | 7491.5532 | 7271.3063 |  | 0.18951 |  |  |  |  | 1 | 1 | 1 | 1 | 1 | [5 empty] | 5.5074 | 11.0604 | 570.7763 | 26826.484 | 684.9315 | 0.06697 | 0.0071612 | 0.0099691 | 0.017439 | 0.017207 | 0.06697 | 0.0071612 | 0.0099691 | 0.017439 | 0.017207 | 100000 | 100000 | 0 | 0 | 0
3781 |  |  |  | 9795.2055 |  |  |  |  | 4469.9758 | 4740.1258 | 5010.2758 | 5280.4258 | 5550.5758 | 7446.1565 | 7244.987 | 7043.8174 | 6842.6478 | 6641.4782 |  | 0.30019 |  |  |  |  | 1 | 1 | 1 | 1 | 1 | [5 empty] | 4.9681 | 9.5481 | 570.7763 | 26826.484 | 684.9315 | 0.0669 | 0.0075808 | 0.010338 | 0.017375 | 0.01735 | 0.0669 | 0.0075808 | 0.010338 | 0.017375 | 0.01735 | 100000 | 100000 | 0 | 0 | 0
3782 |  |  |  | 9795.2055 |  |  |  |  | 4316.2423 | 4633.6898 | 4951.1373 | 5268.5848 | 5586.0323 | 7255.0975 | 7059.0896 | 6863.0818 | 6667.074 | 6471.0662 |  | 0.56551 |  |  |  |  | 1 | 1 | 1 | 1 | 1 | [5 empty] | 4.3327 | 9.6845 | 570.7763 | 26826.484 | 684.9315 | 0.070473 | 0.0091571 | 0.013809 | 0.01644 | 0.017054 | 0.070473 | 0.0091571 | 0.013809 | 0.01644 | 0.017054 | 100000 | 100000 | 0 | 0 | 0
3783 |  |  |  | 9795.2055 |  |  |  |  | 4005.6539 | 4430.3464 | 4855.0389 | 5279.7314 | 5704.4239 | 6837.0876 | 6652.373 | 6467.6584 | 6282.9437 | 6098.2291 |  | 0.48812 |  |  |  |  | 1 | 1 | 1 | 1 | 1 | [5 empty] | 3.7899 | 10.1875 | 570.7763 | 26826.484 | 684.9315 | 0.072983 | 0.0094063 | 0.014593 | 0.016901 | 0.018101 | 0.072983 | 0.0094063 | 0.014593 | 0.016901 | 0.018101 | 100000 | 100000 | 0 | 0 | 0
3784 |  |  |  | 9795.2055 |  |  |  |  | 4010.3362 | 4631.1245 | 5251.9128 | 5872.7012 | 6493.4895 | 7271.9611 | 7075.4977 | 6879.0343 | 6682.5708 | 6486.1074 |  | 0.32966 |  |  |  |  | 1 | 1 | 1 | 1 | 1 | [5 empty] | 3.4819 | 9.9933 | 570.7763 | 26826.484 | 684.9315 | 0.091182 | 0.025486 | 0.015755 | 0.019798 | 0.021332 | 0.091182 | 0.025486 | 0.015755 | 0.019798 | 0.021332 | 100000 | 100000 | 0 | 0 | 0
3785 |  |  |  | 9795.2055 |  |  |  |  | 4380.2329 | 5156.1154 | 5931.9979 | 6707.8804 | 7483.7629 | 7679.7814 | 7472.3001 | 7264.8188 | 7057.3375 | 6849.8562 |  | 0.13084 |  |  |  |  | 1 | 1 | 1 | 1 | 1 | [5 empty] | 3.0572 | 10.2994 | 570.7763 | 26826.484 | 684.9315 | 0.10039 | 0.030802 | 0.031202 | 0.03928 | 0.041578 | 0.10039 | 0.030802 | 0.031202 | 0.03928 | 0.041578 | 100000 | 100000 | 0 | 0 | 0
3786 |  |  |  | 9795.2055 |  |  |  |  | 4983.4611 | 5808.4295 | 6633.3978 | 7458.3661 | 8283.3345 | 8024.6369 | 7807.8388 | 7591.0407 | 7374.2425 | 7157.4444 |  | 0.10484 |  |  |  |  | 1 | 1 | 1 | 1 | 1 | [5 empty] | 2.8807 | 9.5082 | 570.7763 | 26826.484 | 684.9315 | 0.10587 | 0.08243 | 0.072002 | 0.072853 | 0.049364 | 0.10587 | 0.08243 | 0.072002 | 0.072853 | 0.049364 | 100000 | 100000 | 0 | 0 | 0
3787 |  |  |  | 9795.2055 |  |  |  |  | 5403.3017 | 6178.7717 | 6954.2417 | 7729.7117 | 8505.1817 | 8863.7752 | 8624.3065 | 8384.8377 | 8145.3689 | 7905.9002 |  | 0.03304 |  |  |  |  | 1 | 1 | 1 | 1 | 1 | [5 empty] | 2.9938 | 8.1194 | 570.7763 | 26826.484 | 684.9315 | 0.11227 | 0.1026 | 0.091495 | 0.098407 | 0.097137 | 0.11227 | 0.1026 | 0.091495 | 0.098407 | 0.097137 | 100000 | 100000 | 0 | 0 | 0
3788 |  |  |  | 9795.2055 |  |  |  |  | 5390.0354 | 6033.7304 | 6677.4254 | 7321.1204 | 7964.8154 | 9162.0925 | 8914.5643 | 8667.036 | 8419.5077 | 8171.9795 |  | 0 |  |  |  |  | 1 | 1 | 1 | 1 | 1 | [5 empty] | 3.2343 | 8.1592 | 570.7763 | 26826.484 | 684.9315 | 0.11303 | 0.10953 | 0.099704 | 0.10486 | 0.10383 | 0.11303 | 0.10953 | 0.099704 | 0.10486 | 0.10383 | 100000 | 100000 | 0 | 0 | 0
3789 |  |  |  | 9795.2055 |  |  |  |  | 5280.7832 | 5788.4132 | 6296.0432 | 6803.6732 | 7311.3032 | 8478.0814 | 8249.0328 | 8019.9842 | 7790.9355 | 7561.8869 |  | 0 |  |  |  |  | 1 | 1 | 1 | 1 | 1 | [5 empty] | 2.7247 | 8.2483 | 570.7763 | 26826.484 | 684.9315 | 0.11276 | 0.10833 | 0.099294 | 0.10414 | 0.10348 | 0.11276 | 0.10833 | 0.099294 | 0.10414 | 0.10348 | 100000 | 100000 | 0 | 0 | 0
3790 |  |  |  | 9795.2055 |  |  |  |  | 5083.3489 | 5521.9564 | 5960.5639 | 6399.1714 | 6837.7789 | 6700.0745 | 6519.0615 | 6338.0485 | 6157.0355 | 5976.0225 |  | 0 |  |  |  |  | 1 | 1 | 1 | 1 | 1 | [5 empty] | 1.02 | 7.2402 | 570.7763 | 26826.484 | 684.9315 | 0.11277 | 0.10822 | 0.099096 | 0.10423 | 0.10351 | 0.11277 | 0.10822 | 0.099096 | 0.10423 | 0.10351 | 100000 | 100000 | 0 | 0 | 0
3791 |  |  |  | 9795.2055 |  |  |  |  | 3695.8459 | 4095.2126 | 4494.5792 | 4893.9459 | 5293.3126 | 3761.5713 | 3659.9465 | 3558.3218 | 3456.6971 | 3355.0723 |  | 0 |  |  |  |  | 1 | 1 | 1 | 1 | 1 | [5 empty] | 0.23024 | 6.9082 | 570.7763 | 26826.484 | 684.9315 | 0.11275 | 0.1085 | 0.099109 | 0.10375 | 0.10328 | 0.11275 | 0.10851 | 0.099109 | 0.10375 | 0.10328 | 100000 | 100000 | 0 | 0 | 0
3792 |  |  |  | 9795.2055 |  |  |  |  | 2635.9261 | 2842.8561 | 3049.7861 | 3256.7161 | 3463.6461 | 2639.1489 | 2567.8482 | 2496.5474 | 2425.2467 | 2353.946 |  | 0 |  |  |  |  | 1 | 1 | 1 | 1 | 1 | [5 empty] | 1.992 | 6.2468 | 570.7763 | 26826.484 | 684.9315 | 0.11264 | 0.10887 | 0.099414 | 0.1038 | 0.10333 | 0.11264 | 0.10887 | 0.099414 | 0.1038 | 0.10332 | 100000 | 100000 | 0 | 0 | 0
3793 |  |  |  | 9795.2055 |  |  |  |  | 2189.2117 | 2288.8667 | 2388.5217 | 2488.1767 | 2587.8317 | 2844.1154 | 2767.2772 | 2690.4389 | 2613.6007 | 2536.7625 |  | 0 |  |  |  |  | 1 | 1 | 1 | 1 | 1 | [5 empty] | 4.8029 | 5.7099 | 570.7763 | 26826.484 | 684.9315 | 0.1124 | 0.10896 | 0.099579 | 0.1038 | 0.10353 | 0.1124 | 0.10896 | 0.099579 | 0.1038 | 0.10353 | 100000 | 100000 | 0 | 0 | 0
3794 |  |  |  | 9795.2055 |  |  |  |  | 2020.3319 | 2069.0044 | 2117.6769 | 2166.3494 | 2215.0219 | 2767.0479 | 2692.2918 | 2617.5357 | 2542.7795 | 2468.0234 |  | 0 |  |  |  |  | 1 | 1 | 1 | 1 | 1 | [5 empty] | 4.0604 | 5.4745 | 570.7763 | 26826.484 | 684.9315 | 0.11273 | 0.10893 | 0.099829 | 0.10383 | 0.1035 | 0.11273 | 0.10893 | 0.099829 | 0.10383 | 0.1035 | 100000 | 100000 | 0 | 0 | 0
3795 |  |  |  | 9795.2055 |  |  |  |  | 1971.3023 | 2013.3748 | 2055.4473 | 2097.5198 | 2139.5923 | 3498.5323 | 3404.0139 | 3309.4956 | 3214.9773 | 3120.459 |  | 0 |  |  |  |  | 1 | 1 | 1 | 1 | 1 | [5 empty] | 3.0588 | 4.9 | 570.7763 | 26826.484 | 684.9315 | 0.11274 | 0.10892 | 0.099825 | 0.10382 | 0.10348 | 0.11274 | 0.10892 | 0.099825 | 0.10382 | 0.10348 | 100000 | 100000 | 0 | 0 | 0
3796 |  |  |  | 9795.2055 |  |  |  |  | 2007.8799 | 2048.8524 | 2089.8249 | 2130.7974 | 2171.7699 | 5609.8512 | 5458.2923 | 5306.7334 | 5155.1745 | 5003.6156 |  | 0 |  |  |  |  | 1 | 1 | 1 | 1 | 1 | [5 empty] | 3.9118 | 3.998 | 570.7763 | 26826.484 | 684.9315 | 0.1117 | 0.10883 | 0.099822 | 0.10375 | 0.10348 | 0.1117 | 0.10882 | 0.099822 | 0.10375 | 0.10348 | 100000 | 100000 | 0 | 0 | 0
3797 |  |  |  | 9795.2055 |  |  |  |  | 2521.5236 | 2561.5336 | 2601.5436 | 2641.5536 | 2681.5636 | 10505.4343 | 10221.6136 | 9937.7928 | 9653.9721 | 9370.1513 |  | 0.0072 |  |  |  |  | 1 | 1 | 1 | 1 | 1 | [5 empty] | 4.6476 | 4.6207 | 570.7763 | 26826.484 | 684.9315 | 0.11318 | 0.10899 | 0.09982 | 0.10376 | 0.10348 | 0.11318 | 0.10899 | 0.09982 | 0.10376 | 0.10348 | 100000 | 100000 | 0 | 0 | 0
3798 |  |  |  | 9795.2055 |  |  |  |  | 3386.9354 | 3429.1454 | 3471.3554 | 3513.5654 | 3555.7754 | 12394.2414 | 12059.3916 | 11724.5417 | 11389.6919 | 11054.8421 |  | 0.02169 |  |  |  |  | 1 | 1 | 1 | 1 | 1 | [5 empty] | 4.7795 | 3.5739 | 570.7763 | 26826.484 | 684.9315 | 0.11024 | 0.10636 | 0.09876 | 0.10058 | 0.08451 | 0.11024 | 0.10636 | 0.098759 | 0.10058 | 0.08451 | 100000 | 100000 | 0 | 0 | 0
3799 |  |  |  | 9795.2055 |  |  |  |  | 3960.5042 | 4002.0267 | 4043.5492 | 4085.0717 | 4126.5942 | 12633.1504 | 12291.846 | 11950.5417 | 11609.2374 | 11267.933 |  | 0.15828 |  |  |  |  | 1 | 1 | 1 | 1 | 1 | [5 empty] | 3.5799 | 3.6005 | 570.7763 | 26826.484 | 684.9315 | 0.10959 | 0.10106 | 0.089261 | 0.046858 | 0.04629 | 0.10959 | 0.10106 | 0.089261 | 0.046858 | 0.04629 | 100000 | 100000 | 0 | 0 | 0
3800 |  |  |  | 9795.2055 |  |  |  |  | 3740.26 | 3792.2325 | 3844.205 | 3896.1775 | 3948.15 | 10433.4502 | 10151.5742 | 9869.6982 | 9587.8222 | 9305.9463 |  | 0.31426 |  |  |  |  | 1 | 1 | 1 | 1 | 1 | [5 empty] | 3.741 | 3.1812 | 570.7763 | 26826.484 | 684.9315 | 0.10645 | 0.089611 | 0.050915 | 0.041717 | 0.043061 | 0.10645 | 0.089611 | 0.050915 | 0.041717 | 0.043061 | 100000 | 100000 | 0 | 0 | 0
3801 |  |  |  | 9795.2055 |  |  |  |  | 3697.4564 | 3772.1989 | 3846.9414 | 3921.6839 | 3996.4264 | 10231.1073 | 9954.6979 | 9678.2886 | 9401.8792 | 9125.4698 |  | 0.49737 |  |  |  |  | 1 | 1 | 1 | 1 | 1 | [5 empty] | 2.9905 | 3.6093 | 570.7763 | 26826.484 | 684.9315 | 0.10485 | 0.070885 | 0.031652 | 0.030279 | 0.041423 | 0.10485 | 0.070885 | 0.031652 | 0.030279 | 0.041423 | 100000 | 100000 | 0 | 0 | 0
3802 |  |  |  | 9795.2055 |  |  |  |  | 3950.387 | 4056.917 | 4163.447 | 4269.977 | 4376.507 | 9302.5272 | 9051.2049 | 8799.8825 | 8548.5602 | 8297.2379 |  | 0.38764 |  |  |  |  | 1 | 1 | 1 | 1 | 1 | [5 empty] | 3.4351 | 2.3369 | 570.7763 | 26826.484 | 684.9315 | 0.10473 | 0.071355 | 0.031437 | 0.029559 | 0.04143 | 0.10473 | 0.071355 | 0.031437 | 0.029559 | 0.04143 | 100000 | 100000 | 0 | 0 | 0
3803 |  |  |  | 9795.2055 |  |  |  |  | 4443.7962 | 4606.5887 | 4769.3812 | 4932.1737 | 5094.9662 | 8559.5647 | 8328.3147 | 8097.0646 | 7865.8146 | 7634.5645 |  | 0.59603 |  |  |  |  | 1 | 1 | 1 | 1 | 1 | [5 empty] | 3.5277 | 2.3859 | 570.7763 | 26826.484 | 684.9315 | 0.10479 | 0.071433 | 0.031575 | 0.029794 | 0.041448 | 0.10479 | 0.071433 | 0.031575 | 0.029794 | 0.041448 | 100000 | 100000 | 0 | 0 | 0
3804 |  |  |  | 9795.2055 |  |  |  |  | 4587.7721 | 4787.8271 | 4987.8821 | 5187.9371 | 5387.9921 | 8090.7655 | 7872.1808 | 7653.5961 | 7435.0114 | 7216.4267 |  | 0.51171 |  |  |  |  | 1 | 1 | 1 | 1 | 1 | [5 empty] | 3.3373 | 1.398 | 570.7763 | 26826.484 | 684.9315 | 0.10493 | 0.071697 | 0.031686 | 0.029797 | 0.041476 | 0.10493 | 0.071697 | 0.031686 | 0.029797 | 0.041476 | 100000 | 100000 | 0 | 0 | 0
3805 |  |  |  | 9795.2055 |  |  |  |  | 4457.8047 | 4715.6347 | 4973.4647 | 5231.2947 | 5489.1247 | 7389.944 | 7190.2931 | 6990.6422 | 6790.9913 | 6591.3404 |  | 0.05829 |  |  |  |  | 1 | 1 | 1 | 1 | 1 | [5 empty] | 3.2353 | 1.0748 | 570.7763 | 26826.484 | 684.9315 | 0.10502 | 0.07143 | 0.031289 | 0.029471 | 0.041419 | 0.10502 | 0.07143 | 0.031289 | 0.029471 | 0.041419 | 100000 | 100000 | 0 | 0 | 0
3806 |  |  |  | 9795.2055 |  |  |  |  | 4304.4898 | 4610.1398 | 4915.7898 | 5221.4398 | 5527.0898 | 7200.391 | 7005.8612 | 6811.3314 | 6616.8015 | 6422.2717 |  | 0.40971 |  |  |  |  | 1 | 1 | 1 | 1 | 1 | [5 empty] | 4.0786 | 2.0049 | 570.7763 | 26826.484 | 684.9315 | 0.10515 | 0.072024 | 0.031125 | 0.03045 | 0.041529 | 0.10515 | 0.072024 | 0.031125 | 0.03045 | 0.041529 | 100000 | 100000 | 0 | 0 | 0
3807 |  |  |  | 9795.2055 |  |  |  |  | 3994.7471 | 4416.5805 | 4838.4138 | 5260.2471 | 5682.0805 | 6785.5388 | 6602.2169 | 6418.8949 | 6235.573 | 6052.251 |  | 0.21807 |  |  |  |  | 1 | 1 | 1 | 1 | 1 | [5 empty] | 7.5877 | 2.068 | 570.7763 | 26826.484 | 684.9315 | 0.10717 | 0.089772 | 0.046099 | 0.041085 | 0.042503 | 0.10717 | 0.089772 | 0.046099 | 0.041085 | 0.042503 | 100000 | 100000 | 0 | 0 | 0
3808 |  |  |  | 9795.2055 |  |  |  |  | 3999.4166 | 4611.955 | 5224.4933 | 5837.0316 | 6449.57 | 7216.9522 | 7021.9749 | 6826.9977 | 6632.0204 | 6437.0432 |  | 0.05025 |  |  |  |  | 1 | 1 | 1 | 1 | 1 | [5 empty] | 2.4536 | 3.3783 | 570.7763 | 26826.484 | 684.9315 | 0.11084 | 0.10045 | 0.079626 | 0.044495 | 0.044429 | 0.11084 | 0.10045 | 0.079626 | 0.044495 | 0.044429 | 100000 | 100000 | 0 | 0 | 0
3809 |  |  |  | 9795.2055 |  |  |  |  | 4368.3062 | 5165.0879 | 5961.8695 | 6758.6512 | 7555.4329 | 7621.638 | 7415.7275 | 7209.8171 | 7003.9066 | 6797.9961 |  | 0.04019 |  |  |  |  | 1 | 1 | 1 | 1 | 1 | [5 empty] | 1.512 | 5.386 | 570.7763 | 26826.484 | 684.9315 | 0.11502 | 0.10455 | 0.095863 | 0.085461 | 0.049037 | 0.11502 | 0.10455 | 0.095863 | 0.085461 | 0.049037 | 100000 | 100000 | 0 | 0 | 0
3810 |  |  |  | 9795.2055 |  |  |  |  | 4969.8919 | 5800.3586 | 6630.8252 | 7461.2919 | 8291.7586 | 7964.0141 | 7748.8538 | 7533.6935 | 7318.5332 | 7103.3729 |  | 0.03816 |  |  |  |  | 1 | 1 | 1 | 1 | 1 | [5 empty] | 2.1213 | 6.1056 | 570.7763 | 26826.484 | 684.9315 | 0.11499 | 0.10638 | 0.099449 | 0.10283 | 0.082636 | 0.11499 | 0.10638 | 0.099449 | 0.10283 | 0.082636 | 100000 | 100000 | 0 | 0 | 0
3811 |  |  |  | 9795.2055 |  |  |  |  | 5388.5894 | 6158.8894 | 6929.1894 | 7699.4894 | 8469.7894 | 8796.6699 | 8559.0141 | 8321.3583 | 8083.7025 | 7846.0467 |  | 0.01606 |  |  |  |  | 1 | 1 | 1 | 1 | 1 | [5 empty] | 4.4685 | 5.3647 | 570.7763 | 26826.484 | 684.9315 | 0.11427 | 0.11182 | 0.10185 | 0.10459 | 0.10166 | 0.11427 | 0.11182 | 0.10185 | 0.10459 | 0.10166 | 100000 | 100000 | 0 | 0 | 0
3812 |  |  |  | 9795.2055 |  |  |  |  | 5375.3591 | 6016.9641 | 6658.5691 | 7300.1741 | 7941.7791 | 9092.8056 | 8847.1492 | 8601.4928 | 8355.8364 | 8110.1801 |  | 0 |  |  |  |  | 1 | 1 | 1 | 1 | 1 | [5 empty] | 5.3931 | 7.9496 | 570.7763 | 26826.484 | 684.9315 | 0.11366 | 0.1076 | 0.0988 | 0.10489 | 0.092352 | 0.11366 | 0.1076 | 0.0988 | 0.10488 | 0.092352 | 100000 | 100000 | 0 | 0 | 0
3813 |  |  |  | 9795.2055 |  |  |  |  | 5266.4044 | 5790.1219 | 6313.8394 | 6837.5569 | 7361.2744 | 8414.2847 | 8186.9596 | 7959.6346 | 7732.3095 | 7504.9844 |  | 0 |  |  |  |  | 1 | 1 | 1 | 1 | 1 | [5 empty] | 7.3546 | 10.1979 | 570.7763 | 26826.484 | 684.9315 | 0.1115 | 0.10005 | 0.091118 | 0.095892 | 0.07058 | 0.1115 | 0.10005 | 0.091118 | 0.095892 | 0.07058 | 100000 | 100000 | 0 | 0 | 0
3814 |  |  |  | 9795.2055 |  |  |  |  | 5069.5077 | 5544.4135 | 6019.3193 | 6494.2252 | 6969.131 | 6649.9333 | 6470.2749 | 6290.6165 | 6110.9582 | 5931.2998 |  | 0 |  |  |  |  | 1 | 1 | 1 | 1 | 1 | [5 empty] | 1.1922 | 12.4865 | 570.7763 | 26826.484 | 684.9315 | 0.11039 | 0.096474 | 0.084663 | 0.077287 | 0.050555 | 0.11039 | 0.096474 | 0.084663 | 0.077287 | 0.050555 | 100000 | 100000 | 0 | 0 | 0
3815 |  |  |  | 9795.2055 |  |  |  |  | 3685.7827 | 4059.3002 | 4432.8177 | 4806.3352 | 5179.8527 | 3733.8341 | 3632.9587 | 3532.0833 | 3431.208 | 3330.3326 |  | 0 |  |  |  |  | 1 | 1 | 1 | 1 | 1 | [5 empty] | 4.9823 | 10.0414 | 570.7763 | 26826.484 | 684.9315 | 0.1101 | 0.097398 | 0.084642 | 0.075968 | 0.049596 | 0.1101 | 0.097398 | 0.084642 | 0.075968 | 0.049596 | 100000 | 100000 | 0 | 0 | 0
3816 |  |  |  | 9795.2055 |  |  |  |  | 2628.8743 | 2840.6168 | 3052.3593 | 3264.1018 | 3475.8443 | 2305.9262 | 2243.628 | 2181.3298 | 2119.0316 | 2056.7334 |  | 0 |  |  |  |  | 1 | 1 | 1 | 1 | 1 | [5 empty] | 3.5578 | 6.7311 | 570.7763 | 26826.484 | 684.9315 | 0.10985 | 0.10092 | 0.086568 | 0.077834 | 0.04996 | 0.10985 | 0.10092 | 0.086568 | 0.077834 | 0.04996 | 100000 | 100000 | 0 | 0 | 0
3817 |  |  |  | 9795.2055 |  |  |  |  | 2183.355 | 2283.67 | 2383.985 | 2484.3 | 2584.615 | 2483.5063 | 2416.4105 | 2349.3147 | 2282.2189 | 2215.1231 |  | 0 |  |  |  |  | 1 | 1 | 1 | 1 | 1 | [5 empty] | 3.8711 | 5.9006 | 570.7763 | 26826.484 | 684.9315 | 0.1103 | 0.10136 | 0.087444 | 0.078462 | 0.050083 | 0.1103 | 0.10136 | 0.087444 | 0.078462 | 0.050083 | 100000 | 100000 | 0 | 0 | 0
3818 |  |  |  | 9795.2055 |  |  |  |  | 2014.927 | 2064.2595 | 2113.592 | 2162.9245 | 2212.257 | 2414.8448 | 2349.6039 | 2284.3631 | 2219.1223 | 2153.8815 |  | 0 |  |  |  |  | 1 | 1 | 1 | 1 | 1 | [5 empty] | 3.6957 | 5.4993 | 570.7763 | 26826.484 | 684.9315 | 0.11037 | 0.10177 | 0.091515 | 0.080902 | 0.050155 | 0.11037 | 0.10177 | 0.091515 | 0.080902 | 0.050155 | 100000 | 100000 | 0 | 0 | 0
3819 |  |  |  | 9795.2055 |  |  |  |  | 1966.0285 | 2006.3135 | 2046.5985 | 2086.8835 | 2127.1685 | 3049.1251 | 2966.7482 | 2884.3713 | 2801.9944 | 2719.6175 |  | 0 |  |  |  |  | 1 | 1 | 1 | 1 | 1 | [5 empty] | 4.1632 | 6.2332 | 570.7763 | 26826.484 | 684.9315 | 0.11041 | 0.10183 | 0.091994 | 0.085465 | 0.050383 | 0.11041 | 0.10183 | 0.091994 | 0.085465 | 0.050383 | 100000 | 100000 | 0 | 0 | 0
3820 |  |  |  | 9795.2055 |  |  |  |  | 2002.5083 | 2043.6183 | 2084.7283 | 2125.8383 | 2166.9483 | 4888.612 | 4756.5385 | 4624.465 | 4492.3915 | 4360.318 |  | 0 |  |  |  |  | 1 | 1 | 1 | 1 | 1 | [5 empty] | 4.1587 | 5.3295 | 570.7763 | 26826.484 | 684.9315 | 0.10587 | 0.10105 | 0.087643 | 0.049994 | 0.048169 | 0.10587 | 0.10105 | 0.087643 | 0.049994 | 0.048169 | 100000 | 100000 | 0 | 0 | 0
3821 |  |  |  | 9795.2055 |  |  |  |  | 2514.7779 | 2554.1004 | 2593.4229 | 2632.7454 | 2672.0679 | 9132.8515 | 8886.1133 | 8639.375 | 8392.6367 | 8145.8984 |  | 0.0094 |  |  |  |  | 1 | 1 | 1 | 1 | 1 | [5 empty] | 3.919 | 3.5422 | 570.7763 | 26826.484 | 684.9315 | 0.10676 | 0.1014 | 0.087186 | 0.048204 | 0.048176 | 0.10676 | 0.1014 | 0.087186 | 0.048204 | 0.048176 | 100000 | 100000 | 0 | 0 | 0
3822 |  |  |  | 9795.2055 |  |  |  |  | 3377.8745 | 3420.222 | 3462.5695 | 3504.917 | 3547.2645 | 10771.7676 | 10480.7515 | 10189.7353 | 9898.7191 | 9607.703 |  | 0.03351 |  |  |  |  | 1 | 1 | 1 | 1 | 1 | [5 empty] | 5.1916 | 4.3957 | 570.7763 | 26826.484 | 684.9315 | 0.10699 | 0.099713 | 0.082758 | 0.047208 | 0.046422 | 0.10699 | 0.099713 | 0.082758 | 0.047208 | 0.046422 | 100000 | 100000 | 0 | 0 | 0
3823 |  |  |  | 9795.2055 |  |  |  |  | 3949.9089 | 3990.7439 | 4031.5789 | 4072.4139 | 4113.2489 | 10980.2401 | 10683.5918 | 10386.9434 | 10090.295 | 9793.6466 |  | 0.16206 |  |  |  |  | 1 | 1 | 1 | 1 | 1 | [5 empty] | 6.635 | 3.116 | 570.7763 | 26826.484 | 684.9315 | 0.10935 | 0.097877 | 0.056542 | 0.050935 | 0.045167 | 0.10935 | 0.097877 | 0.056542 | 0.050935 | 0.045167 | 100000 | 100000 | 0 | 0 | 0
3824 |  |  |  | 9795.2055 |  |  |  |  | 3730.2539 | 3779.4214 | 3828.5889 | 3877.7564 | 3926.9239 | 9073.4697 | 8828.3357 | 8583.2017 | 8338.0677 | 8092.9337 |  | 0.33112 |  |  |  |  | 1 | 1 | 1 | 1 | 1 | [5 empty] | 5.8794 | 2.7044 | 570.7763 | 26826.484 | 684.9315 | 0.11088 | 0.095249 | 0.055208 | 0.056999 | 0.044458 | 0.11088 | 0.095249 | 0.055208 | 0.056999 | 0.044458 | 100000 | 100000 | 0 | 0 | 0
3825 |  |  |  | 9795.2055 |  |  |  |  | 3687.5648 | 3760.5748 | 3833.5848 | 3906.5948 | 3979.6048 | 8897.8543 | 8657.4649 | 8417.0754 | 8176.686 | 7936.2965 |  | 0.45128 |  |  |  |  | 1 | 1 | 1 | 1 | 1 | [5 empty] | 3.9884 | 2.3226 | 570.7763 | 26826.484 | 684.9315 | 0.10879 | 0.090299 | 0.042231 | 0.052213 | 0.042952 | 0.10879 | 0.090299 | 0.042231 | 0.052213 | 0.042952 | 100000 | 100000 | 0 | 0 | 0
3826 |  |  |  | 9795.2055 |  |  |  |  | 3939.8187 | 4048.8512 | 4157.8837 | 4266.9162 | 4375.9487 | 8091.8883 | 7873.2733 | 7654.6583 | 7436.0432 | 7217.4282 |  | 0.6368 |  |  |  |  | 1 | 1 | 1 | 1 | 1 | [5 empty] | 1.3101 | 1.9778 | 570.7763 | 26826.484 | 684.9315 | 0.10628 | 0.073413 | 0.038478 | 0.04415 | 0.042609 | 0.10628 | 0.073413 | 0.038478 | 0.04415 | 0.042609 | 100000 | 100000 | 0 | 0 | 0
3827 |  |  |  | 9795.2055 |  |  |  |  | 4431.908 | 4594.7013 | 4757.4947 | 4920.288 | 5083.0813 | 7446.8229 | 7245.6353 | 7044.4477 | 6843.2602 | 6642.0726 |  | 0.69072 |  |  |  |  | 1 | 1 | 1 | 1 | 1 | [5 empty] | 0.83679 | 2.6872 | 570.7763 | 26826.484 | 684.9315 | 0.10676 | 0.072838 | 0.037883 | 0.046198 | 0.042562 | 0.10676 | 0.072838 | 0.037883 | 0.046198 | 0.042562 | 100000 | 100000 | 0 | 0 | 0
3828 |  |  |  | 9795.2055 |  |  |  |  | 4575.4987 | 4784.4912 | 4993.4837 | 5202.4762 | 5411.4687 | 7042.1048 | 6851.8513 | 6661.5978 | 6471.3443 | 6281.0908 |  | 0.74078 |  |  |  |  | 1 | 1 | 1 | 1 | 1 | [5 empty] | 0.85522 | 1.7998 | 570.7763 | 26826.484 | 684.9315 | 0.10725 | 0.074042 | 0.038714 | 0.046391 | 0.042472 | 0.10725 | 0.074042 | 0.038714 | 0.046391 | 0.042472 | 100000 | 100000 | 0 | 0 | 0
3829 |  |  |  | 9795.2055 |  |  |  |  | 4445.879 | 4706.349 | 4966.819 | 5227.289 | 5487.759 | 6431.8825 | 6258.1152 | 6084.3478 | 5910.5804 | 5736.813 |  | 0.56609 |  |  |  |  | 1 | 1 | 1 | 1 | 1 | [5 empty] | 1.0797 | 1.4707 | 570.7763 | 26826.484 | 684.9315 | 0.10727 | 0.074014 | 0.038879 | 0.043887 | 0.042459 | 0.10727 | 0.074014 | 0.038879 | 0.043887 | 0.042459 | 100000 | 100000 | 0 | 0 | 0
3830 |  |  |  | 9795.2055 |  |  |  |  | 4292.9743 | 4607.2043 | 4921.4343 | 5235.6643 | 5549.8943 | 6268.0347 | 6098.694 | 5929.3532 | 5760.0124 | 5590.6717 |  | 0.28653 |  |  |  |  | 1 | 1 | 1 | 1 | 1 | [5 empty] | 1.9358 | 1.4894 | 570.7763 | 26826.484 | 684.9315 | 0.10742 | 0.074621 | 0.039922 | 0.044675 | 0.04251 | 0.10742 | 0.074621 | 0.039922 | 0.044675 | 0.04251 | 100000 | 100000 | 0 | 0 | 0
3831 |  |  |  | 9795.2055 |  |  |  |  | 3984.0602 | 4413.0427 | 4842.0252 | 5271.0077 | 5699.9902 | 5907.0014 | 5747.4145 | 5587.8276 | 5428.2407 | 5268.6538 |  | 0.54491 |  |  |  |  | 1 | 1 | 1 | 1 | 1 | [5 empty] | 2.5491 | 2.5761 | 570.7763 | 26826.484 | 684.9315 | 0.10865 | 0.075748 | 0.04102 | 0.046231 | 0.042954 | 0.10865 | 0.075748 | 0.04102 | 0.046231 | 0.042954 | 100000 | 100000 | 0 | 0 | 0
3832 |  |  |  | 9795.2055 |  |  |  |  | 3988.7172 | 4607.443 | 5226.1689 | 5844.8947 | 6463.6205 | 6279.3429 | 6109.6966 | 5940.0504 | 5770.4041 | 5600.7578 |  | 0.43432 |  |  |  |  | 1 | 1 | 1 | 1 | 1 | [5 empty] | 2.9851 | 6.4108 | 570.7763 | 26826.484 | 684.9315 | 0.11066 | 0.092763 | 0.053743 | 0.048602 | 0.042966 | 0.11066 | 0.092763 | 0.053743 | 0.048602 | 0.042966 | 100000 | 100000 | 0 | 0 | 0
3833 |  |  |  | 9795.2055 |  |  |  |  | 4356.6199 | 5135.1149 | 5913.6099 | 6692.1049 | 7470.5999 | 6630.5735 | 6451.4382 | 6272.3029 | 6093.1676 | 5914.0323 |  | 0.22406 |  |  |  |  | 1 | 1 | 1 | 1 | 1 | [5 empty] | 3.2884 | 7.3384 | 570.7763 | 26826.484 | 684.9315 | 0.11549 | 0.10624 | 0.088281 | 0.052469 | 0.045896 | 0.11549 | 0.10624 | 0.088281 | 0.052469 | 0.045896 | 100000 | 100000 | 0 | 0 | 0
3834 |  |  |  | 9795.2055 |  |  |  |  | 4956.5962 | 5787.0637 | 6617.5312 | 7447.9987 | 8278.4662 | 6930.7621 | 6743.5167 | 6556.2713 | 6369.0259 | 6181.7805 |  | 0.08154 |  |  |  |  | 1 | 1 | 1 | 1 | 1 | [5 empty] | 3.4543 | 7.7409 | 570.7763 | 26826.484 | 684.9315 | 0.11791 | 0.12067 | 0.098453 | 0.098412 | 0.057134 | 0.11791 | 0.12067 | 0.098453 | 0.098412 | 0.057134 | 100000 | 100000 | 0 | 0 | 0
3835 |  |  |  | 9795.2055 |  |  |  |  | 5374.1736 | 6175.4927 | 6976.8119 | 7778.1311 | 8579.4502 | 7652.85 | 7446.0963 | 7239.3426 | 7032.5889 | 6825.8351 |  | 0.02653 |  |  |  |  | 1 | 1 | 1 | 1 | 1 | [5 empty] | 3.2441 | 9.1818 | 570.7763 | 26826.484 | 684.9315 | 0.1181 | 0.15133 | 0.10121 | 0.10353 | 0.10648 | 0.1181 | 0.15133 | 0.10121 | 0.10353 | 0.10648 | 100000 | 100000 | 0 | 0 | 0
3836 |  |  |  | 9795.2055 |  |  |  |  | 5360.9787 | 5985.8646 | 6610.7504 | 7235.6362 | 7860.5221 | 7911.8416 | 7698.0908 | 7484.34 | 7270.5892 | 7056.8385 |  | 0 |  |  |  |  | 1 | 1 | 1 | 1 | 1 | [5 empty] | 4.856 | 9.2421 | 570.7763 | 26826.484 | 684.9315 | 0.11783 | 0.14177 | 0.10048 | 0.10353 | 0.10635 | 0.11784 | 0.14177 | 0.10048 | 0.10353 | 0.10635 | 100000 | 100000 | 0 | 0 | 0
3837 |  |  |  | 9795.2055 |  |  |  |  | 5252.3155 | 5793.9072 | 6335.4988 | 6877.0905 | 7418.6822 | 7327.0768 | 7129.1243 | 6931.1719 | 6733.2194 | 6535.267 |  | 0 |  |  |  |  | 1 | 1 | 1 | 1 | 1 | [5 empty] | 8.8843 | 10.3274 | 570.7763 | 26826.484 | 684.9315 | 0.11601 | 0.10925 | 0.098948 | 0.098873 | 0.052408 | 0.11601 | 0.10925 | 0.098948 | 0.098873 | 0.052408 | 100000 | 100000 | 0 | 0 | 0
3838 |  |  |  | 9795.2055 |  |  |  |  | 5055.9455 | 5508.1655 | 5960.3855 | 6412.6055 | 6864.8255 | 5795.595 | 5639.0179 | 5482.4409 | 5325.8638 | 5169.2867 |  | 0 |  |  |  |  | 1 | 1 | 1 | 1 | 1 | [5 empty] | 10.3577 | 9.738 | 570.7763 | 26826.484 | 684.9315 | 0.11306 | 0.10618 | 0.089933 | 0.051068 | 0.049408 | 0.11306 | 0.10618 | 0.089933 | 0.051068 | 0.049408 | 100000 | 100000 | 0 | 0 | 0
3839 |  |  |  | 9795.2055 |  |  |  |  | 3675.9223 | 4072.7048 | 4469.4873 | 4866.2698 | 5263.0523 | 3261.4634 | 3173.3499 | 3085.2364 | 2997.1228 | 2909.0093 |  | 0 |  |  |  |  | 1 | 1 | 1 | 1 | 1 | [5 empty] | 6.8459 | 8.3584 | 570.7763 | 26826.484 | 684.9315 | 0.11214 | 0.10436 | 0.089001 | 0.049574 | 0.048123 | 0.11214 | 0.10436 | 0.089001 | 0.049574 | 0.048123 | 100000 | 100000 | 0 | 0 | 0
3840 |  |  |  | 9795.2055 |  |  |  |  | 2621.969 | 2824.0865 | 3026.204 | 3228.3215 | 3430.439 | 1807.0223 | 1758.2028 | 1709.3833 | 1660.5637 | 1611.7442 |  | 0 |  |  |  |  | 1 | 1 | 1 | 1 | 1 | [5 empty] | 6.1023 | 7.6173 | 570.7763 | 26826.484 | 684.9315 | 0.1102 | 0.10305 | 0.088404 | 0.04926 | 0.047773 | 0.1102 | 0.10305 | 0.088404 | 0.04926 | 0.047773 | 100000 | 100000 | 0 | 0 | 0
3841 |  |  |  | 9795.2055 |  |  |  |  | 2177.62 | 2275.2958 | 2372.9716 | 2470.6475 | 2568.3233 | 2019.7792 | 1965.2117 | 1910.6442 | 1856.0767 | 1801.5092 |  | 0 |  |  |  |  | 1 | 1 | 1 | 1 | 1 | [5 empty] | 3.8898 | 11.2919 | 570.7763 | 26826.484 | 684.9315 | 0.1102 | 0.10309 | 0.084915 | 0.049222 | 0.047723 | 0.1102 | 0.10309 | 0.084915 | 0.049222 | 0.047723 | 100000 | 100000 | 0 | 0 | 0
3842 |  |  |  | 9795.2055 |  |  |  |  | 2009.6343 | 2056.6568 | 2103.6793 | 2150.7018 | 2197.7243 | 1812.7167 | 1763.7433 | 1714.77 | 1665.7966 | 1616.8232 |  | 0 |  |  |  |  | 1 | 1 | 1 | 1 | 1 | [5 empty] | 4.8224 | 9.6205 | 570.7763 | 26826.484 | 684.9315 | 0.11017 | 0.10302 | 0.084446 | 0.049237 | 0.047712 | 0.11017 | 0.10302 | 0.084446 | 0.049238 | 0.047712 | 100000 | 100000 | 0 | 0 | 0
3843 |  |  |  | 9795.2055 |  |  |  |  | 1960.8643 | 2001.1493 | 2041.4343 | 2081.7193 | 2122.0043 | 2037.9375 | 1982.8794 | 1927.8213 | 1872.7633 | 1817.7052 |  | 0 |  |  |  |  | 1 | 1 | 1 | 1 | 1 | [5 empty] | 8.0027 | 8.3179 | 570.7763 | 26826.484 | 684.9315 | 0.11016 | 0.10289 | 0.081871 | 0.048866 | 0.047582 | 0.11016 | 0.10289 | 0.081871 | 0.048866 | 0.047582 | 100000 | 100000 | 0 | 0 | 0
3844 |  |  |  | 9795.2055 |  |  |  |  | 1997.2483 | 2037.1208 | 2076.9933 | 2116.8658 | 2156.7383 | 3560.2407 | 3464.0553 | 3367.8698 | 3271.6843 | 3175.4988 |  | 0 |  |  |  |  | 1 | 1 | 1 | 1 | 1 | [5 empty] | 9.0637 | 8.7662 | 570.7763 | 26826.484 | 684.9315 | 0.10699 | 0.092264 | 0.046789 | 0.043132 | 0.045147 | 0.10699 | 0.092264 | 0.046789 | 0.043132 | 0.045147 | 100000 | 100000 | 0 | 0 | 0
3845 |  |  |  | 9795.2055 |  |  |  |  | 2508.1723 | 2548.8698 | 2589.5673 | 2630.2648 | 2670.9623 | 7070.0125 | 6879.005 | 6687.9976 | 6496.9901 | 6305.9827 |  | 0.00205 |  |  |  |  | 1 | 1 | 1 | 1 | 1 | [5 empty] | 8.2029 | 5.8996 | 570.7763 | 26826.484 | 684.9315 | 0.10689 | 0.093841 | 0.046932 | 0.043458 | 0.044857 | 0.10689 | 0.093841 | 0.046932 | 0.043458 | 0.044857 | 100000 | 100000 | 0 | 0 | 0
3846 |  |  |  | 9795.2055 |  |  |  |  | 3369.0018 | 3412.4493 | 3455.8968 | 3499.3443 | 3542.7918 | 8852.997 | 8613.8194 | 8374.6418 | 8135.4642 | 7896.2867 |  | 0.04323 |  |  |  |  | 1 | 1 | 1 | 1 | 1 | [5 empty] | 9.0443 | 6.5963 | 570.7763 | 26826.484 | 684.9315 | 0.10385 | 0.087667 | 0.042611 | 0.042791 | 0.04464 | 0.10385 | 0.087667 | 0.042611 | 0.042791 | 0.04464 | 100000 | 100000 | 0 | 0 | 0
3847 |  |  |  | 9795.2055 |  |  |  |  | 3939.5336 | 3980.0936 | 4020.6536 | 4061.2136 | 4101.7736 | 9714.8515 | 9452.3896 | 9189.9277 | 8927.4658 | 8665.0039 |  | 0.03952 |  |  |  |  | 1 | 1 | 1 | 1 | 1 | [5 empty] | 7.8695 | 6.4979 | 570.7763 | 26826.484 | 684.9315 | 0.1054 | 0.063139 | 0.041892 | 0.041105 | 0.044099 | 0.1054 | 0.063139 | 0.041892 | 0.041106 | 0.044099 | 100000 | 100000 | 0 | 0 | 0
3848 |  |  |  | 9795.2055 |  |  |  |  | 3720.4556 | 3769.7881 | 3819.1206 | 3868.4531 | 3917.7856 | 7548.6452 | 7344.7067 | 7140.7682 | 6936.8298 | 6732.8913 |  | 0.31621 |  |  |  |  | 1 | 1 | 1 | 1 | 1 | [5 empty] | 6.262 | 4.6233 | 570.7763 | 26826.484 | 684.9315 | 0.10786 | 0.061619 | 0.040428 | 0.039945 | 0.042601 | 0.10786 | 0.061619 | 0.040428 | 0.039945 | 0.042601 | 100000 | 100000 | 0 | 0 | 0
3849 |  |  |  | 9795.2055 |  |  |  |  | 3677.8786 | 3753.1161 | 3828.3536 | 3903.5911 | 3978.8286 | 7487.5102 | 7285.2234 | 7082.9366 | 6880.6498 | 6678.363 |  | 0.46065 |  |  |  |  | 1 | 1 | 1 | 1 | 1 | [5 empty] | 2.5064 | 3.1008 | 570.7763 | 26826.484 | 684.9315 | 0.10303 | 0.057698 | 0.030542 | 0.036403 | 0.041295 | 0.10303 | 0.057698 | 0.030542 | 0.036403 | 0.041295 | 100000 | 100000 | 0 | 0 | 0
3850 |  |  |  | 9795.2055 |  |  |  |  | 3929.4699 | 4038.5024 | 4147.5349 | 4256.5674 | 4365.5999 | 7100.4396 | 6908.6101 | 6716.7806 | 6524.9511 | 6333.1216 |  | 0.34688 |  |  |  |  | 1 | 1 | 1 | 1 | 1 | [5 empty] | 2.7124 | 5.2692 | 570.7763 | 26826.484 | 684.9315 | 0.10248 | 0.047314 | 0.028889 | 0.028561 | 0.033597 | 0.10248 | 0.047314 | 0.028889 | 0.028561 | 0.033597 | 100000 | 100000 | 0 | 0 | 0
3851 |  |  |  | 9795.2055 |  |  |  |  | 4420.2666 | 4584.1591 | 4748.0516 | 4911.9441 | 5075.8366 | 6510.3026 | 6334.4166 | 6158.5306 | 5982.6446 | 5806.7585 |  | 0.38286 |  |  |  |  | 1 | 1 | 1 | 1 | 1 | [5 empty] | 3.5865 | 6.9964 | 570.7763 | 26826.484 | 684.9315 | 0.10259 | 0.04758 | 0.028598 | 0.028633 | 0.033718 | 0.10259 | 0.04758 | 0.028598 | 0.028633 | 0.033718 | 100000 | 100000 | 0 | 0 | 0
3852 |  |  |  | 9795.2055 |  |  |  |  | 4563.4802 | 4766.9727 | 4970.4652 | 5173.9577 | 5377.4502 | 6521.0682 | 6344.8913 | 6168.7144 | 5992.5376 | 5816.3607 |  | 0.7533 |  |  |  |  | 1 | 1 | 1 | 1 | 1 | [5 empty] | 3.6148 | 8.6324 | 570.7763 | 26826.484 | 684.9315 | 0.10355 | 0.047418 | 0.028942 | 0.028937 | 0.033859 | 0.10355 | 0.047418 | 0.028942 | 0.028937 | 0.033859 | 100000 | 100000 | 0 | 0 | 0
3853 |  |  |  | 9795.2055 |  |  |  |  | 4434.2009 | 4695.5509 | 4956.9009 | 5218.2509 | 5479.6009 | 5694.1504 | 5540.314 | 5386.4776 | 5232.6413 | 5078.8049 |  | 0.73991 |  |  |  |  | 1 | 1 | 1 | 1 | 1 | [5 empty] | 3.5465 | 6.5478 | 570.7763 | 26826.484 | 684.9315 | 0.10357 | 0.047618 | 0.029052 | 0.028727 | 0.0337 | 0.10357 | 0.047617 | 0.029052 | 0.028727 | 0.0337 | 100000 | 100000 | 0 | 0 | 0
3854 |  |  |  | 9795.2055 |  |  |  |  | 4281.6978 | 4587.3478 | 4892.9978 | 5198.6478 | 5504.2978 | 5608.3683 | 5456.8495 | 5305.3306 | 5153.8118 | 5002.2929 |  | 0.68493 |  |  |  |  | 1 | 1 | 1 | 1 | 1 | [5 empty] | 3.9855 | 8.0135 | 570.7763 | 26826.484 | 684.9315 | 0.10314 | 0.048068 | 0.028698 | 0.028811 | 0.033516 | 0.10314 | 0.048068 | 0.028698 | 0.028811 | 0.033516 | 100000 | 100000 | 0 | 0 | 0
3855 |  |  |  | 9795.2055 |  |  |  |  | 3973.5952 | 4396.8577 | 4820.1202 | 5243.3827 | 5666.6452 | 5086.9303 | 4949.4989 | 4812.0675 | 4674.6361 | 4537.2047 |  | 0.58325 |  |  |  |  | 1 | 1 | 1 | 1 | 1 | [5 empty] | 4.7056 | 8.1906 | 570.7763 | 26826.484 | 684.9315 | 0.10408 | 0.04727 | 0.02738 | 0.028108 | 0.032459 | 0.10408 | 0.04727 | 0.02738 | 0.028108 | 0.032459 | 100000 | 100000 | 0 | 0 | 0
3856 |  |  |  | 9795.2055 |  |  |  |  | 3978.2399 | 4640.2766 | 5302.3133 | 5964.3499 | 6626.3866 | 5522.2438 | 5373.0517 | 5223.8597 | 5074.6676 | 4925.4756 |  | 0.44744 |  |  |  |  | 1 | 1 | 1 | 1 | 1 | [5 empty] | 5.7094 | 7.7686 | 570.7763 | 26826.484 | 684.9315 | 0.10522 | 0.049142 | 0.03839 | 0.028184 | 0.03249 | 0.10522 | 0.049142 | 0.03839 | 0.028184 | 0.03249 | 100000 | 100000 | 0 | 0 | 0
3857 |  |  |  | 9795.2055 |  |  |  |  | 4345.1763 | 5121.0579 | 5896.9396 | 6672.8213 | 7448.7029 | 6007.0228 | 5844.7337 | 5682.4446 | 5520.1554 | 5357.8663 |  | 0.27145 |  |  |  |  | 1 | 1 | 1 | 1 | 1 | [5 empty] | 5.5218 | 7.103 | 570.7763 | 26826.484 | 684.9315 | 0.11174 | 0.077741 | 0.056056 | 0.054091 | 0.043294 | 0.11174 | 0.077741 | 0.056056 | 0.054091 | 0.043294 | 100000 | 100000 | 0 | 0 | 0
3858 |  |  |  | 9795.2055 |  |  |  |  | 4943.5766 | 5749.295 | 6555.0133 | 7360.7316 | 8166.45 | 6021.0756 | 5858.4068 | 5695.738 | 5533.0692 | 5370.4005 |  | 0.09606 |  |  |  |  | 1 | 1 | 1 | 1 | 1 | [5 empty] | 5.8148 | 7.3969 | 570.7763 | 26826.484 | 684.9315 | 0.11675 | 0.10902 | 0.098753 | 0.097562 | 0.050072 | 0.11675 | 0.10902 | 0.098753 | 0.097562 | 0.050072 | 100000 | 100000 | 0 | 0 | 0
3859 |  |  |  | 9795.2055 |  |  |  |  | 5360.0571 | 6138.1121 | 6916.1671 | 7694.2221 | 8472.2771 | 6316.4985 | 6145.8484 | 5975.1983 | 5804.5482 | 5633.8981 |  | 0.02538 |  |  |  |  | 1 | 1 | 1 | 1 | 1 | [5 empty] | 5.7191 | 8.0959 | 570.7763 | 26826.484 | 684.9315 | 0.11897 | 0.14291 | 0.1004 | 0.10319 | 0.079032 | 0.11897 | 0.14291 | 0.1004 | 0.10319 | 0.079032 | 100000 | 100000 | 0 | 0 | 0
3860 |  |  |  | 9795.2055 |  |  |  |  | 5346.8969 | 5998.9519 | 6651.0069 | 7303.0619 | 7955.1169 | 6769.8609 | 6586.9625 | 6404.0641 | 6221.1657 | 6038.2673 |  | 0 |  |  |  |  | 1 | 1 | 1 | 1 | 1 | [5 empty] | 5.2792 | 8.3502 | 570.7763 | 26826.484 | 684.9315 | 0.11953 | 0.15299 | 0.10275 | 0.10388 | 0.10674 | 0.11953 | 0.15299 | 0.10275 | 0.10388 | 0.10674 | 100000 | 100000 | 0 | 0 | 0
3861 |  |  |  | 9795.2055 |  |  |  |  | 5238.5191 | 5765.8108 | 6293.1024 | 6820.3941 | 7347.6858 | 6103.461 | 5938.5664 | 5773.6719 | 5608.7773 | 5443.8827 |  | 0 |  |  |  |  | 1 | 1 | 1 | 1 | 1 | [5 empty] | 5.2439 | 8.2785 | 570.7763 | 26826.484 | 684.9315 | 0.11726 | 0.14156 | 0.10073 | 0.10336 | 0.055474 | 0.11726 | 0.14156 | 0.10073 | 0.10336 | 0.055474 | 100000 | 100000 | 0 | 0 | 0
3862 |  |  |  | 9795.2055 |  |  |  |  | 5042.6649 | 5487.3224 | 5931.9799 | 6376.6374 | 6821.2949 | 4714.3405 | 4586.9752 | 4459.6099 | 4332.2447 | 4204.8794 |  | 0 |  |  |  |  | 1 | 1 | 1 | 1 | 1 | [5 empty] | 7.5516 | 8.5426 | 570.7763 | 26826.484 | 684.9315 | 0.11556 | 0.11143 | 0.098958 | 0.097357 | 0.049963 | 0.11556 | 0.11143 | 0.098958 | 0.097357 | 0.049963 | 100000 | 100000 | 0 | 0 | 0
3863 |  |  |  | 9795.2055 |  |  |  |  | 3666.2667 | 4041.0767 | 4415.8867 | 4790.6967 | 5165.5067 | 2675.8416 | 2603.5495 | 2531.2575 | 2458.9654 | 2386.6734 |  | 0 |  |  |  |  | 1 | 1 | 1 | 1 | 1 | [5 empty] | 9.6625 | 8.0864 | 570.7763 | 26826.484 | 684.9315 | 0.11381 | 0.10789 | 0.097438 | 0.096207 | 0.04965 | 0.11381 | 0.1079 | 0.097438 | 0.096207 | 0.049649 | 100000 | 100000 | 0 | 0 | 0
3864 |  |  |  | 9795.2055 |  |  |  |  | 2615.2114 | 2817.3289 | 3019.4464 | 3221.5639 | 3423.6814 | 2120.8185 | 2063.5213 | 2006.2241 | 1948.9268 | 1891.6296 |  | 0 |  |  |  |  | 1 | 1 | 1 | 1 | 1 | [5 empty] | 11.6675 | 5.7695 | 570.7763 | 26826.484 | 684.9315 | 0.11046 | 0.10702 | 0.096876 | 0.095951 | 0.049641 | 0.11046 | 0.10702 | 0.096876 | 0.095951 | 0.049641 | 100000 | 100000 | 0 | 0 | 0
3865 |  |  |  | 9795.2055 |  |  |  |  | 2172.0076 | 2273.3126 | 2374.6176 | 2475.9226 | 2577.2276 | 2283.1293 | 2221.447 | 2159.7646 | 2098.0823 | 2036.4 |  | 0 |  |  |  |  | 1 | 1 | 1 | 1 | 1 | [5 empty] | 10.5034 | 4.3653 | 570.7763 | 26826.484 | 684.9315 | 0.10994 | 0.10694 | 0.096881 | 0.096014 | 0.049665 | 0.10994 | 0.10694 | 0.096881 | 0.096014 | 0.049665 | 100000 | 100000 | 0 | 0 | 0
3866 |  |  |  | 9795.2055 |  |  |  |  | 2004.4549 | 2054.6124 | 2104.7699 | 2154.9274 | 2205.0849 | 2219.088 | 2159.1358 | 2099.1837 | 2039.2316 | 1979.2794 |  | 0 |  |  |  |  | 1 | 1 | 1 | 1 | 1 | [5 empty] | 8.2837 | 6.3964 | 570.7763 | 26826.484 | 684.9315 | 0.10994 | 0.10699 | 0.096877 | 0.096013 | 0.049667 | 0.10994 | 0.10699 | 0.096877 | 0.096013 | 0.049667 | 100000 | 100000 | 0 | 0 | 0
3867 |  |  |  | 9795.2055 |  |  |  |  | 1955.8106 | 1997.4706 | 2039.1306 | 2080.7906 | 2122.4506 | 2799.1904 | 2723.5659 | 2647.9414 | 2572.3169 | 2496.6924 |  | 0 |  |  |  |  | 1 | 1 | 1 | 1 | 1 | [5 empty] | 6.9902 | 7.6395 | 570.7763 | 26826.484 | 684.9315 | 0.10999 | 0.10704 | 0.096882 | 0.095965 | 0.049655 | 0.10999 | 0.10704 | 0.096882 | 0.095965 | 0.049655 | 100000 | 100000 | 0 | 0 | 0
3868 |  |  |  | 9795.2055 |  |  |  |  | 1992.1008 | 2033.4858 | 2074.8708 | 2116.2558 | 2157.6408 | 4487.4773 | 4366.2411 | 4245.0049 | 4123.7686 | 4002.5324 |  | 0 |  |  |  |  | 1 | 1 | 1 | 1 | 1 | [5 empty] | 6.9616 | 6.3562 | 570.7763 | 26826.484 | 684.9315 | 0.10748 | 0.10341 | 0.091573 | 0.051084 | 0.04782 | 0.10748 | 0.10341 | 0.091573 | 0.051084 | 0.04782 | 100000 | 100000 | 0 | 0 | 0
3869 |  |  |  | 9795.2055 |  |  |  |  | 2501.708 | 2543.7805 | 2585.853 | 2627.9255 | 2669.998 | 8368.6548 | 8142.5625 | 7916.4701 | 7690.3778 | 7464.2855 |  | 0.01035 |  |  |  |  | 1 | 1 | 1 | 1 | 1 | [5 empty] | 6.7032 | 8.3336 | 570.7763 | 26826.484 | 684.9315 | 0.1094 | 0.10367 | 0.093687 | 0.059267 | 0.047915 | 0.1094 | 0.10367 | 0.093687 | 0.059267 | 0.047915 | 100000 | 100000 | 0 | 0 | 0
3870 |  |  |  | 9795.2055 |  |  |  |  | 3360.3188 | 3402.2538 | 3444.1888 | 3486.1238 | 3528.0588 | 9868.3302 | 9601.7218 | 9335.1134 | 9068.505 | 8801.8967 |  | 0.01521 |  |  |  |  | 1 | 1 | 1 | 1 | 1 | [5 empty] | 5.556 | 7.7824 | 570.7763 | 26826.484 | 684.9315 | 0.10731 | 0.10075 | 0.07928 | 0.046925 | 0.045857 | 0.10731 | 0.10075 | 0.07928 | 0.046925 | 0.045857 | 100000 | 100000 | 0 | 0 | 0
3871 |  |  |  | 9795.2055 |  |  |  |  | 3929.3802 | 3970.6277 | 4011.8752 | 4053.1227 | 4094.3702 | 10059.8849 | 9788.1014 | 9516.3179 | 9244.5343 | 8972.7508 |  | 0.1227 |  |  |  |  | 1 | 1 | 1 | 1 | 1 | [5 empty] | 3.587 | 8.5601 | 570.7763 | 26826.484 | 684.9315 | 0.10802 | 0.094834 | 0.04246 | 0.042935 | 0.044594 | 0.10802 | 0.094834 | 0.04246 | 0.042935 | 0.044594 | 100000 | 100000 | 0 | 0 | 0
3872 |  |  |  | 9795.2055 |  |  |  |  | 3710.8668 | 3759.5393 | 3808.2118 | 3856.8843 | 3905.5568 | 8316.4042 | 8091.7236 | 7867.0429 | 7642.3622 | 7417.6815 |  | 0.06351 |  |  |  |  | 1 | 1 | 1 | 1 | 1 | [5 empty] | 1.2347 | 9.5133 | 570.7763 | 26826.484 | 684.9315 | 0.10213 | 0.046387 | 0.028561 | 0.039515 | 0.042474 | 0.10213 | 0.046387 | 0.028561 | 0.039515 | 0.042474 | 100000 | 100000 | 0 | 0 | 0
3873 |  |  |  | 9795.2055 |  |  |  |  | 3668.3996 | 3742.8946 | 3817.3896 | 3891.8846 | 3966.3796 | 8155.6802 | 7935.3417 | 7715.0032 | 7494.6648 | 7274.3263 |  | 0.21054 |  |  |  |  | 1 | 1 | 1 | 1 | 1 | [5 empty] | 2.0963 | 11.3334 | 570.7763 | 26826.484 | 684.9315 | 0.075438 | 0.014564 | 0.015937 | 0.018532 | 0.036278 | 0.075438 | 0.014564 | 0.015937 | 0.018532 | 0.036278 | 100000 | 100000 | 0 | 0 | 0
3874 |  |  |  | 9795.2055 |  |  |  |  | 3919.3425 | 4024.085 | 4128.8275 | 4233.57 | 4338.3125 | 7418.027 | 7217.6173 | 7017.2077 | 6816.7981 | 6616.3885 |  | 0.41621 |  |  |  |  | 1 | 1 | 1 | 1 | 1 | [5 empty] | 3.1582 | 11.8406 | 570.7763 | 26826.484 | 684.9315 | 0.065755 | 0.011076 | 0.011096 | 0.014707 | 0.016345 | 0.065755 | 0.011076 | 0.011096 | 0.014707 | 0.016345 | 100000 | 100000 | 0 | 0 | 0
3875 |  |  |  | 9795.2055 |  |  |  |  | 4408.8742 | 4575.5167 | 4742.1592 | 4908.8017 | 5075.4442 | 6827.4962 | 6643.0407 | 6458.5852 | 6274.1297 | 6089.6742 |  | 0.30995 |  |  |  |  | 1 | 1 | 1 | 1 | 1 | [5 empty] | 3.3951 | 13.0311 | 570.7763 | 26826.484 | 684.9315 | 0.064301 | 0.0032058 | 0.0011135 | 0.0029322 | 0.011174 | 0.064301 | 0.0032058 | 0.0011135 | 0.0029322 | 0.011174 | 100000 | 100000 | 0 | 0 | 0
3876 |  |  |  | 9795.2055 |  |  |  |  | 4551.7187 | 4753.8362 | 4955.9537 | 5158.0712 | 5360.1887 | 6458.5575 | 6284.0695 | 6109.5814 | 5935.0934 | 5760.6054 |  | 0.43595 |  |  |  |  | 1 | 1 | 1 | 1 | 1 | [5 empty] | 3.5392 | 15.2081 | 570.7763 | 26826.484 | 684.9315 | 0.056327 | 0.0013861 | 0.00062409 | 0.0010708 | 0.0023529 | 0.056327 | 0.0013861 | 0.00062409 | 0.0010708 | 0.0023529 | 100000 | 100000 | 0 | 0 | 0
3877 |  |  |  | 9795.2055 |  |  |  |  | 4422.7726 | 4686.7626 | 4950.7526 | 5214.7426 | 5478.7326 | 5898.7424 | 5739.3787 | 5580.0149 | 5420.6512 | 5261.2874 |  | 0.67968 |  |  |  |  | 1 | 1 | 1 | 1 | 1 | [5 empty] | 5.8984 | 16.9535 | 570.7763 | 26826.484 | 684.9315 | 0.04883 | 0.0010847 | 0.00062301 | 0.0010589 | 0.0018312 | 0.04883 | 0.0010847 | 0.00062301 | 0.0010589 | 0.0018312 | 100000 | 100000 | 0 | 0 | 0
3878 |  |  |  | 9795.2055 |  |  |  |  | 4270.6626 | 4594.5451 | 4918.4276 | 5242.3101 | 5566.1926 | 5749.24 | 5593.9153 | 5438.5905 | 5283.2658 | 5127.9411 |  | 0.63501 |  |  |  |  | 1 | 1 | 1 | 1 | 1 | [5 empty] | 5.3557 | 18.5821 | 570.7763 | 26826.484 | 684.9315 | 0.038922 | 0.00094681 | 0.00050554 | 0.0005065 | 0.0013293 | 0.038922 | 0.00094681 | 0.00050554 | 0.0005065 | 0.0013293 | 100000 | 100000 | 0 | 0 | 0
3879 |  |  |  | 9795.2055 |  |  |  |  | 3963.354 | 4390.9065 | 4818.459 | 5246.0115 | 5673.564 | 5418.1569 | 5271.7769 | 5125.3969 | 4979.0169 | 4832.6369 |  | 0.54197 |  |  |  |  | 1 | 1 | 1 | 1 | 1 | [5 empty] | 6.1163 | 18.6487 | 570.7763 | 26826.484 | 684.9315 | 0.036337 | 0.00085677 | 0.00050316 | 0.0005126 | 0.0013433 | 0.036337 | 0.00085677 | 0.00050316 | 0.00051259 | 0.0013432 | 100000 | 100000 | 0 | 0 | 0
3880 |  |  |  | 9795.2055 |  |  |  |  | 3967.9868 | 4578.4635 | 5188.9401 | 5799.4168 | 6409.8935 | 5757.5124 | 5601.9642 | 5446.416 | 5290.8678 | 5135.3196 |  | 0.41644 |  |  |  |  | 1 | 1 | 1 | 1 | 1 | [5 empty] | 6.2277 | 20.6447 | 570.7763 | 26826.484 | 684.9315 | 0.035889 | 0.00080757 | 0.00048182 | 0.00049476 | 0.001312 | 0.035889 | 0.00080757 | 0.00048182 | 0.00049476 | 0.001312 | 100000 | 100000 | 0 | 0 | 0
3881 |  |  |  | 9795.2055 |  |  |  |  | 4333.9774 | 5120.3099 | 5906.6424 | 6692.9749 | 7479.3074 | 6078.9606 | 5914.7279 | 5750.4953 | 5586.2627 | 5422.03 |  | 0.27501 |  |  |  |  | 1 | 1 | 1 | 1 | 1 | [5 empty] | 5.617 | 12.4058 | 570.7763 | 26826.484 | 684.9315 | 0.038648 | 0.0031398 | 0.0016647 | 0.003061 | 0.0061617 | 0.038648 | 0.0031398 | 0.0016647 | 0.0030611 | 0.0061617 | 100000 | 100000 | 0 | 0 | 0
3882 |  |  |  | 9795.2055 |  |  |  |  | 4930.8355 | 5764.0522 | 6597.2688 | 7430.4855 | 8263.7022 | 6355.7523 | 6184.0417 | 6012.3311 | 5840.6205 | 5668.9099 |  | 0.09426 |  |  |  |  | 1 | 1 | 1 | 1 | 1 | [5 empty] | 5.5623 | 13.0085 | 570.7763 | 26826.484 | 684.9315 | 0.078495 | 0.034766 | 0.02129 | 0.016129 | 0.040457 | 0.078495 | 0.034766 | 0.02129 | 0.016129 | 0.040457 | 100000 | 100000 | 0 | 0 | 0
3883 |  |  |  | 9795.2055 |  |  |  |  | 5346.2426 | 6101.0326 | 6855.8226 | 7610.6126 | 8365.4026 | 7016.2168 | 6826.6627 | 6637.1086 | 6447.5545 | 6258.0005 |  | 0.03325 |  |  |  |  | 1 | 1 | 1 | 1 | 1 | [5 empty] | 6.0837 | 14.2817 | 570.7763 | 26826.484 | 684.9315 | 0.080353 | 0.050254 | 0.043074 | 0.043602 | 0.044367 | 0.080353 | 0.050254 | 0.043074 | 0.043602 | 0.044367 | 100000 | 100000 | 0 | 0 | 0
3884 |  |  |  | 9795.2055 |  |  |  |  | 5333.1163 | 5951.7322 | 6570.348 | 7188.9638 | 7807.5797 | 7254.5837 | 7058.5898 | 6862.5959 | 6666.6019 | 6470.608 |  | 0 |  |  |  |  | 1 | 1 | 1 | 1 | 1 | [5 empty] | 5.6595 | 14.0502 | 570.7763 | 26826.484 | 684.9315 | 0.081207 | 0.051826 | 0.041729 | 0.04546 | 0.044591 | 0.081207 | 0.051826 | 0.041729 | 0.04546 | 0.044591 | 100000 | 100000 | 0 | 0 | 0
3885 |  |  |  | 9795.2055 |  |  |  |  | 5225.0178 | 5779.1212 | 6333.2245 | 6887.3278 | 7441.4312 | 6722.2018 | 6540.591 | 6358.9802 | 6177.3694 | 5995.7586 |  | 0 |  |  |  |  | 1 | 1 | 1 | 1 | 1 | [5 empty] | 7.0939 | 13.972 | 570.7763 | 26826.484 | 684.9315 | 0.078436 | 0.049895 | 0.039576 | 0.046722 | 0.044309 | 0.078436 | 0.049895 | 0.039576 | 0.046722 | 0.044309 | 100000 | 100000 | 0 | 0 | 0
3886 |  |  |  | 9795.2055 |  |  |  |  | 5029.6684 | 5497.0126 | 5964.3568 | 6431.7009 | 6899.0451 | 5320.4566 | 5176.7162 | 5032.9757 | 4889.2352 | 4745.4948 |  | 0 |  |  |  |  | 1 | 1 | 1 | 1 | 1 | [5 empty] | 7.5794 | 13.9511 | 570.7763 | 26826.484 | 684.9315 | 0.077992 | 0.050537 | 0.039237 | 0.038143 | 0.04429 | 0.077992 | 0.050537 | 0.039237 | 0.038143 | 0.04429 | 100000 | 100000 | 0 | 0 | 0
3887 |  |  |  | 9795.2055 |  |  |  |  | 3656.8176 | 4034.2126 | 4411.6076 | 4789.0026 | 5166.3976 | 2999.0234 | 2918.0001 | 2836.9768 | 2755.9535 | 2674.9302 |  | 0 |  |  |  |  | 1 | 1 | 1 | 1 | 1 | [5 empty] | 9.5058 | 14.4605 | 570.7763 | 26826.484 | 684.9315 | 0.078883 | 0.060144 | 0.043235 | 0.036913 | 0.044259 | 0.078883 | 0.060144 | 0.043235 | 0.036913 | 0.044259 | 100000 | 100000 | 0 | 0 | 0
3888 |  |  |  | 9795.2055 |  |  |  |  | 2861.9923 | 3168.1648 | 3474.3373 | 3780.5098 | 4086.6823 | 2530.204 | 2461.8466 | 2393.4892 | 2325.1317 | 2256.7743 |  | 0 |  |  |  |  | 1 | 1 | 1 | 1 | 1 | [5 empty] | 8.7855 | 14.1528 | 570.7763 | 26826.484 | 684.9315 | 0.076772 | 0.059966 | 0.043843 | 0.036603 | 0.044169 | 0.076772 | 0.059966 | 0.043843 | 0.036603 | 0.044169 | 100000 | 100000 | 0 | 0 | 0
3889 |  |  |  | 9795.2055 |  |  |  |  | 2223.5123 | 2390.4023 | 2557.2923 | 2724.1823 | 2891.0723 | 2726.2277 | 2652.5743 | 2578.921 | 2505.2677 | 2431.6144 |  | 0 |  |  |  |  | 1 | 1 | 1 | 1 | 1 | [5 empty] | 8.7954 | 13.9795 | 570.7763 | 26826.484 | 684.9315 | 0.07657 | 0.059836 | 0.044379 | 0.042417 | 0.044207 | 0.07657 | 0.059836 | 0.044379 | 0.042417 | 0.044207 | 100000 | 100000 | 0 | 0 | 0
3890 |  |  |  | 9795.2055 |  |  |  |  | 2000.1598 | 2109.9073 | 2219.6548 | 2329.4023 | 2439.1498 | 2651.9181 | 2580.2724 | 2508.6267 | 2436.9809 | 2365.3352 |  | 0 |  |  |  |  | 1 | 1 | 1 | 1 | 1 | [5 empty] | 7.6598 | 14.2142 | 570.7763 | 26826.484 | 684.9315 | 0.080814 | 0.062095 | 0.045623 | 0.042505 | 0.044412 | 0.080814 | 0.062095 | 0.045623 | 0.042505 | 0.044412 | 100000 | 100000 | 0 | 0 | 0
3891 |  |  |  | 9795.2055 |  |  |  |  | 1918.5206 | 1974.3431 | 2030.1656 | 2085.9881 | 2141.8106 | 3351.6575 | 3261.1072 | 3170.5569 | 3080.0067 | 2989.4564 |  | 0 |  |  |  |  | 1 | 1 | 1 | 1 | 1 | [5 empty] | 6.3476 | 13.4861 | 570.7763 | 26826.484 | 684.9315 | 0.083153 | 0.065182 | 0.047417 | 0.044039 | 0.044485 | 0.083153 | 0.065182 | 0.047417 | 0.044039 | 0.044485 | 100000 | 100000 | 0 | 0 | 0
3892 |  |  |  | 9795.2055 |  |  |  |  | 1966.2719 | 2017.5844 | 2068.8969 | 2120.2094 | 2171.5219 | 5374.141 | 5228.9502 | 5083.7594 | 4938.5685 | 4793.3777 |  | 0 |  |  |  |  | 1 | 1 | 1 | 1 | 1 | [5 empty] | 6.3195 | 13.3756 | 570.7763 | 26826.484 | 684.9315 | 0.0826 | 0.058817 | 0.039331 | 0.041403 | 0.043766 | 0.0826 | 0.058817 | 0.039331 | 0.041403 | 0.043765 | 100000 | 100000 | 0 | 0 | 0
3893 |  |  |  | 9795.2055 |  |  |  |  | 2241.2264 | 2292.0439 | 2342.8614 | 2393.6789 | 2444.4964 | 10057.0135 | 9785.3075 | 9513.6015 | 9241.8956 | 8970.1896 |  | 0 |  |  |  |  | 1 | 1 | 1 | 1 | 1 | [5 empty] | 6.7344 | 13.586 | 570.7763 | 26826.484 | 684.9315 | 0.083544 | 0.058422 | 0.039575 | 0.041422 | 0.04393 | 0.083544 | 0.058422 | 0.039575 | 0.041422 | 0.04393 | 100000 | 100000 | 0 | 0 | 0
3894 |  |  |  | 9795.2055 |  |  |  |  | 2654.8136 | 2696.4736 | 2738.1336 | 2779.7936 | 2821.4536 | 11864.2034 | 11543.6733 | 11223.1433 | 10902.6133 | 10582.0833 |  | 0.00445 |  |  |  |  | 1 | 1 | 1 | 1 | 1 | [5 empty] | 5.2185 | 13.9594 | 570.7763 | 26826.484 | 684.9315 | 0.080692 | 0.057647 | 0.042876 | 0.027176 | 0.042487 | 0.080692 | 0.057647 | 0.042876 | 0.027176 | 0.042487 | 100000 | 100000 | 0 | 0 | 0
3895 |  |  |  | 9795.2055 |  |  |  |  | 3026.811 | 3067.921 | 3109.031 | 3150.141 | 3191.251 | 12093.1633 | 11766.4476 | 11439.7318 | 11113.0161 | 10786.3004 |  | 0.02428 |  |  |  |  | 1 | 1 | 1 | 1 | 1 | [5 empty] | 3.3174 | 13.3752 | 570.7763 | 26826.484 | 684.9315 | 0.079234 | 0.057488 | 0.0028965 | 0.0032423 | 0.033932 | 0.079234 | 0.057488 | 0.0028965 | 0.0032423 | 0.033932 | 100000 | 100000 | 0 | 0 | 0
3896 |  |  |  | 9795.2055 |  |  |  |  | 3363.38 | 3440.35 | 3517.32 | 3594.29 | 3671.26 | 9989.124 | 9719.2522 | 9449.3804 | 9179.5085 | 8909.6367 |  | 0.10059 |  |  |  |  | 1 | 1 | 1 | 1 | 1 | [5 empty] | 2.6888 | 13.4468 | 570.7763 | 26826.484 | 684.9315 | 0.078197 | 0.049421 | 0.0024493 | 0.0017033 | 0.0016788 | 0.078197 | 0.049421 | 0.0024493 | 0.0017033 | 0.0016788 | 100000 | 100000 | 0 | 0 | 0
3897 |  |  |  | 9795.2055 |  |  |  |  | 4035.748 | 4160.318 | 4284.888 | 4409.458 | 4534.028 | 9795.5109 | 9530.8699 | 9266.2288 | 9001.5877 | 8736.9467 |  | 0.13754 |  |  |  |  | 1 | 1 | 1 | 1 | 1 | [5 empty] | 2.1041 | 12.3646 | 570.7763 | 26826.484 | 684.9315 | 0.076685 | 0.043187 | 0.0025017 | 0.0015139 | 0.0015284 | 0.076685 | 0.043187 | 0.0025017 | 0.001514 | 0.0015284 | 100000 | 100000 | 0 | 0 | 0
3898 |  |  |  | 9795.2055 |  |  |  |  | 4525.583 | 4783.8805 | 5042.178 | 5300.4755 | 5558.773 | 8906.9796 | 8666.3436 | 8425.7076 | 8185.0716 | 7944.4356 |  | 0.06379 |  |  |  |  | 1 | 1 | 1 | 1 | 1 | [5 empty] | 2.1878 | 13.4075 | 570.7763 | 26826.484 | 684.9315 | 0.075866 | 0.039288 | 0.0022513 | 0.0015424 | 0.0015357 | 0.075866 | 0.039288 | 0.0022513 | 0.0015424 | 0.0015357 | 100000 | 100000 | 0 | 0 | 0
3899 |  |  |  | 9795.2055 |  |  |  |  | 4983.8407 | 5313.0857 | 5642.3307 | 5971.5757 | 6300.8207 | 8195.9941 | 7974.5665 | 7753.1389 | 7531.7113 | 7310.2837 |  | 0.11843 |  |  |  |  | 1 | 1 | 1 | 1 | 1 | [5 empty] | 2.6035 | 14.2961 | 570.7763 | 26826.484 | 684.9315 | 0.074011 | 0.029744 | 0.0017816 | 0.001557 | 0.0016295 | 0.074011 | 0.029744 | 0.0017816 | 0.001557 | 0.0016295 | 100000 | 100000 | 0 | 0 | 0
3900 |  |  |  | 9795.2055 |  |  |  |  | 5044.6849 | 5485.7124 | 5926.7399 | 6367.7674 | 6808.7949 | 7748.1102 | 7538.7829 | 7329.4555 | 7120.1282 | 6910.8009 |  | 0.17783 |  |  |  |  | 1 | 1 | 1 | 1 | 1 | [5 empty] | 3.1603 | 13.229 | 570.7763 | 26826.484 | 684.9315 | 0.074135 | 0.029612 | 0.0017961 | 0.0015747 | 0.0016405 | 0.074135 | 0.029612 | 0.0017961 | 0.0015747 | 0.0016405 | 100000 | 100000 | 0 | 0 | 0
3901 |  |  |  | 9795.2055 |  |  |  |  | 4866.7732 | 5378.2532 | 5889.7332 | 6401.2132 | 6912.6932 | 7076.8942 | 6885.7008 | 6694.5074 | 6503.314 | 6312.1207 |  | 0.21751 |  |  |  |  | 1 | 1 | 1 | 1 | 1 | [5 empty] | 3.2543 | 14.1831 | 570.7763 | 26826.484 | 684.9315 | 0.07332 | 0.028545 | 0.0018107 | 0.0015594 | 0.0016327 | 0.07332 | 0.028545 | 0.0018107 | 0.0015594 | 0.0016327 | 100000 | 100000 | 0 | 0 | 0
3902 |  |  |  | 9795.2055 |  |  |  |  | 5030.8217 | 5539.0842 | 6047.3467 | 6555.6092 | 7063.8717 | 6895.7324 | 6709.4334 | 6523.1344 | 6336.8354 | 6150.5364 |  | 0.17678 |  |  |  |  | 1 | 1 | 1 | 1 | 1 | [5 empty] | 3.7233 | 12.5315 | 570.7763 | 26826.484 | 684.9315 | 0.073702 | 0.028552 | 0.0016467 | 0.0015575 | 0.0016362 | 0.073702 | 0.028552 | 0.0016467 | 0.0015575 | 0.0016362 | 100000 | 100000 | 0 | 0 | 0
3903 |  |  |  | 9795.2055 |  |  |  |  | 5205.6528 | 5695.2986 | 6184.9444 | 6674.5903 | 7164.2361 | 6498.4655 | 6322.8993 | 6147.333 | 5971.7668 | 5796.2006 |  | 0.16575 |  |  |  |  | 1 | 1 | 1 | 1 | 1 | [5 empty] | 4.6588 | 12.844 | 570.7763 | 26826.484 | 684.9315 | 0.072938 | 0.027563 | 0.0016323 | 0.0015394 | 0.0016248 | 0.072938 | 0.027563 | 0.0016323 | 0.0015394 | 0.0016248 | 100000 | 100000 | 0 | 0 | 0
3904 |  |  |  | 9795.2055 |  |  |  |  | 5255.7145 | 5726.2212 | 6196.7279 | 6667.2345 | 7137.7412 | 6910.5992 | 6723.8985 | 6537.1979 | 6350.4972 | 6163.7966 |  | 0.32718 |  |  |  |  | 1 | 1 | 1 | 1 | 1 | [5 empty] | 5.2529 | 12.8797 | 570.7763 | 26826.484 | 684.9315 | 0.073978 | 0.033874 | 0.001867 | 0.0018281 | 0.0028075 | 0.073978 | 0.033874 | 0.001867 | 0.0018282 | 0.0028075 | 100000 | 100000 | 0 | 0 | 0
3905 |  |  |  | 9795.2055 |  |  |  |  | 5574.5694 | 6054.7002 | 6534.8311 | 7014.9619 | 7495.0927 | 7297.8253 | 7100.6632 | 6903.501 | 6706.3388 | 6509.1766 |  | 0.0488 |  |  |  |  | 1 | 1 | 1 | 1 | 1 | [5 empty] | 5.7404 | 12.3253 | 570.7763 | 26826.484 | 684.9315 | 0.075578 | 0.039866 | 0.0021102 | 0.0084335 | 0.012992 | 0.075578 | 0.039866 | 0.0021102 | 0.0084335 | 0.012992 | 100000 | 100000 | 0 | 0 | 0
3906 |  |  |  | 9795.2055 |  |  |  |  | 5693.9475 | 6213.9525 | 6733.9575 | 7253.9625 | 7773.9675 | 7626.4009 | 7420.3618 | 7214.3226 | 7008.2835 | 6802.2443 |  | 0.05629 |  |  |  |  | 1 | 1 | 1 | 1 | 1 | [5 empty] | 5.8703 | 12.6901 | 570.7763 | 26826.484 | 684.9315 | 0.075955 | 0.057141 | 0.026082 | 0.015532 | 0.01606 | 0.075955 | 0.057141 | 0.026082 | 0.015532 | 0.01606 | 100000 | 100000 | 0 | 0 | 0
3907 |  |  |  | 9795.2055 |  |  |  |  | 5523.7375 | 6007.2233 | 6490.7091 | 6974.195 | 7457.6808 | 8422.9469 | 8195.3878 | 7967.8287 | 7740.2696 | 7512.7105 |  | 0.00159 |  |  |  |  | 1 | 1 | 1 | 1 | 1 | [5 empty] | 5.496 | 13.2836 | 570.7763 | 26826.484 | 684.9315 | 0.076356 | 0.061478 | 0.044671 | 0.026927 | 0.040343 | 0.076356 | 0.061478 | 0.044671 | 0.026927 | 0.040343 | 100000 | 100000 | 0 | 0 | 0
3908 |  |  |  | 9795.2055 |  |  |  |  | 5231.8389 | 5649.7672 | 6067.6956 | 6485.6239 | 6903.5522 | 8706.9367 | 8471.7052 | 8236.4737 | 8001.2421 | 7766.0106 |  | 0 |  |  |  |  | 1 | 1 | 1 | 1 | 1 | [5 empty] | 6.0729 | 13.5148 | 570.7763 | 26826.484 | 684.9315 | 0.076257 | 0.061571 | 0.0447 | 0.029428 | 0.041842 | 0.076257 | 0.061571 | 0.0447 | 0.029428 | 0.041842 | 100000 | 100000 | 0 | 0 | 0
3909 |  |  |  | 9795.2055 |  |  |  |  | 5065.4798 | 5473.8932 | 5882.3065 | 6290.7198 | 6699.1332 | 8059.0099 | 7841.2831 | 7623.5564 | 7405.8296 | 7188.1028 |  | 0 |  |  |  |  | 1 | 1 | 1 | 1 | 1 | [5 empty] | 6.1526 | 13.6337 | 570.7763 | 26826.484 | 684.9315 | 0.07651 | 0.060925 | 0.043316 | 0.030046 | 0.043479 | 0.07651 | 0.060925 | 0.043316 | 0.030046 | 0.043479 | 100000 | 100000 | 0 | 0 | 0
3910 |  |  |  | 9795.2055 |  |  |  |  | 5102.4485 | 5459.3843 | 5816.3202 | 6173.256 | 6530.1918 | 6370.7202 | 6198.6052 | 6026.4902 | 5854.3752 | 5682.2603 |  | 0 |  |  |  |  | 1 | 1 | 1 | 1 | 1 | [5 empty] | 7.5784 | 13.4664 | 570.7763 | 26826.484 | 684.9315 | 0.078401 | 0.058334 | 0.0397 | 0.029646 | 0.043597 | 0.078401 | 0.058334 | 0.0397 | 0.029646 | 0.043597 | 100000 | 100000 | 0 | 0 | 0
3911 |  |  |  | 9795.2055 |  |  |  |  | 4105.0642 | 4455.0151 | 4804.9659 | 5154.9167 | 5504.8676 | 3579.4025 | 3482.6993 | 3385.9962 | 3289.293 | 3192.5898 |  | 0 |  |  |  |  | 1 | 1 | 1 | 1 | 1 | [5 empty] | 7.213 | 13.2556 | 570.7763 | 26826.484 | 684.9315 | 0.079599 | 0.057816 | 0.039172 | 0.031307 | 0.043578 | 0.079599 | 0.057816 | 0.039172 | 0.031307 | 0.043578 | 100000 | 100000 | 0 | 0 | 0
3912 |  |  |  | 9795.2055 |  |  |  |  | 3104.5955 | 3486.6105 | 3868.6255 | 4250.6405 | 4632.6555 | 2974.6702 | 2894.3048 | 2813.9394 | 2733.5741 | 2653.2087 |  | 0 |  |  |  |  | 1 | 1 | 1 | 1 | 1 | [5 empty] | 5.3067 | 12.6329 | 570.7763 | 26826.484 | 684.9315 | 0.080971 | 0.057396 | 0.038901 | 0.03527 | 0.043603 | 0.080971 | 0.057396 | 0.038901 | 0.03527 | 0.043603 | 100000 | 100000 | 0 | 0 | 0
3913 |  |  |  | 9795.2055 |  |  |  |  | 2544.5237 | 2856.9662 | 3169.4087 | 3481.8512 | 3794.2937 | 3207.1342 | 3120.4885 | 3033.8427 | 2947.197 | 2860.5512 |  | 0 |  |  |  |  | 1 | 1 | 1 | 1 | 1 | [5 empty] | 1.0421 | 12.8563 | 570.7763 | 26826.484 | 684.9315 | 0.080597 | 0.057092 | 0.038941 | 0.05422 | 0.043654 | 0.080597 | 0.057092 | 0.038941 | 0.05422 | 0.043654 | 100000 | 100000 | 0 | 0 | 0
3914 |  |  |  | 9795.2055 |  |  |  |  | 2244.8969 | 2459.3894 | 2673.8819 | 2888.3744 | 3102.8669 | 3121.5346 | 3037.2015 | 2952.8683 | 2868.5352 | 2784.202 |  | 0 |  |  |  |  | 1 | 1 | 1 | 1 | 1 | [5 empty] | 4.5335 | 12.0424 | 570.7763 | 26826.484 | 684.9315 | 0.079932 | 0.056518 | 0.040188 | 0.054752 | 0.043672 | 0.079932 | 0.056518 | 0.040188 | 0.054751 | 0.043672 | 100000 | 100000 | 0 | 0 | 0
3915 |  |  |  | 9795.2055 |  |  |  |  | 2150.3991 | 2248.735 | 2347.0708 | 2445.4066 | 2543.7425 | 3950.6437 | 3843.9109 | 3737.1781 | 3630.4453 | 3523.7124 |  | 0 |  |  |  |  | 1 | 1 | 1 | 1 | 1 | [5 empty] | 3.3436 | 11.7423 | 570.7763 | 26826.484 | 684.9315 | 0.079218 | 0.055963 | 0.040031 | 0.054906 | 0.043694 | 0.079218 | 0.055963 | 0.040031 | 0.054906 | 0.043694 | 100000 | 100000 | 0 | 0 | 0
3916 |  |  |  | 9795.2055 |  |  |  |  | 2209.5562 | 2264.8012 | 2320.0462 | 2375.2912 | 2430.5362 | 6335.3989 | 6164.2382 | 5993.0775 | 5821.9168 | 5650.7561 |  | 0 |  |  |  |  | 1 | 1 | 1 | 1 | 1 | [5 empty] | 3.6906 | 11.7525 | 570.7763 | 26826.484 | 684.9315 | 0.077348 | 0.054954 | 0.036497 | 0.051902 | 0.043497 | 0.077348 | 0.054954 | 0.036497 | 0.051902 | 0.043497 | 100000 | 100000 | 0 | 0 | 0
3917 |  |  |  | 9795.2055 |  |  |  |  | 2408.5392 | 2451.2992 | 2494.0592 | 2536.8192 | 2579.5792 | 11885.1063 | 11564.0116 | 11242.9168 | 10921.8221 | 10600.7273 |  | 0 |  |  |  |  | 1 | 1 | 1 | 1 | 1 | [5 empty] | 3.9513 | 10.7795 | 570.7763 | 26826.484 | 684.9315 | 0.07719 | 0.054253 | 0.04963 | 0.052331 | 0.043432 | 0.07719 | 0.054253 | 0.04963 | 0.052331 | 0.043432 | 100000 | 100000 | 0 | 0 | 0
3918 |  |  |  | 9795.2055 |  |  |  |  | 2688.191 | 2729.301 | 2770.411 | 2811.521 | 2852.631 | 14024.9401 | 13646.0344 | 13267.1287 | 12888.223 | 12509.3173 |  | 0.00668 |  |  |  |  | 1 | 1 | 1 | 1 | 1 | [5 empty] | 3.582 | 10.8258 | 570.7763 | 26826.484 | 684.9315 | 0.074223 | 0.05099 | 0.043956 | 0.041816 | 0.043333 | 0.074223 | 0.05099 | 0.043956 | 0.041816 | 0.043333 | 100000 | 100000 | 0 | 0 | 0
3919 |  |  |  | 9795.2055 |  |  |  |  | 3329.6998 | 3370.1223 | 3410.5448 | 3450.9673 | 3491.3898 | 14294.4815 | 13908.2937 | 13522.1059 | 13135.9181 | 12749.7303 |  | 0.1203 |  |  |  |  | 1 | 1 | 1 | 1 | 1 | [5 empty] | 1.8154 | 10.7822 | 570.7763 | 26826.484 | 684.9315 | 0.073468 | 0.044773 | 0.029536 | 0.027647 | 0.029226 | 0.073468 | 0.044773 | 0.029536 | 0.027647 | 0.029226 | 100000 | 100000 | 0 | 0 | 0
3920 |  |  |  | 9795.2055 |  |  |  |  | 4307.7127 | 4348.5477 | 4389.3827 | 4430.2177 | 4471.0527 | 11800.6142 | 11481.8021 | 11162.99 | 10844.178 | 10525.3659 |  | 0.15344 |  |  |  |  | 1 | 1 | 1 | 1 | 1 | [5 empty] | 0.75757 | 8.9972 | 570.7763 | 26826.484 | 684.9315 | 0.07357 | 0.024601 | 0.003093 | 0.0028467 | 0.0033876 | 0.07357 | 0.024601 | 0.003093 | 0.0028467 | 0.0033876 | 100000 | 100000 | 0 | 0 | 0
3921 |  |  |  | 9795.2055 |  |  |  |  | 5215.8127 | 5275.2927 | 5334.7727 | 5394.2527 | 5453.7327 | 11571.4201 | 11258.8001 | 10946.18 | 10633.56 | 10320.94 |  | 0.22165 |  |  |  |  | 1 | 1 | 1 | 1 | 1 | [5 empty] | 0.89131 | 9.2505 | 570.7763 | 26826.484 | 684.9315 | 0.072296 | 0.02081 | 0.0020174 | 0.001838 | 0.0018685 | 0.072296 | 0.02081 | 0.0020174 | 0.001838 | 0.0018685 | 100000 | 100000 | 0 | 0 | 0
3922 |  |  |  | 9795.2055 |  |  |  |  | 5848.1023 | 5922.3498 | 5996.5973 | 6070.8448 | 6145.0923 | 10519.6569 | 10235.4519 | 9951.2469 | 9667.0419 | 9382.8369 |  | 0.34633 |  |  |  |  | 1 | 1 | 1 | 1 | 1 | [5 empty] | 0.61075 | 8.632 | 570.7763 | 26826.484 | 684.9315 | 0.073683 | 0.022104 | 0.0021987 | 0.0019181 | 0.0019348 | 0.073683 | 0.022104 | 0.0021987 | 0.0019182 | 0.0019349 | 100000 | 100000 | 0 | 0 | 0
3923 |  |  |  | 9795.2055 |  |  |  |  | 6487.3063 | 6603.1863 | 6719.0663 | 6834.9463 | 6950.8263 | 9678.3328 | 9416.8575 | 9155.3822 | 8893.9069 | 8632.4316 |  | 0.15422 |  |  |  |  | 1 | 1 | 1 | 1 | 1 | [5 empty] | 1.1533 | 7.6762 | 570.7763 | 26826.484 | 684.9315 | 0.081521 | 0.0242 | 0.002342 | 0.0019675 | 0.0021117 | 0.081521 | 0.0242 | 0.002342 | 0.0019675 | 0.0021117 | 100000 | 100000 | 0 | 0 | 0
3924 |  |  |  | 9795.2055 |  |  |  |  | 6378.2114 | 6549.1439 | 6720.0764 | 6891.0089 | 7061.9414 | 9145.2625 | 8898.1889 | 8651.1153 | 8404.0417 | 8156.9681 |  | 0.36499 |  |  |  |  | 1 | 1 | 1 | 1 | 1 | [5 empty] | 3.0778 | 6.9322 | 570.7763 | 26826.484 | 684.9315 | 0.089237 | 0.031885 | 0.0030151 | 0.0023674 | 0.0023994 | 0.089237 | 0.031885 | 0.0030151 | 0.0023674 | 0.0023994 | 100000 | 100000 | 0 | 0 | 0
3925 |  |  |  | 9795.2055 |  |  |  |  | 5713.6543 | 5952.8943 | 6192.1343 | 6431.3743 | 6670.6143 | 8353.3257 | 8127.6475 | 7901.9694 | 7676.2912 | 7450.613 |  | 0.25744 |  |  |  |  | 1 | 1 | 1 | 1 | 1 | [5 empty] | 4.0723 | 5.9448 | 570.7763 | 26826.484 | 684.9315 | 0.094956 | 0.046012 | 0.0037736 | 0.0029727 | 0.0035004 | 0.094956 | 0.046012 | 0.0037736 | 0.0029727 | 0.0035004 | 100000 | 100000 | 0 | 0 | 0
3926 |  |  |  | 9795.2055 |  |  |  |  | 5296.4815 | 5627.954 | 5959.4265 | 6290.899 | 6622.3715 | 8137.9816 | 7918.1213 | 7698.261 | 7478.4007 | 7258.5403 |  | 0.04533 |  |  |  |  | 1 | 1 | 1 | 1 | 1 | [5 empty] | 3.736 | 5.5261 | 570.7763 | 26826.484 | 684.9315 | 0.096032 | 0.046004 | 0.0046322 | 0.0031903 | 0.0035189 | 0.096032 | 0.046004 | 0.0046322 | 0.0031903 | 0.0035189 | 100000 | 100000 | 0 | 0 | 0
3927 |  |  |  | 9795.2055 |  |  |  |  | 5095.962 | 5411.2645 | 5726.567 | 6041.8695 | 6357.172 | 7669.0135 | 7461.8231 | 7254.6327 | 7047.4423 | 6840.2519 |  | 0.12557 |  |  |  |  | 1 | 1 | 1 | 1 | 1 | [5 empty] | 1.2724 | 5.7936 | 570.7763 | 26826.484 | 684.9315 | 0.097201 | 0.050367 | 0.030307 | 0.008295 | 0.010676 | 0.097201 | 0.050367 | 0.030307 | 0.008295 | 0.010676 | 100000 | 100000 | 0 | 0 | 0
3928 |  |  |  | 9795.2055 |  |  |  |  | 5079.0599 | 5431.1558 | 5783.2516 | 6135.3474 | 6487.4433 | 8159.669 | 7939.2228 | 7718.7766 | 7498.3303 | 7277.8841 |  | 0.02956 |  |  |  |  | 1 | 1 | 1 | 1 | 1 | [5 empty] | 2.2076 | 5.3912 | 570.7763 | 26826.484 | 684.9315 | 0.099577 | 0.052408 | 0.040148 | 0.038774 | 0.041643 | 0.099577 | 0.052408 | 0.040148 | 0.038774 | 0.041643 | 100000 | 100000 | 0 | 0 | 0
3929 |  |  |  | 9795.2055 |  |  |  |  | 5409.4178 | 5802.7628 | 6196.1078 | 6589.4528 | 6982.7978 | 8618.0572 | 8385.2269 | 8152.3966 | 7919.5663 | 7686.7359 |  | 0.03022 |  |  |  |  | 1 | 1 | 1 | 1 | 1 | [5 empty] | 2.2279 | 4.6544 | 570.7763 | 26826.484 | 684.9315 | 0.10255 | 0.090959 | 0.04463 | 0.041996 | 0.043356 | 0.10255 | 0.090959 | 0.04463 | 0.041996 | 0.043356 | 100000 | 100000 | 0 | 0 | 0
3930 |  |  |  | 9795.2055 |  |  |  |  | 5648.351 | 6161.481 | 6674.611 | 7187.741 | 7700.871 | 9002.9656 | 8759.7364 | 8516.5071 | 8273.2779 | 8030.0487 |  | 0.10591 |  |  |  |  | 1 | 1 | 1 | 1 | 1 | [5 empty] | 2.6329 | 4.757 | 570.7763 | 26826.484 | 684.9315 | 0.10835 | 0.10049 | 0.093112 | 0.057273 | 0.047896 | 0.10835 | 0.10049 | 0.093112 | 0.057273 | 0.047896 | 100000 | 100000 | 0 | 0 | 0
3931 |  |  |  | 9795.2055 |  |  |  |  | 5520.8175 | 6041.7575 | 6562.6975 | 7083.6375 | 7604.5775 | 9946.6717 | 9677.9468 | 9409.2219 | 9140.497 | 8871.7721 |  | 0.00162 |  |  |  |  | 1 | 1 | 1 | 1 | 1 | [5 empty] | 4.1897 | 5.4449 | 570.7763 | 26826.484 | 684.9315 | 0.1094 | 0.10822 | 0.09944 | 0.1029 | 0.083834 | 0.1094 | 0.10822 | 0.09944 | 0.10291 | 0.083834 | 100000 | 100000 | 0 | 0 | 0
3932 |  |  |  | 9795.2055 |  |  |  |  | 5324.1394 | 5812.4927 | 6300.846 | 6789.1994 | 7277.5527 | 10280.2203 | 10002.4841 | 9724.7478 | 9447.0116 | 9169.2754 |  | 0 |  |  |  |  | 1 | 1 | 1 | 1 | 1 | [5 empty] | 1.3033 | 5.2427 | 570.7763 | 26826.484 | 684.9315 | 0.11022 | 0.10877 | 0.099834 | 0.10383 | 0.084964 | 0.11021 | 0.10877 | 0.099834 | 0.10383 | 0.084964 | 100000 | 100000 | 0 | 0 | 0
3933 |  |  |  | 9795.2055 |  |  |  |  | 5134.3757 | 5529.1782 | 5923.9807 | 6318.7832 | 6713.5857 | 9507.7134 | 9250.8477 | 8993.9819 | 8737.1162 | 8480.2504 |  | 0 |  |  |  |  | 1 | 1 | 1 | 1 | 1 | [5 empty] | 0.73502 | 4.3738 | 570.7763 | 26826.484 | 684.9315 | 0.11022 | 0.10821 | 0.099838 | 0.10342 | 0.084964 | 0.11022 | 0.10821 | 0.099838 | 0.10342 | 0.084964 | 100000 | 100000 | 0 | 0 | 0
3934 |  |  |  | 9795.2055 |  |  |  |  | 4931.5513 | 5252.7388 | 5573.9263 | 5895.1138 | 6216.3013 | 7509.4066 | 7306.5282 | 7103.6498 | 6900.7715 | 6697.8931 |  | 0 |  |  |  |  | 1 | 1 | 1 | 1 | 1 | [5 empty] | 1.9749 | 3.7578 | 570.7763 | 26826.484 | 684.9315 | 0.11022 | 0.10821 | 0.09983 | 0.10339 | 0.084449 | 0.11022 | 0.10821 | 0.09983 | 0.10339 | 0.084449 | 100000 | 100000 | 0 | 0 | 0
3935 |  |  |  | 9795.2055 |  |  |  |  | 3680.0328 | 3956.3428 | 4232.6528 | 4508.9628 | 4785.2728 | 4209.4151 | 4095.6911 | 3981.9672 | 3868.2433 | 3754.5193 |  | 0 |  |  |  |  | 1 | 1 | 1 | 1 | 1 | [5 empty] | 2.4352 | 2.4419 | 570.7763 | 26826.484 | 684.9315 | 0.11009 | 0.10821 | 0.09983 | 0.10312 | 0.083812 | 0.11009 | 0.10821 | 0.09983 | 0.10312 | 0.083812 | 100000 | 100000 | 0 | 0 | 0
3936 |  |  |  | 9795.2055 |  |  |  |  | 2595.8373 | 2804.8298 | 3013.8223 | 3222.8148 | 3431.8073 | 3217.2124 | 3130.2943 | 3043.3763 | 2956.4583 | 2869.5402 |  | 0 |  |  |  |  | 1 | 1 | 1 | 1 | 1 | [5 empty] | 2.681 | 1.5003 | 570.7763 | 26826.484 | 684.9315 | 0.10982 | 0.1082 | 0.099828 | 0.10313 | 0.083829 | 0.10982 | 0.1082 | 0.099828 | 0.10313 | 0.083829 | 100000 | 100000 | 0 | 0 | 0
3937 |  |  |  | 9795.2055 |  |  |  |  | 2155.9168 | 2256.8918 | 2357.8668 | 2458.8418 | 2559.8168 | 3469.5288 | 3375.794 | 3282.0593 | 3188.3245 | 3094.5898 |  | 0 |  |  |  |  | 1 | 1 | 1 | 1 | 1 | [5 empty] | 2.3924 | 0.84857 | 570.7763 | 26826.484 | 684.9315 | 0.10981 | 0.10818 | 0.099825 | 0.10313 | 0.08383 | 0.10981 | 0.10818 | 0.099825 | 0.10313 | 0.08383 | 100000 | 100000 | 0 | 0 | 0
3938 |  |  |  | 9795.2055 |  |  |  |  | 1989.6054 | 2040.0929 | 2090.5804 | 2141.0679 | 2191.5554 | 3377.7393 | 3286.4844 | 3195.2295 | 3103.9746 | 3012.7197 |  | 0 |  |  |  |  | 1 | 1 | 1 | 1 | 1 | [5 empty] | 3.2351 | 1.311 | 570.7763 | 26826.484 | 684.9315 | 0.10978 | 0.10817 | 0.099823 | 0.10315 | 0.083829 | 0.10978 | 0.10817 | 0.099823 | 0.10315 | 0.083829 | 100000 | 100000 | 0 | 0 | 0
3939 |  |  |  | 9795.2055 |  |  |  |  | 1941.3215 | 1983.2565 | 2025.1915 | 2067.1265 | 2109.0615 | 4277.3389 | 4161.7799 | 4046.2209 | 3930.6619 | 3815.1029 |  | 0 |  |  |  |  | 1 | 1 | 1 | 1 | 1 | [5 empty] | 3.6403 | 0.9925 | 570.7763 | 26826.484 | 684.9315 | 0.1098 | 0.10817 | 0.09981 | 0.10317 | 0.083806 | 0.1098 | 0.10817 | 0.09981 | 0.10317 | 0.083806 | 100000 | 100000 | 0 | 0 | 0
3940 |  |  |  | 9795.2055 |  |  |  |  | 1977.3428 | 2019.4153 | 2061.4878 | 2103.5603 | 2145.6328 | 6859.6685 | 6674.3439 | 6489.0192 | 6303.6945 | 6118.3698 |  | 0 |  |  |  |  | 1 | 1 | 1 | 1 | 1 | [5 empty] | 2.8048 | 0.92063 | 570.7763 | 26826.484 | 684.9315 | 0.10934 | 0.10822 | 0.098612 | 0.10288 | 0.082818 | 0.10934 | 0.10822 | 0.098612 | 0.10288 | 0.082818 | 100000 | 100000 | 0 | 0 | 0
3941 |  |  |  | 9795.2055 |  |  |  |  | 2483.1747 | 2524.0097 | 2564.8447 | 2605.6797 | 2646.5147 | 12881.6768 | 12533.6581 | 12185.6394 | 11837.6208 | 11489.6021 |  | 0.0112 |  |  |  |  | 1 | 1 | 1 | 1 | 1 | [5 empty] | 1.5418 | 1.4561 | 570.7763 | 26826.484 | 684.9315 | 0.10934 | 0.10822 | 0.099843 | 0.10288 | 0.082556 | 0.10934 | 0.10822 | 0.099843 | 0.10288 | 0.082556 | 100000 | 100000 | 0 | 0 | 0
3942 |  |  |  | 9795.2055 |  |  |  |  | 3335.4248 | 3378.1848 | 3420.9448 | 3463.7048 | 3506.4648 | 15202.783 | 14792.0561 | 14381.3291 | 13970.6021 | 13559.8751 |  | 0.05562 |  |  |  |  | 1 | 1 | 1 | 1 | 1 | [5 empty] | 0.44541 | 1.7181 | 570.7763 | 26826.484 | 684.9315 | 0.10938 | 0.10654 | 0.099454 | 0.10254 | 0.060562 | 0.10938 | 0.10654 | 0.099454 | 0.10254 | 0.060562 | 100000 | 100000 | 0 | 0 | 0
3943 |  |  |  | 9795.2055 |  |  |  |  | 3900.2704 | 3942.7554 | 3985.2404 | 4027.7254 | 4070.2104 | 15494.4635 | 15075.8563 | 14657.2491 | 14238.6419 | 13820.0348 |  | 0.13809 |  |  |  |  | 1 | 1 | 1 | 1 | 1 | [5 empty] | 0.22618 | 0.98652 | 570.7763 | 26826.484 | 684.9315 | 0.10938 | 0.10654 | 0.099393 | 0.076668 | 0.049201 | 0.10938 | 0.10654 | 0.099393 | 0.076668 | 0.049201 | 100000 | 100000 | 0 | 0 | 0
3944 |  |  |  | 9795.2055 |  |  |  |  | 3683.3758 | 3733.5333 | 3783.6908 | 3833.8483 | 3884.0058 | 12788.2013 | 12442.708 | 12097.2147 | 11751.7214 | 11406.2282 |  | 0.29992 |  |  |  |  | 1 | 1 | 1 | 1 | 1 | [5 empty] | 0.36577 | 1.0783 | 570.7763 | 26826.484 | 684.9315 | 0.1088 | 0.10118 | 0.092926 | 0.045396 | 0.044884 | 0.1088 | 0.10118 | 0.092926 | 0.045396 | 0.044884 | 100000 | 100000 | 0 | 0 | 0
3945 |  |  |  | 9795.2055 |  |  |  |  | 3641.2232 | 3716.2132 | 3791.2032 | 3866.1932 | 3941.1832 | 12539.6166 | 12200.8393 | 11862.0619 | 11523.2845 | 11184.5072 |  | 0.36836 |  |  |  |  | 1 | 1 | 1 | 1 | 1 | [5 empty] | 1.5347 | 1.8373 | 570.7763 | 26826.484 | 684.9315 | 0.10683 | 0.096037 | 0.049858 | 0.04159 | 0.043623 | 0.10683 | 0.096037 | 0.049858 | 0.04159 | 0.043623 | 100000 | 100000 | 0 | 0 | 0
3946 |  |  |  | 9795.2055 |  |  |  |  | 3890.3071 | 3995.0496 | 4099.7921 | 4204.5346 | 4309.2771 | 11398.8962 | 11090.9371 | 10782.9781 | 10475.0191 | 10167.0601 |  | 0.18464 |  |  |  |  | 1 | 1 | 1 | 1 | 1 | [5 empty] | 1.5007 | 2.2732 | 570.7763 | 26826.484 | 684.9315 | 0.10546 | 0.078324 | 0.041304 | 0.039982 | 0.042018 | 0.10546 | 0.078324 | 0.041304 | 0.039982 | 0.042018 | 100000 | 100000 | 0 | 0 | 0
3947 |  |  |  | 9795.2055 |  |  |  |  | 4376.2122 | 4540.1047 | 4703.9972 | 4867.8897 | 5031.7822 | 10486.5365 | 10203.2263 | 9919.9161 | 9636.6059 | 9353.2957 |  | 0.09662 |  |  |  |  | 1 | 1 | 1 | 1 | 1 | [5 empty] | 1.35 | 2.6819 | 570.7763 | 26826.484 | 684.9315 | 0.10406 | 0.06105 | 0.040951 | 0.039603 | 0.041573 | 0.10406 | 0.06105 | 0.040951 | 0.039603 | 0.041573 | 100000 | 100000 | 0 | 0 | 0
3948 |  |  |  | 9795.2055 |  |  |  |  | 4517.9984 | 4722.8659 | 4927.7334 | 5132.6009 | 5337.4684 | 9907.0872 | 9639.4317 | 9371.7763 | 9104.1208 | 8836.4653 |  | 0.43823 |  |  |  |  | 1 | 1 | 1 | 1 | 1 | [5 empty] | 2.6697 | 3.8054 | 570.7763 | 26826.484 | 684.9315 | 0.104 | 0.061039 | 0.040916 | 0.039521 | 0.041479 | 0.104 | 0.061039 | 0.040916 | 0.039521 | 0.041479 | 100000 | 100000 | 0 | 0 | 0
3949 |  |  |  | 9795.2055 |  |  |  |  | 4390.0076 | 4660.1576 | 4930.3076 | 5200.4576 | 5470.6076 | 9049.3201 | 8804.8385 | 8560.357 | 8315.8754 | 8071.3939 |  | 0.50511 |  |  |  |  | 1 | 1 | 1 | 1 | 1 | [5 empty] | 2.873 | 4.8603 | 570.7763 | 26826.484 | 684.9315 | 0.10361 | 0.06103 | 0.040915 | 0.03952 | 0.041452 | 0.10361 | 0.06103 | 0.040915 | 0.03952 | 0.041452 | 100000 | 100000 | 0 | 0 | 0
3950 |  |  |  | 9795.2055 |  |  |  |  | 4239.0245 | 4556.472 | 4873.9195 | 5191.367 | 5508.8145 | 8815.3615 | 8577.2007 | 8339.04 | 8100.8792 | 7862.7184 |  | 0.12993 |  |  |  |  | 1 | 1 | 1 | 1 | 1 | [5 empty] | 5.7408 | 6.085 | 570.7763 | 26826.484 | 684.9315 | 0.1036 | 0.060992 | 0.040908 | 0.039517 | 0.04151 | 0.1036 | 0.060992 | 0.040908 | 0.039517 | 0.04151 | 100000 | 100000 | 0 | 0 | 0
3951 |  |  |  | 9795.2055 |  |  |  |  | 3933.9925 | 4358.685 | 4783.3775 | 5208.07 | 5632.7625 | 8307.2981 | 8082.8634 | 7858.4287 | 7633.9941 | 7409.5594 |  | 0.4748 |  |  |  |  | 1 | 1 | 1 | 1 | 1 | [5 empty] | 7.6453 | 6.2165 | 570.7763 | 26826.484 | 684.9315 | 0.10363 | 0.06109 | 0.040969 | 0.03958 | 0.041673 | 0.10363 | 0.06109 | 0.040969 | 0.03958 | 0.041673 | 100000 | 100000 | 0 | 0 | 0
3952 |  |  |  | 9795.2055 |  |  |  |  | 3938.591 | 4559.3793 | 5180.1677 | 5800.956 | 6421.7443 | 8840.702 | 8601.8566 | 8363.0112 | 8124.1658 | 7885.3204 |  | 0.44861 |  |  |  |  | 1 | 1 | 1 | 1 | 1 | [5 empty] | 6.4488 | 6.9401 | 570.7763 | 26826.484 | 684.9315 | 0.10349 | 0.075871 | 0.042525 | 0.040411 | 0.042543 | 0.10349 | 0.075871 | 0.042525 | 0.040411 | 0.042543 | 100000 | 100000 | 0 | 0 | 0
3953 |  |  |  | 9795.2055 |  |  |  |  | 4301.8703 | 5077.7528 | 5853.6353 | 6629.5178 | 7405.4003 | 9337.8712 | 9085.594 | 8833.3168 | 8581.0396 | 8328.7624 |  | 0.27944 |  |  |  |  | 1 | 1 | 1 | 1 | 1 | [5 empty] | 2.5521 | 7.89 | 570.7763 | 26826.484 | 684.9315 | 0.10588 | 0.094408 | 0.064808 | 0.044878 | 0.044383 | 0.10588 | 0.094408 | 0.064808 | 0.044878 | 0.044383 | 100000 | 100000 | 0 | 0 | 0
3954 |  |  |  | 9795.2055 |  |  |  |  | 4894.3067 | 5719.275 | 6544.2434 | 7369.2117 | 8194.18 | 9753.5428 | 9490.0355 | 9226.5283 | 8963.0211 | 8699.5139 |  | 0.10652 |  |  |  |  | 1 | 1 | 1 | 1 | 1 | [5 empty] | 2.2317 | 7.8733 | 570.7763 | 26826.484 | 684.9315 | 0.1081 | 0.10083 | 0.085674 | 0.08866 | 0.053792 | 0.1081 | 0.10083 | 0.085674 | 0.08866 | 0.053792 | 100000 | 100000 | 0 | 0 | 0
3955 |  |  |  | 9795.2055 |  |  |  |  | 5306.6363 | 6082.1063 | 6857.5763 | 7633.0463 | 8408.5163 | 10777.4346 | 10486.2653 | 10195.0961 | 9903.9268 | 9612.7575 |  | 0.03652 |  |  |  |  | 1 | 1 | 1 | 1 | 1 | [5 empty] | 1.3029 | 8.4111 | 570.7763 | 26826.484 | 684.9315 | 0.10871 | 0.10614 | 0.088922 | 0.095873 | 0.054189 | 0.10871 | 0.10614 | 0.088922 | 0.095873 | 0.054189 | 100000 | 100000 | 0 | 0 | 0
3956 |  |  |  | 9795.2055 |  |  |  |  | 5293.6073 | 5937.3023 | 6580.9973 | 7224.6923 | 7868.3873 | 11138.0325 | 10837.1211 | 10536.2097 | 10235.2983 | 9934.387 |  | 0 |  |  |  |  | 1 | 1 | 1 | 1 | 1 | [5 empty] | 3.4529 | 8.9449 | 570.7763 | 26826.484 | 684.9315 | 0.10831 | 0.10666 | 0.089083 | 0.095847 | 0.059072 | 0.10831 | 0.10666 | 0.089083 | 0.095847 | 0.059072 | 100000 | 100000 | 0 | 0 | 0
3957 |  |  |  | 9795.2055 |  |  |  |  | 5186.3097 | 5693.9397 | 6201.5697 | 6709.1997 | 7216.8297 | 10297.7196 | 10019.5105 | 9741.3015 | 9463.0925 | 9184.8835 |  | 0 |  |  |  |  | 1 | 1 | 1 | 1 | 1 | [5 empty] | 5.3023 | 8.9318 | 570.7763 | 26826.484 | 684.9315 | 0.10664 | 0.099708 | 0.088044 | 0.092653 | 0.054299 | 0.10664 | 0.099708 | 0.088044 | 0.092653 | 0.054299 | 100000 | 100000 | 0 | 0 | 0
3958 |  |  |  | 9795.2055 |  |  |  |  | 4992.4074 | 5431.0149 | 5869.6224 | 6308.2299 | 6746.8374 | 8130.459 | 7910.8019 | 7691.1448 | 7471.4877 | 7251.8307 |  | 0 |  |  |  |  | 1 | 1 | 1 | 1 | 1 | [5 empty] | 7.559 | 8.6483 | 570.7763 | 26826.484 | 684.9315 | 0.10553 | 0.097009 | 0.085885 | 0.088523 | 0.053647 | 0.10553 | 0.097009 | 0.085885 | 0.088523 | 0.053647 | 100000 | 100000 | 0 | 0 | 0
3959 |  |  |  | 9795.2055 |  |  |  |  | 3629.727 | 4029.0937 | 4428.4603 | 4827.827 | 5227.1937 | 4553.1883 | 4430.1768 | 4307.1653 | 4184.1538 | 4061.1423 |  | 0 |  |  |  |  | 1 | 1 | 1 | 1 | 1 | [5 empty] | 8.8873 | 8.4302 | 570.7763 | 26826.484 | 684.9315 | 0.10555 | 0.097068 | 0.08554 | 0.088553 | 0.053055 | 0.10555 | 0.097068 | 0.085541 | 0.088553 | 0.053055 | 100000 | 100000 | 0 | 0 | 0
3960 |  |  |  | 9795.2055 |  |  |  |  | 2589.6828 | 2796.6128 | 3003.5428 | 3210.4728 | 3417.4028 | 3298.4984 | 3209.3843 | 3120.2702 | 3031.1561 | 2942.042 |  | 0 |  |  |  |  | 1 | 1 | 1 | 1 | 1 | [5 empty] | 8.5128 | 7.801 | 570.7763 | 26826.484 | 684.9315 | 0.1055 | 0.097193 | 0.085901 | 0.088867 | 0.053185 | 0.1055 | 0.097193 | 0.085901 | 0.088867 | 0.053185 | 100000 | 100000 | 0 | 0 | 0
3961 |  |  |  | 9795.2055 |  |  |  |  | 2150.8054 | 2250.4604 | 2350.1154 | 2449.7704 | 2549.4254 | 3557.4658 | 3461.3553 | 3365.2448 | 3269.1343 | 3173.0238 |  | 0 |  |  |  |  | 1 | 1 | 1 | 1 | 1 | [5 empty] | 7.5925 | 8.1485 | 570.7763 | 26826.484 | 684.9315 | 0.10555 | 0.095575 | 0.086108 | 0.088757 | 0.05299 | 0.10555 | 0.095575 | 0.086108 | 0.088757 | 0.05299 | 100000 | 100000 | 0 | 0 | 0
3962 |  |  |  | 9795.2055 |  |  |  |  | 1984.8883 | 2033.5608 | 2082.2333 | 2130.9058 | 2179.5783 | 3463.5997 | 3370.0252 | 3276.4506 | 3182.876 | 3089.3015 |  | 0 |  |  |  |  | 1 | 1 | 1 | 1 | 1 | [5 empty] | 7.2328 | 8.9634 | 570.7763 | 26826.484 | 684.9315 | 0.10555 | 0.095144 | 0.086054 | 0.089206 | 0.053053 | 0.10555 | 0.095144 | 0.086054 | 0.089206 | 0.053053 | 100000 | 100000 | 0 | 0 | 0
3963 |  |  |  | 9795.2055 |  |  |  |  | 1936.7188 | 1978.7913 | 2020.8638 | 2062.9363 | 2105.0088 | 4386.8158 | 4268.2991 | 4149.7824 | 4031.2657 | 3912.749 |  | 0 |  |  |  |  | 1 | 1 | 1 | 1 | 1 | [5 empty] | 8.0374 | 9.2891 | 570.7763 | 26826.484 | 684.9315 | 0.10562 | 0.094314 | 0.084064 | 0.087277 | 0.052792 | 0.10562 | 0.094314 | 0.084064 | 0.087277 | 0.052792 | 100000 | 100000 | 0 | 0 | 0
3964 |  |  |  | 9795.2055 |  |  |  |  | 1972.6548 | 2013.6273 | 2054.5998 | 2095.5723 | 2136.5448 | 7035.3526 | 6845.2815 | 6655.2104 | 6465.1394 | 6275.0683 |  | 0 |  |  |  |  | 1 | 1 | 1 | 1 | 1 | [5 empty] | 8.723 | 8.7626 | 570.7763 | 26826.484 | 684.9315 | 0.10197 | 0.084811 | 0.072258 | 0.047743 | 0.049009 | 0.10197 | 0.084811 | 0.072258 | 0.047743 | 0.049009 | 100000 | 100000 | 0 | 0 | 0
3965 |  |  |  | 9795.2055 |  |  |  |  | 2477.2874 | 2517.2974 | 2557.3074 | 2597.3174 | 2637.3274 | 13215.5954 | 12858.5554 | 12501.5154 | 12144.4754 | 11787.4354 |  | 0.00665 |  |  |  |  | 1 | 1 | 1 | 1 | 1 | [5 empty] | 9.1883 | 9.2246 | 570.7763 | 26826.484 | 684.9315 | 0.10356 | 0.08243 | 0.076199 | 0.049031 | 0.047377 | 0.10356 | 0.08243 | 0.076199 | 0.049031 | 0.047377 | 100000 | 100000 | 0 | 0 | 0
3966 |  |  |  | 9795.2055 |  |  |  |  | 3327.5169 | 3369.7269 | 3411.9369 | 3454.1469 | 3496.3569 | 15597.4354 | 15176.0463 | 14754.6572 | 14333.268 | 13911.8789 |  | 0.01291 |  |  |  |  | 1 | 1 | 1 | 1 | 1 | [5 empty] | 9.0584 | 9.2164 | 570.7763 | 26826.484 | 684.9315 | 0.10375 | 0.08266 | 0.066317 | 0.043252 | 0.044562 | 0.10375 | 0.08266 | 0.066317 | 0.043252 | 0.044562 | 100000 | 100000 | 0 | 0 | 0
3967 |  |  |  | 9795.2055 |  |  |  |  | 3891.0233 | 3932.5458 | 3974.0683 | 4015.5908 | 4057.1133 | 15896.5352 | 15467.0654 | 15037.5956 | 14608.1259 | 14178.6561 |  | 0.03723 |  |  |  |  | 1 | 1 | 1 | 1 | 1 | [5 empty] | 7.8 | 8.798 | 570.7763 | 26826.484 | 684.9315 | 0.10281 | 0.082631 | 0.042724 | 0.04239 | 0.043834 | 0.10281 | 0.082631 | 0.042724 | 0.04239 | 0.043834 | 100000 | 100000 | 0 | 0 | 0
3968 |  |  |  | 9795.2055 |  |  |  |  | 3674.643 | 3726.6155 | 3778.588 | 3830.5605 | 3882.533 | 13119.1148 | 12764.6814 | 12410.248 | 12055.8146 | 11701.3811 |  | 0.06062 |  |  |  |  | 1 | 1 | 1 | 1 | 1 | [5 empty] | 6.7548 | 8.6511 | 570.7763 | 26826.484 | 684.9315 | 0.10116 | 0.049028 | 0.040892 | 0.038924 | 0.042042 | 0.10116 | 0.049028 | 0.040892 | 0.038924 | 0.042041 | 100000 | 100000 | 0 | 0 | 0
3969 |  |  |  | 9795.2055 |  |  |  |  | 3632.5902 | 3707.3327 | 3782.0752 | 3856.8177 | 3931.5602 | 12864.0335 | 12516.4915 | 12168.9495 | 11821.4075 | 11473.8655 |  | 0.08738 |  |  |  |  | 1 | 1 | 1 | 1 | 1 | [5 empty] | 6.3221 | 8.8431 | 570.7763 | 26826.484 | 684.9315 | 0.099599 | 0.043543 | 0.036957 | 0.036781 | 0.038306 | 0.099599 | 0.043543 | 0.036957 | 0.036781 | 0.038306 | 100000 | 100000 | 0 | 0 | 0
3970 |  |  |  | 9795.2055 |  |  |  |  | 3881.0836 | 3987.6136 | 4094.1436 | 4200.6736 | 4307.2036 | 11693.5083 | 11377.5899 | 11061.6714 | 10745.753 | 10429.8346 |  | 0.06162 |  |  |  |  | 1 | 1 | 1 | 1 | 1 | [5 empty] | 5.8854 | 9.0344 | 570.7763 | 26826.484 | 684.9315 | 0.099082 | 0.040406 | 0.036852 | 0.036463 | 0.036745 | 0.099082 | 0.040406 | 0.036852 | 0.036463 | 0.036745 | 100000 | 100000 | 0 | 0 | 0
3971 |  |  |  | 9795.2055 |  |  |  |  | 4365.8367 | 4528.6292 | 4691.4217 | 4854.2142 | 5017.0067 | 10757.3482 | 10466.7216 | 10176.095 | 9885.4684 | 9594.8418 |  | 0.06515 |  |  |  |  | 1 | 1 | 1 | 1 | 1 | [5 empty] | 4.566 | 8.8598 | 570.7763 | 26826.484 | 684.9315 | 0.098181 | 0.040884 | 0.036908 | 0.036427 | 0.03673 | 0.098181 | 0.040884 | 0.036908 | 0.036427 | 0.03673 | 100000 | 100000 | 0 | 0 | 0
3972 |  |  |  | 9795.2055 |  |  |  |  | 4507.2868 | 4707.3418 | 4907.3968 | 5107.4518 | 5307.5068 | 10162.3632 | 9887.8111 | 9613.2589 | 9338.7068 | 9064.1546 |  | 0.099 |  |  |  |  | 1 | 1 | 1 | 1 | 1 | [5 empty] | 4.4117 | 8.0139 | 570.7763 | 26826.484 | 684.9315 | 0.098165 | 0.040891 | 0.036977 | 0.036435 | 0.036724 | 0.098165 | 0.040891 | 0.036977 | 0.036435 | 0.036724 | 100000 | 100000 | 0 | 0 | 0
3973 |  |  |  | 9795.2055 |  |  |  |  | 4379.5994 | 4637.4294 | 4895.2594 | 5153.0894 | 5410.9194 | 9282.537 | 9031.7547 | 8780.9724 | 8530.1902 | 8279.4079 |  | 0.28373 |  |  |  |  | 1 | 1 | 1 | 1 | 1 | [5 empty] | 4.6637 | 7.8426 | 570.7763 | 26826.484 | 684.9315 | 0.098072 | 0.040871 | 0.037208 | 0.036338 | 0.036749 | 0.098072 | 0.040871 | 0.037208 | 0.036338 | 0.036749 | 100000 | 100000 | 0 | 0 | 0
3974 |  |  |  | 9795.2055 |  |  |  |  | 4228.9742 | 4534.6242 | 4840.2742 | 5145.9242 | 5451.5742 | 9042.3428 | 8798.0497 | 8553.7567 | 8309.4636 | 8065.1706 |  | 0.42617 |  |  |  |  | 1 | 1 | 1 | 1 | 1 | [5 empty] | 5.2099 | 7.5625 | 570.7763 | 26826.484 | 684.9315 | 0.098059 | 0.040644 | 0.03722 | 0.03635 | 0.036773 | 0.098059 | 0.040644 | 0.03722 | 0.03635 | 0.036773 | 100000 | 100000 | 0 | 0 | 0
3975 |  |  |  | 9795.2055 |  |  |  |  | 3924.6655 | 4346.4988 | 4768.3322 | 5190.1655 | 5611.9988 | 8521.1791 | 8290.9661 | 8060.7531 | 7830.5401 | 7600.3271 |  | 0.17687 |  |  |  |  | 1 | 1 | 1 | 1 | 1 | [5 empty] | 5.7906 | 7.1455 | 570.7763 | 26826.484 | 684.9315 | 0.098032 | 0.040591 | 0.037225 | 0.036353 | 0.036762 | 0.098033 | 0.040591 | 0.037225 | 0.036353 | 0.036762 | 100000 | 100000 | 0 | 0 | 0
3976 |  |  |  | 9795.2055 |  |  |  |  | 3929.2531 | 4541.7914 | 5154.3297 | 5766.8681 | 6379.4064 | 9068.9024 | 8823.8918 | 8578.8812 | 8333.8706 | 8088.86 |  | 0.07607 |  |  |  |  | 1 | 1 | 1 | 1 | 1 | [5 empty] | 8.6833 | 7.1674 | 570.7763 | 26826.484 | 684.9315 | 0.098138 | 0.040676 | 0.037184 | 0.036324 | 0.036763 | 0.098138 | 0.040676 | 0.037184 | 0.036324 | 0.036763 | 100000 | 100000 | 0 | 0 | 0
3977 |  |  |  | 9795.2055 |  |  |  |  | 4291.671 | 5088.4527 | 5885.2344 | 6682.016 | 7478.7977 | 9579.065 | 9320.2716 | 9061.4782 | 8802.6847 | 8543.8913 |  | 0.05489 |  |  |  |  | 1 | 1 | 1 | 1 | 1 | [5 empty] | 10.5218 | 7.2785 | 570.7763 | 26826.484 | 684.9315 | 0.099121 | 0.044379 | 0.03888 | 0.039908 | 0.042118 | 0.09912 | 0.044379 | 0.03888 | 0.039908 | 0.042118 | 100000 | 100000 | 0 | 0 | 0
3978 |  |  |  | 9795.2055 |  |  |  |  | 4882.7029 | 5713.1695 | 6543.6362 | 7374.1029 | 8204.5695 | 10005.0483 | 9734.7462 | 9464.4442 | 9194.1422 | 8923.8401 |  | 0.03149 |  |  |  |  | 1 | 1 | 1 | 1 | 1 | [5 empty] | 12.2483 | 5.8846 | 570.7763 | 26826.484 | 684.9315 | 0.10247 | 0.066129 | 0.042644 | 0.042828 | 0.044364 | 0.10247 | 0.066129 | 0.042644 | 0.042828 | 0.044364 | 100000 | 100000 | 0 | 0 | 0
3979 |  |  |  | 9795.2055 |  |  |  |  | 5294.0549 | 6064.3549 | 6834.6549 | 7604.9549 | 8375.2549 | 11055.805 | 10757.1151 | 10458.4253 | 10159.7354 | 9861.0455 |  | 0.00857 |  |  |  |  | 1 | 1 | 1 | 1 | 1 | [5 empty] | 14.0569 | 6.448 | 570.7763 | 26826.484 | 684.9315 | 0.10512 | 0.087253 | 0.046536 | 0.046612 | 0.045916 | 0.10512 | 0.087253 | 0.046536 | 0.046612 | 0.045916 | 100000 | 100000 | 0 | 0 | 0
3980 |  |  |  | 9795.2055 |  |  |  |  | 5281.0568 | 5922.6618 | 6564.2668 | 7205.8718 | 7847.4768 | 11425.4686 | 11116.7917 | 10808.1148 | 10499.4379 | 10190.7609 |  | 0 |  |  |  |  | 1 | 1 | 1 | 1 | 1 | [5 empty] | 15.803 | 6.9789 | 570.7763 | 26826.484 | 684.9315 | 0.10661 | 0.092158 | 0.047262 | 0.047261 | 0.046227 | 0.10661 | 0.092158 | 0.047262 | 0.047261 | 0.046227 | 100000 | 100000 | 0 | 0 | 0
3981 |  |  |  | 9795.2055 |  |  |  |  | 5174.0135 | 5697.731 | 6221.4485 | 6745.166 | 7268.8835 | 10562.444 | 10277.083 | 9991.7221 | 9706.3611 | 9421.0002 |  | 0 |  |  |  |  | 1 | 1 | 1 | 1 | 1 | [5 empty] | 16.2741 | 6.8564 | 570.7763 | 26826.484 | 684.9315 | 0.10299 | 0.071369 | 0.046176 | 0.046256 | 0.045913 | 0.10299 | 0.071369 | 0.046176 | 0.046256 | 0.045913 | 100000 | 100000 | 0 | 0 | 0
3982 |  |  |  | 9795.2055 |  |  |  |  | 4980.571 | 5455.4768 | 5930.3827 | 6405.2885 | 6880.1943 | 8338.5761 | 8113.2964 | 7888.0167 | 7662.737 | 7437.4573 |  | 0 |  |  |  |  | 1 | 1 | 1 | 1 | 1 | [5 empty] | 16.927 | 6.7297 | 570.7763 | 26826.484 | 684.9315 | 0.10158 | 0.069118 | 0.04617 | 0.045906 | 0.045664 | 0.10158 | 0.069118 | 0.04617 | 0.045906 | 0.045664 | 100000 | 100000 | 0 | 0 | 0
3983 |  |  |  | 9795.2055 |  |  |  |  | 3621.1213 | 3994.6388 | 4368.1563 | 4741.6738 | 5115.1913 | 4668.3997 | 4542.2755 | 4416.1514 | 4290.0273 | 4163.9032 |  | 0 |  |  |  |  | 1 | 1 | 1 | 1 | 1 | [5 empty] | 17.607 | 6.0671 | 570.7763 | 26826.484 | 684.9315 | 0.10079 | 0.068313 | 0.046166 | 0.045906 | 0.045051 | 0.10079 | 0.068313 | 0.046166 | 0.045906 | 0.045051 | 100000 | 100000 | 0 | 0 | 0
3984 |  |  |  | 9795.2055 |  |  |  |  | 2583.6821 | 2795.4246 | 3007.1671 | 3218.9096 | 3430.6521 | 3738.4145 | 3637.4154 | 3536.4163 | 3435.4171 | 3334.418 |  | 0 |  |  |  |  | 1 | 1 | 1 | 1 | 1 | [5 empty] | 17.2854 | 5.9433 | 570.7763 | 26826.484 | 684.9315 | 0.099363 | 0.068335 | 0.046166 | 0.045906 | 0.045049 | 0.099363 | 0.068335 | 0.046166 | 0.045906 | 0.045049 | 100000 | 100000 | 0 | 0 | 0
3985 |  |  |  | 9795.2055 |  |  |  |  | 2145.8216 | 2246.1366 | 2346.4516 | 2446.7666 | 2547.0816 | 4033.3731 | 3924.4052 | 3815.4373 | 3706.4694 | 3597.5016 |  | 0 |  |  |  |  | 1 | 1 | 1 | 1 | 1 | [5 empty] | 18.1208 | 5.5571 | 570.7763 | 26826.484 | 684.9315 | 0.099354 | 0.068275 | 0.046174 | 0.045906 | 0.04504 | 0.099354 | 0.068275 | 0.046174 | 0.045906 | 0.04504 | 100000 | 100000 | 0 | 0 | 0
3986 |  |  |  | 9795.2055 |  |  |  |  | 1980.289 | 2029.6215 | 2078.954 | 2128.2865 | 2177.619 | 3928.2656 | 3822.1374 | 3716.0091 | 3609.8809 | 3503.7527 |  | 0 |  |  |  |  | 1 | 1 | 1 | 1 | 1 | [5 empty] | 18.7355 | 9.0923 | 570.7763 | 26826.484 | 684.9315 | 0.099338 | 0.068198 | 0.04618 | 0.045902 | 0.045027 | 0.099338 | 0.068198 | 0.04618 | 0.045902 | 0.045027 | 100000 | 100000 | 0 | 0 | 0
3987 |  |  |  | 9795.2055 |  |  |  |  | 1932.2311 | 1972.5161 | 2012.8011 | 2053.0861 | 2093.3711 | 4979.2822 | 4844.7591 | 4710.236 | 4575.7129 | 4441.1898 |  | 0 |  |  |  |  | 1 | 1 | 1 | 1 | 1 | [5 empty] | 18.8784 | 8.4967 | 570.7763 | 26826.484 | 684.9315 | 0.099333 | 0.068248 | 0.046232 | 0.045919 | 0.04505 | 0.099333 | 0.068248 | 0.046232 | 0.045919 | 0.04505 | 100000 | 100000 | 0 | 0 | 0
3988 |  |  |  | 9795.2055 |  |  |  |  | 1968.0838 | 2009.1938 | 2050.3038 | 2091.4138 | 2132.5238 | 7986.1164 | 7770.359 | 7554.6015 | 7338.8441 | 7123.0867 |  | 0 |  |  |  |  | 1 | 1 | 1 | 1 | 1 | [5 empty] | 18.9762 | 7.94 | 570.7763 | 26826.484 | 684.9315 | 0.097228 | 0.043405 | 0.040426 | 0.041504 | 0.04325 | 0.097228 | 0.043405 | 0.040426 | 0.041504 | 0.04325 | 100000 | 100000 | 0 | 0 | 0
3989 |  |  |  | 9795.2055 |  |  |  |  | 2471.5471 | 2510.8696 | 2550.1921 | 2589.5146 | 2628.8371 | 15022.6415 | 14616.7813 | 14210.9211 | 13805.0609 | 13399.2008 |  | 0.00545 |  |  |  |  | 1 | 1 | 1 | 1 | 1 | [5 empty] | 18.2275 | 7.8114 | 570.7763 | 26826.484 | 684.9315 | 0.097349 | 0.043311 | 0.040257 | 0.041824 | 0.043286 | 0.097349 | 0.043311 | 0.040257 | 0.041824 | 0.043286 | 100000 | 100000 | 0 | 0 | 0
3990 |  |  |  | 9795.2055 |  |  |  |  | 3319.8065 | 3362.154 | 3404.5015 | 3446.849 | 3489.1965 | 17733.1435 | 17254.0549 | 16774.9663 | 16295.8776 | 15816.789 |  | 0.01213 |  |  |  |  | 1 | 1 | 1 | 1 | 1 | [5 empty] | 17.8992 | 7.2156 | 570.7763 | 26826.484 | 684.9315 | 0.097347 | 0.04264 | 0.039841 | 0.041156 | 0.043178 | 0.097347 | 0.04264 | 0.039841 | 0.041156 | 0.043178 | 100000 | 100000 | 0 | 0 | 0
3991 |  |  |  | 9795.2055 |  |  |  |  | 3882.0072 | 3922.8422 | 3963.6772 | 4004.5122 | 4045.3472 | 18072.3956 | 17584.1415 | 17095.8875 | 16607.6334 | 16119.3794 |  | 0.02146 |  |  |  |  | 1 | 1 | 1 | 1 | 1 | [5 empty] | 17.0906 | 6.1429 | 570.7763 | 26826.484 | 684.9315 | 0.094059 | 0.037836 | 0.037148 | 0.039981 | 0.042431 | 0.094059 | 0.037836 | 0.037148 | 0.039981 | 0.042431 | 100000 | 100000 | 0 | 0 | 0
3992 |  |  |  | 9795.2055 |  |  |  |  | 3666.1282 | 3715.2957 | 3764.4632 | 3813.6307 | 3862.7982 | 14909.9057 | 14507.0913 | 14104.2768 | 13701.4624 | 13298.6479 |  | 0.05677 |  |  |  |  | 1 | 1 | 1 | 1 | 1 | [5 empty] | 16.1158 | 5.2425 | 570.7763 | 26826.484 | 684.9315 | 0.09376 | 0.034297 | 0.033147 | 0.034571 | 0.037769 | 0.09376 | 0.034296 | 0.033147 | 0.034571 | 0.037769 | 100000 | 100000 | 0 | 0 | 0
3993 |  |  |  | 9795.2055 |  |  |  |  | 3624.173 | 3697.183 | 3770.193 | 3843.203 | 3916.213 | 14619.6673 | 14224.6941 | 13829.7209 | 13434.7477 | 13039.7745 |  | 0.06983 |  |  |  |  | 1 | 1 | 1 | 1 | 1 | [5 empty] | 15.2493 | 4.5632 | 570.7763 | 26826.484 | 684.9315 | 0.09106 | 0.018355 | 0.020203 | 0.031525 | 0.035157 | 0.09106 | 0.018355 | 0.020203 | 0.031525 | 0.035157 | 100000 | 100000 | 0 | 0 | 0
3994 |  |  |  | 9795.2055 |  |  |  |  | 3872.0905 | 3981.123 | 4090.1555 | 4199.188 | 4308.2205 | 13287.8526 | 12928.8605 | 12569.8683 | 12210.8762 | 11851.884 |  | 0.07282 |  |  |  |  | 1 | 1 | 1 | 1 | 1 | [5 empty] | 15.2028 | 4.2889 | 570.7763 | 26826.484 | 684.9315 | 0.090787 | 0.015627 | 0.019825 | 0.03091 | 0.035098 | 0.090787 | 0.015627 | 0.019825 | 0.03091 | 0.035098 | 100000 | 100000 | 0 | 0 | 0
3995 |  |  |  | 9795.2055 |  |  |  |  | 4355.7204 | 4518.5137 | 4681.3071 | 4844.1004 | 5006.8937 | 12222.8948 | 11892.6742 | 11562.4535 | 11232.2329 | 10902.0123 |  | 0.07591 |  |  |  |  | 1 | 1 | 1 | 1 | 1 | [5 empty] | 15.6888 | 5.2475 | 570.7763 | 26826.484 | 684.9315 | 0.090733 | 0.015187 | 0.019641 | 0.030824 | 0.035066 | 0.090733 | 0.015187 | 0.019641 | 0.030824 | 0.035066 | 100000 | 100000 | 0 | 0 | 0
3996 |  |  |  | 9795.2055 |  |  |  |  | 4496.8427 | 4705.8352 | 4914.8277 | 5123.8202 | 5332.8127 | 11543.8426 | 11231.9677 | 10920.0927 | 10608.2177 | 10296.3427 |  | 0.07678 |  |  |  |  | 1 | 1 | 1 | 1 | 1 | [5 empty] | 16.5552 | 6.4859 | 570.7763 | 26826.484 | 684.9315 | 0.090692 | 0.015239 | 0.019516 | 0.030812 | 0.035072 | 0.090692 | 0.015239 | 0.019516 | 0.030812 | 0.035072 | 100000 | 100000 | 0 | 0 | 0
3997 |  |  |  | 9795.2055 |  |  |  |  | 4369.4512 | 4629.9212 | 4890.3912 | 5150.8612 | 5411.3312 | 10544.6382 | 10259.7583 | 9974.8784 | 9689.9985 | 9405.1186 |  | 0.09503 |  |  |  |  | 1 | 1 | 1 | 1 | 1 | [5 empty] | 17.1463 | 7.5935 | 570.7763 | 26826.484 | 684.9315 | 0.090766 | 0.015802 | 0.019889 | 0.030937 | 0.035141 | 0.090766 | 0.015802 | 0.019889 | 0.030937 | 0.035141 | 100000 | 100000 | 0 | 0 | 0
3998 |  |  |  | 9795.2055 |  |  |  |  | 4219.1751 | 4533.4051 | 4847.6351 | 5161.8651 | 5476.0951 | 10270.7011 | 9993.2221 | 9715.743 | 9438.2639 | 9160.7849 |  | 0.07475 |  |  |  |  | 1 | 1 | 1 | 1 | 1 | [5 empty] | 17.1337 | 8.1573 | 570.7763 | 26826.484 | 684.9315 | 0.090847 | 0.01802 | 0.020246 | 0.03171 | 0.035397 | 0.090848 | 0.01802 | 0.020246 | 0.03171 | 0.035397 | 100000 | 100000 | 0 | 0 | 0
3999 |  |  |  | 9795.2055 |  |  |  |  | 3915.5714 | 4344.5539 | 4773.5364 | 5202.5189 | 5631.5014 | 9678.6431 | 9417.1594 | 9155.6757 | 8894.192 | 8632.7083 |  | 0.09537 |  |  |  |  | 1 | 1 | 1 | 1 | 1 | [5 empty] | 15.8636 | 8.6787 | 570.7763 | 26826.484 | 684.9315 | 0.090924 | 0.01874 | 0.020802 | 0.032204 | 0.035478 | 0.090924 | 0.01874 | 0.020802 | 0.032204 | 0.035478 | 100000 | 100000 | 0 | 0 | 0
4000 |  |  |  | 9795.2055 |  |  |  |  | 3920.1484 | 4538.8742 | 5157.6 | 5776.3259 | 6395.0517 | 10303.8519 | 10025.4772 | 9747.1025 | 9468.7278 | 9190.3531 |  | 0.0828 |  |  |  |  | 1 | 1 | 1 | 1 | 1 | [5 empty] | 14.3964 | 8.9414 | 570.7763 | 26826.484 | 684.9315 | 0.090928 | 0.027577 | 0.032377 | 0.03249 | 0.035824 | 0.090928 | 0.027577 | 0.032377 | 0.03249 | 0.035823 | 100000 | 100000 | 0 | 0 | 0
4001 |  |  |  | 9795.2055 |  |  |  |  | 4281.7266 | 5060.2216 | 5838.7166 | 6617.2116 | 7395.7066 | 10884.3288 | 10590.2716 | 10296.2144 | 10002.1572 | 9708.1 |  | 0.05178 |  |  |  |  | 1 | 1 | 1 | 1 | 1 | [5 empty] | 14.1693 | 8.6192 | 570.7763 | 26826.484 | 684.9315 | 0.094996 | 0.032356 | 0.034222 | 0.036035 | 0.03857 | 0.094996 | 0.032356 | 0.034222 | 0.036035 | 0.03857 | 100000 | 100000 | 0 | 0 | 0
4002 |  |  |  | 9795.2055 |  |  |  |  | 4871.3889 | 5701.8564 | 6532.3239 | 7362.7914 | 8193.2589 | 11366.1207 | 11059.0472 | 10751.9736 | 10444.9001 | 10137.8266 |  | 0.02658 |  |  |  |  | 1 | 1 | 1 | 1 | 1 | [5 empty] | 14.1563 | 8.6359 | 570.7763 | 26826.484 | 684.9315 | 0.10317 | 0.083919 | 0.041962 | 0.042075 | 0.043687 | 0.10317 | 0.083919 | 0.041962 | 0.042075 | 0.043688 | 100000 | 100000 | 0 | 0 | 0
4003 |  |  |  | 9795.2055 |  |  |  |  | 5281.7878 | 6083.1069 | 6884.4261 | 7685.7453 | 8487.0644 | 12562.2565 | 12222.8675 | 11883.4784 | 11544.0894 | 11204.7004 |  | 0.01117 |  |  |  |  | 1 | 1 | 1 | 1 | 1 | [5 empty] | 13.4464 | 8.3042 | 570.7763 | 26826.484 | 684.9315 | 0.10589 | 0.093314 | 0.047729 | 0.046604 | 0.045217 | 0.10588 | 0.093314 | 0.047728 | 0.046604 | 0.045217 | 100000 | 100000 | 0 | 0 | 0
4004 |  |  |  | 9795.2055 |  |  |  |  | 5268.8198 | 5893.7056 | 6518.5914 | 7143.4773 | 7768.3631 | 12980.984 | 12630.2824 | 12279.5808 | 11928.8792 | 11578.1776 |  | 0 |  |  |  |  | 1 | 1 | 1 | 1 | 1 | [5 empty] | 12.1745 | 7.859 | 570.7763 | 26826.484 | 684.9315 | 0.10712 | 0.094098 | 0.047738 | 0.048259 | 0.045672 | 0.10712 | 0.094098 | 0.047738 | 0.048259 | 0.045672 | 100000 | 100000 | 0 | 0 | 0
4005 |  |  |  | 9795.2055 |  |  |  |  | 5162.0245 | 5703.6162 | 6245.2078 | 6786.7995 | 7328.3912 | 11995.0632 | 11670.9978 | 11346.9324 | 11022.867 | 10698.8016 |  | 0 |  |  |  |  | 1 | 1 | 1 | 1 | 1 | [5 empty] | 14.9227 | 7.6248 | 570.7763 | 26826.484 | 684.9315 | 0.10712 | 0.0941 | 0.047737 | 0.048262 | 0.045916 | 0.10713 | 0.0941 | 0.047737 | 0.048262 | 0.045916 | 100000 | 100000 | 0 | 0 | 0
4006 |  |  |  | 9795.2055 |  |  |  |  | 4969.0302 | 5421.2502 | 5873.4702 | 6325.6902 | 6777.9102 | 9464.8623 | 9209.1542 | 8953.4462 | 8697.7381 | 8442.03 |  | 0 |  |  |  |  | 1 | 1 | 1 | 1 | 1 | [5 empty] | 13.5851 | 6.4458 | 570.7763 | 26826.484 | 684.9315 | 0.10686 | 0.093315 | 0.04773 | 0.048244 | 0.045917 | 0.10686 | 0.093315 | 0.047729 | 0.048244 | 0.045917 | 100000 | 100000 | 0 | 0 | 0
4007 |  |  |  | 9795.2055 |  |  |  |  | 3612.7306 | 4009.5131 | 4406.2956 | 4803.0781 | 5199.8606 | 5291.9157 | 5148.9463 | 5005.9769 | 4863.0075 | 4720.0381 |  | 0 |  |  |  |  | 1 | 1 | 1 | 1 | 1 | [5 empty] | 11.9188 | 5.5716 | 570.7763 | 26826.484 | 684.9315 | 0.10665 | 0.093312 | 0.047706 | 0.047895 | 0.045674 | 0.10665 | 0.093312 | 0.047706 | 0.047895 | 0.045674 | 100000 | 100000 | 0 | 0 | 0
4008 |  |  |  | 9795.2055 |  |  |  |  | 2577.8363 | 2779.9538 | 2982.0713 | 3184.1888 | 3386.3063 | 4676.3297 | 4549.9914 | 4423.653 | 4297.3146 | 4170.9763 |  | 0 |  |  |  |  | 1 | 1 | 1 | 1 | 1 | [5 empty] | 10.3869 | 5.8705 | 570.7763 | 26826.484 | 684.9315 | 0.10637 | 0.093292 | 0.047713 | 0.047888 | 0.045661 | 0.10637 | 0.093292 | 0.047713 | 0.047888 | 0.045661 | 100000 | 100000 | 0 | 0 | 0
4009 |  |  |  | 9795.2055 |  |  |  |  | 2140.9665 | 2238.6423 | 2336.3181 | 2433.994 | 2531.6698 | 5009.439 | 4874.1012 | 4738.7633 | 4603.4255 | 4468.0876 |  | 0 |  |  |  |  | 1 | 1 | 1 | 1 | 1 | [5 empty] | 11.1766 | 5.5605 | 570.7763 | 26826.484 | 684.9315 | 0.10635 | 0.093277 | 0.047771 | 0.047906 | 0.045669 | 0.10635 | 0.093277 | 0.047771 | 0.047906 | 0.045669 | 100000 | 100000 | 0 | 0 | 0
4010 |  |  |  | 9795.2055 |  |  |  |  | 1975.8084 | 2022.8309 | 2069.8534 | 2116.8759 | 2163.8984 | 5213.1415 | 5072.3003 | 4931.4591 | 4790.618 | 4649.7768 |  | 0 |  |  |  |  | 1 | 1 | 1 | 1 | 1 | [5 empty] | 10.108 | 5.3781 | 570.7763 | 26826.484 | 684.9315 | 0.10634 | 0.093267 | 0.047801 | 0.047919 | 0.045669 | 0.10635 | 0.093267 | 0.047801 | 0.047919 | 0.045669 | 100000 | 100000 | 0 | 0 | 0
4011 |  |  |  | 9795.2055 |  |  |  |  | 1927.8593 | 1968.1443 | 2008.4293 | 2048.7143 | 2088.9993 | 6120.3651 | 5955.0138 | 5789.6626 | 5624.3113 | 5458.9601 |  | 0 |  |  |  |  | 1 | 1 | 1 | 1 | 1 | [5 empty] | 8.3289 | 5.6887 | 570.7763 | 26826.484 | 684.9315 | 0.10635 | 0.093274 | 0.047802 | 0.047928 | 0.04567 | 0.10635 | 0.093274 | 0.047802 | 0.047928 | 0.04567 | 100000 | 100000 | 0 | 0 | 0
4012 |  |  |  | 9795.2055 |  |  |  |  | 1963.6308 | 2003.5033 | 2043.3758 | 2083.2483 | 2123.1208 | 8658.2578 | 8424.3415 | 8190.4251 | 7956.5087 | 7722.5923 |  | 0 |  |  |  |  | 1 | 1 | 1 | 1 | 1 | [5 empty] | 5.0012 | 5.8577 | 570.7763 | 26826.484 | 684.9315 | 0.099841 | 0.093315 | 0.04651 | 0.045641 | 0.045228 | 0.099841 | 0.093315 | 0.04651 | 0.045641 | 0.045228 | 100000 | 100000 | 0 | 0 | 0
4013 |  |  |  | 9795.2055 |  |  |  |  | 2465.955 | 2506.6525 | 2547.35 | 2588.0475 | 2628.745 | 14449.8671 | 14059.4814 | 13669.0956 | 13278.7098 | 12888.324 |  | 0.00502 |  |  |  |  | 1 | 1 | 1 | 1 | 1 | [5 empty] | 2.2209 | 5.9702 | 570.7763 | 26826.484 | 684.9315 | 0.099841 | 0.093315 | 0.046515 | 0.044562 | 0.045142 | 0.099841 | 0.093315 | 0.046515 | 0.044562 | 0.045142 | 100000 | 100000 | 0 | 0 | 0
4014 |  |  |  | 9795.2055 |  |  |  |  | 3312.2951 | 3355.7426 | 3399.1901 | 3442.6376 | 3486.0851 | 17693.7245 | 17215.7008 | 16737.6772 | 16259.6535 | 15781.6298 |  | 0.04987 |  |  |  |  | 1 | 1 | 1 | 1 | 1 | [5 empty] | 2.1056 | 6.2199 | 570.7763 | 26826.484 | 684.9315 | 0.098907 | 0.044646 | 0.039686 | 0.041517 | 0.043928 | 0.098907 | 0.044646 | 0.039686 | 0.041517 | 0.043928 | 100000 | 100000 | 0 | 0 | 0
4015 |  |  |  | 9795.2055 |  |  |  |  | 3873.2238 | 3913.7838 | 3954.3438 | 3994.9038 | 4035.4638 | 17816.3522 | 17335.0156 | 16853.6789 | 16372.3423 | 15891.0056 |  | 0.03027 |  |  |  |  | 1 | 1 | 1 | 1 | 1 | [5 empty] | 0.55077 | 5.856 | 570.7763 | 26826.484 | 684.9315 | 0.098205 | 0.042689 | 0.037211 | 0.039034 | 0.042508 | 0.098205 | 0.042689 | 0.03721 | 0.039034 | 0.042508 | 100000 | 100000 | 0 | 0 | 0
4016 |  |  |  | 9795.2055 |  |  |  |  | 3657.8332 | 3707.1657 | 3756.4982 | 3805.8307 | 3855.1632 | 15622.477 | 15200.4113 | 14778.3456 | 14356.28 | 13934.2143 |  | 0.17887 |  |  |  |  | 1 | 1 | 1 | 1 | 1 | [5 empty] | 1.5436 | 5.2515 | 570.7763 | 26826.484 | 684.9315 | 0.098899 | 0.042679 | 0.037025 | 0.036922 | 0.041751 | 0.098899 | 0.042679 | 0.037025 | 0.036922 | 0.041751 | 100000 | 100000 | 0 | 0 | 0
4017 |  |  |  | 9795.2055 |  |  |  |  | 3615.9729 | 3691.2104 | 3766.4479 | 3841.6854 | 3916.9229 | 14483.6771 | 14092.3779 | 13701.0787 | 13309.7795 | 12918.4802 |  | 0.22548 |  |  |  |  | 1 | 1 | 1 | 1 | 1 | [5 empty] | 2.1179 | 4.6022 | 570.7763 | 26826.484 | 684.9315 | 0.099337 | 0.041023 | 0.036475 | 0.035664 | 0.038839 | 0.099337 | 0.041023 | 0.036475 | 0.035664 | 0.038839 | 100000 | 100000 | 0 | 0 | 0
4018 |  |  |  | 9795.2055 |  |  |  |  | 3863.3295 | 3972.362 | 4081.3945 | 4190.427 | 4299.4595 | 13471.6342 | 13107.6769 | 12743.7196 | 12379.7623 | 12015.8051 |  | 0.35178 |  |  |  |  | 1 | 1 | 1 | 1 | 1 | [5 empty] | 2.0301 | 3.9307 | 570.7763 | 26826.484 | 684.9315 | 0.09976 | 0.03994 | 0.036459 | 0.03562 | 0.038697 | 0.09976 | 0.03994 | 0.036459 | 0.03562 | 0.038697 | 100000 | 100000 | 0 | 0 | 0
4019 |  |  |  | 9795.2055 |  |  |  |  | 4345.8651 | 4509.7576 | 4673.6501 | 4837.5426 | 5001.4351 | 12342.7966 | 12009.3366 | 11675.8767 | 11342.4167 | 11008.9567 |  | 0.25525 |  |  |  |  | 1 | 1 | 1 | 1 | 1 | [5 empty] | 3.4983 | 4.1804 | 570.7763 | 26826.484 | 684.9315 | 0.099751 | 0.039875 | 0.036425 | 0.035578 | 0.038657 | 0.099751 | 0.039875 | 0.036425 | 0.035578 | 0.038657 | 100000 | 100000 | 0 | 0 | 0
4020 |  |  |  | 9795.2055 |  |  |  |  | 4486.6681 | 4690.1606 | 4893.6531 | 5097.1456 | 5300.6381 | 11761.4728 | 11443.7182 | 11125.9636 | 10808.209 | 10490.4544 |  | 0.42887 |  |  |  |  | 1 | 1 | 1 | 1 | 1 | [5 empty] | 2.8139 | 5.4597 | 570.7763 | 26826.484 | 684.9315 | 0.099747 | 0.039919 | 0.036406 | 0.03557 | 0.038659 | 0.099747 | 0.039919 | 0.036406 | 0.03557 | 0.038659 | 100000 | 100000 | 0 | 0 | 0
4021 |  |  |  | 9795.2055 |  |  |  |  | 4359.5649 | 4620.9149 | 4882.2649 | 5143.6149 | 5404.9649 | 11505.9458 | 11195.0946 | 10884.2435 | 10573.3924 | 10262.5412 |  | 0.25333 |  |  |  |  | 1 | 1 | 1 | 1 | 1 | [5 empty] | 3.2791 | 6.205 | 570.7763 | 26826.484 | 684.9315 | 0.10008 | 0.039903 | 0.036441 | 0.035587 | 0.038681 | 0.10008 | 0.039903 | 0.036441 | 0.035587 | 0.038681 | 100000 | 100000 | 0 | 0 | 0
4022 |  |  |  | 9795.2055 |  |  |  |  | 4209.6287 | 4515.2787 | 4820.9287 | 5126.5787 | 5432.2287 | 11225.1946 | 10921.9284 | 10618.6622 | 10315.396 | 10012.1298 |  | 0.15386 |  |  |  |  | 1 | 1 | 1 | 1 | 1 | [5 empty] | 4.3484 | 7.3306 | 570.7763 | 26826.484 | 684.9315 | 0.10007 | 0.039913 | 0.036441 | 0.035597 | 0.03868 | 0.10007 | 0.039913 | 0.036442 | 0.035597 | 0.03868 | 100000 | 100000 | 0 | 0 | 0
4023 |  |  |  | 9795.2055 |  |  |  |  | 3906.712 | 4329.9745 | 4753.237 | 5176.4995 | 5599.762 | 11377.8123 | 11070.4229 | 10763.0335 | 10455.6441 | 10148.2547 |  | 0.26377 |  |  |  |  | 1 | 1 | 1 | 1 | 1 | [5 empty] | 2.8848 | 7.5981 | 570.7763 | 26826.484 | 684.9315 | 0.10045 | 0.042317 | 0.036463 | 0.035655 | 0.038711 | 0.10045 | 0.042317 | 0.036463 | 0.035655 | 0.038711 | 100000 | 100000 | 0 | 0 | 0
4024 |  |  |  | 9795.2055 |  |  |  |  | 3911.2786 | 4573.3153 | 5235.352 | 5897.3886 | 6559.4253 | 11890.7765 | 11569.5285 | 11248.2806 | 10927.0326 | 10605.7847 |  | 0.12966 |  |  |  |  | 1 | 1 | 1 | 1 | 1 | [5 empty] | 3.4864 | 8.0143 | 570.7763 | 26826.484 | 684.9315 | 0.10299 | 0.042471 | 0.037134 | 0.036572 | 0.040062 | 0.10299 | 0.042471 | 0.037134 | 0.036572 | 0.040062 | 100000 | 100000 | 0 | 0 | 0
4025 |  |  |  | 9795.2055 |  |  |  |  | 4272.0387 | 5047.9204 | 5823.802 | 6599.6837 | 7375.5654 | 12572.9965 | 12233.3173 | 11893.6381 | 11553.959 | 11214.2798 |  | 0.16027 |  |  |  |  | 1 | 1 | 1 | 1 | 1 | [5 empty] | 3.8067 | 8.4114 | 570.7763 | 26826.484 | 684.9315 | 0.10441 | 0.092671 | 0.041254 | 0.041267 | 0.043217 | 0.10441 | 0.092671 | 0.041254 | 0.041267 | 0.043217 | 100000 | 100000 | 0 | 0 | 0
4026 |  |  |  | 9795.2055 |  |  |  |  | 4860.3669 | 5666.0852 | 6471.8035 | 7277.5219 | 8083.2402 | 13495.4818 | 13130.8803 | 12766.2787 | 12401.6771 | 12037.0756 |  | 0.01331 |  |  |  |  | 1 | 1 | 1 | 1 | 1 | [5 empty] | 3.9667 | 8.4437 | 570.7763 | 26826.484 | 684.9315 | 0.10781 | 0.09608 | 0.078009 | 0.048356 | 0.046645 | 0.10781 | 0.09608 | 0.078009 | 0.048356 | 0.046645 | 100000 | 100000 | 0 | 0 | 0
4027 |  |  |  | 9795.2055 |  |  |  |  | 5269.8372 | 6047.8922 | 6825.9472 | 7604.0022 | 8382.0572 | 14656.2194 | 14260.2587 | 13864.298 | 13468.3373 | 13072.3766 |  | 0.00491 |  |  |  |  | 1 | 1 | 1 | 1 | 1 | [5 empty] | 3.7819 | 8.6334 | 570.7763 | 26826.484 | 684.9315 | 0.10766 | 0.10034 | 0.085331 | 0.053885 | 0.048625 | 0.10766 | 0.10034 | 0.085331 | 0.053885 | 0.048625 | 100000 | 100000 | 0 | 0 | 0
4028 |  |  |  | 9795.2055 |  |  |  |  | 5256.8985 | 5908.9535 | 6561.0085 | 7213.0635 | 7865.1185 | 14637.0346 | 14241.5922 | 13846.1498 | 13450.7074 | 13055.265 |  | 0 |  |  |  |  | 1 | 1 | 1 | 1 | 1 | [5 empty] | 3.0083 | 7.3092 | 570.7763 | 26826.484 | 684.9315 | 0.10766 | 0.10173 | 0.087478 | 0.079617 | 0.048455 | 0.10766 | 0.10173 | 0.087478 | 0.079617 | 0.048455 | 100000 | 100000 | 0 | 0 | 0
4029 |  |  |  | 9795.2055 |  |  |  |  | 5150.3449 | 5677.6366 | 6204.9282 | 6732.2199 | 7259.5116 | 13606.4435 | 13238.8441 | 12871.2448 | 12503.6454 | 12136.046 |  | 0 |  |  |  |  | 1 | 1 | 1 | 1 | 1 | [5 empty] | 1.6093 | 7.5081 | 570.7763 | 26826.484 | 684.9315 | 0.10739 | 0.09702 | 0.084018 | 0.05475 | 0.048453 | 0.1074 | 0.09702 | 0.084018 | 0.05475 | 0.048453 | 100000 | 100000 | 0 | 0 | 0
4030 |  |  |  | 9795.2055 |  |  |  |  | 4957.7873 | 5402.4448 | 5847.1023 | 6291.7598 | 6736.4173 | 10354.637 | 10074.8902 | 9795.1435 | 9515.3968 | 9235.6501 |  | 0 |  |  |  |  | 1 | 1 | 1 | 1 | 1 | [5 empty] | 1.9288 | 7.1973 | 570.7763 | 26826.484 | 684.9315 | 0.1074 | 0.096195 | 0.083208 | 0.051771 | 0.047029 | 0.1074 | 0.096195 | 0.083208 | 0.051771 | 0.047029 | 100000 | 100000 | 0 | 0 | 0
4031 |  |  |  | 9795.2055 |  |  |  |  | 3604.5564 | 3979.3664 | 4354.1764 | 4728.9864 | 5103.7964 | 6108.5959 | 5943.5626 | 5778.5294 | 5613.4961 | 5448.4628 |  | 0 |  |  |  |  | 1 | 1 | 1 | 1 | 1 | [5 empty] | 3.5294 | 7.1725 | 570.7763 | 26826.484 | 684.9315 | 0.1065 | 0.096178 | 0.082358 | 0.050591 | 0.047034 | 0.1065 | 0.096178 | 0.082358 | 0.050591 | 0.047034 | 100000 | 100000 | 0 | 0 | 0
4032 |  |  |  | 9795.2055 |  |  |  |  | 2572.1464 | 2774.2639 | 2976.3814 | 3178.4989 | 3380.6164 | 4874.6861 | 4742.9888 | 4611.2916 | 4479.5943 | 4347.897 |  | 0 |  |  |  |  | 1 | 1 | 1 | 1 | 1 | [5 empty] | 3.366 | 6.8965 | 570.7763 | 26826.484 | 684.9315 | 0.10552 | 0.096179 | 0.082529 | 0.050595 | 0.047047 | 0.10552 | 0.096179 | 0.082529 | 0.050595 | 0.047047 | 100000 | 100000 | 0 | 0 | 0
4033 |  |  |  | 9795.2055 |  |  |  |  | 2136.2409 | 2237.5459 | 2338.8509 | 2440.1559 | 2541.4609 | 5222.5405 | 5081.4454 | 4940.3503 | 4799.2552 | 4658.1601 |  | 0 |  |  |  |  | 1 | 1 | 1 | 1 | 1 | [5 empty] | 4.3298 | 6.6395 | 570.7763 | 26826.484 | 684.9315 | 0.10546 | 0.096175 | 0.082373 | 0.05056 | 0.047054 | 0.10546 | 0.096175 | 0.082373 | 0.05056 | 0.047054 | 100000 | 100000 | 0 | 0 | 0
4034 |  |  |  | 9795.2055 |  |  |  |  | 1971.4473 | 2021.6048 | 2071.7623 | 2121.9198 | 2172.0773 | 5435.3781 | 5288.5329 | 5141.6876 | 4994.8424 | 4847.9972 |  | 0 |  |  |  |  | 1 | 1 | 1 | 1 | 1 | [5 empty] | 8.8248 | 7.5423 | 570.7763 | 26826.484 | 684.9315 | 0.10552 | 0.096214 | 0.082575 | 0.050652 | 0.047068 | 0.10552 | 0.096214 | 0.082575 | 0.050652 | 0.047068 | 100000 | 100000 | 0 | 0 | 0
4035 |  |  |  | 9795.2055 |  |  |  |  | 1923.604 | 1965.264 | 2006.924 | 2048.584 | 2090.244 | 6381.4352 | 6209.0307 | 6036.6263 | 5864.2218 | 5691.8173 |  | 0 |  |  |  |  | 1 | 1 | 1 | 1 | 1 | [5 empty] | 9.0793 | 7.8665 | 570.7763 | 26826.484 | 684.9315 | 0.10541 | 0.096156 | 0.082214 | 0.050416 | 0.047019 | 0.10541 | 0.096156 | 0.082214 | 0.050416 | 0.047019 | 100000 | 100000 | 0 | 0 | 0
4036 |  |  |  | 9795.2055 |  |  |  |  | 1959.2966 | 2000.6816 | 2042.0666 | 2083.4516 | 2124.8366 | 9027.3969 | 8783.5077 | 8539.6184 | 8295.7291 | 8051.8399 |  | 0 |  |  |  |  | 1 | 1 | 1 | 1 | 1 | [5 empty] | 7.2827 | 8.9063 | 570.7763 | 26826.484 | 684.9315 | 0.10165 | 0.087318 | 0.067249 | 0.043074 | 0.044491 | 0.10165 | 0.087318 | 0.067249 | 0.043074 | 0.044491 | 100000 | 100000 | 0 | 0 | 0
4037 |  |  |  | 9795.2055 |  |  |  |  | 2460.512 | 2502.5845 | 2544.657 | 2586.7295 | 2628.802 | 15068.4662 | 14661.368 | 14254.2698 | 13847.1716 | 13440.0734 |  | 0.00086 |  |  |  |  | 1 | 1 | 1 | 1 | 1 | [5 empty] | 7.2528 | 9.9618 | 570.7763 | 26826.484 | 684.9315 | 0.10285 | 0.087905 | 0.074405 | 0.043461 | 0.044133 | 0.10285 | 0.087905 | 0.074405 | 0.043461 | 0.044133 | 100000 | 100000 | 0 | 0 | 0
4038 |  |  |  | 9795.2055 |  |  |  |  | 3304.9841 | 3346.9191 | 3388.8541 | 3430.7891 | 3472.7241 | 18452.3264 | 17953.808 | 17455.2895 | 16956.771 | 16458.2525 |  | 0.00501 |  |  |  |  | 1 | 1 | 1 | 1 | 1 | [5 empty] | 8.8734 | 8.9151 | 570.7763 | 26826.484 | 684.9315 | 0.10267 | 0.093049 | 0.06683 | 0.043326 | 0.044129 | 0.10267 | 0.093049 | 0.06683 | 0.043326 | 0.044129 | 100000 | 100000 | 0 | 0 | 0
4039 |  |  |  | 9795.2055 |  |  |  |  | 3864.6746 | 3905.9221 | 3947.1696 | 3988.4171 | 4029.6646 | 18581.7114 | 18079.6974 | 17577.6834 | 17075.6694 | 16573.6553 |  | 0.1353 |  |  |  |  | 1 | 1 | 1 | 1 | 1 | [5 empty] | 8.5507 | 9.587 | 570.7763 | 26826.484 | 684.9315 | 0.10348 | 0.090347 | 0.044448 | 0.042116 | 0.043711 | 0.10348 | 0.090347 | 0.044448 | 0.042116 | 0.04371 | 100000 | 100000 | 0 | 0 | 0
4040 |  |  |  | 9795.2055 |  |  |  |  | 3649.7595 | 3698.432 | 3747.1045 | 3795.777 | 3844.4495 | 16292.055 | 15851.8996 | 15411.7443 | 14971.5889 | 14531.4335 |  | 0.04206 |  |  |  |  | 1 | 1 | 1 | 1 | 1 | [5 empty] | 6.692 | 10.0366 | 570.7763 | 26826.484 | 684.9315 | 0.10302 | 0.048183 | 0.036534 | 0.035935 | 0.040979 | 0.10302 | 0.048183 | 0.036534 | 0.035934 | 0.040979 | 100000 | 100000 | 0 | 0 | 0
4041 |  |  |  | 9795.2055 |  |  |  |  | 3607.9916 | 3682.4866 | 3756.9816 | 3831.4766 | 3905.9716 | 15104.0941 | 14696.0334 | 14287.9727 | 13879.9119 | 13471.8512 |  | 0.07981 |  |  |  |  | 1 | 1 | 1 | 1 | 1 | [5 empty] | 5.7764 | 9.8205 | 570.7763 | 26826.484 | 684.9315 | 0.10042 | 0.030801 | 0.025684 | 0.015363 | 0.035286 | 0.10042 | 0.030801 | 0.025684 | 0.015363 | 0.035286 | 100000 | 100000 | 0 | 0 | 0
4042 |  |  |  | 9795.2055 |  |  |  |  | 3854.8022 | 3959.5447 | 4064.2872 | 4169.0297 | 4273.7722 | 14048.3374 | 13668.7996 | 13289.2618 | 12909.7239 | 12530.1861 |  | 0.10737 |  |  |  |  | 1 | 1 | 1 | 1 | 1 | [5 empty] | 6.6175 | 10.8856 | 570.7763 | 26826.484 | 684.9315 | 0.098283 | 0.020266 | 0.0056177 | 0.0041836 | 0.0044882 | 0.098283 | 0.020266 | 0.0056177 | 0.0041836 | 0.0044882 | 100000 | 100000 | 0 | 0 | 0
4043 |  |  |  | 9795.2055 |  |  |  |  | 4336.2728 | 4502.9153 | 4669.5578 | 4836.2003 | 5002.8428 | 12870.6907 | 12522.9688 | 12175.247 | 11827.5251 | 11479.8032 |  | 0.05713 |  |  |  |  | 1 | 1 | 1 | 1 | 1 | [5 empty] | 7.6741 | 10.6519 | 570.7763 | 26826.484 | 684.9315 | 0.087759 | 0.0059836 | 0.0033828 | 0.0026769 | 0.0025021 | 0.087759 | 0.0059836 | 0.0033828 | 0.0026769 | 0.0025021 | 100000 | 100000 | 0 | 0 | 0
4044 |  |  |  | 9795.2055 |  |  |  |  | 4476.765 | 4678.8825 | 4881 | 5083.1175 | 5285.235 | 12264.0533 | 11932.7207 | 11601.3881 | 11270.0555 | 10938.7229 |  | 0.07711 |  |  |  |  | 1 | 1 | 1 | 1 | 1 | [5 empty] | 7.7072 | 12.0305 | 570.7763 | 26826.484 | 684.9315 | 0.081399 | 0.0046167 | 0.0028017 | 0.0022754 | 0.0020756 | 0.081399 | 0.0046167 | 0.0028017 | 0.0022754 | 0.0020756 | 100000 | 100000 | 0 | 0 | 0
4045 |  |  |  | 9795.2055 |  |  |  |  | 4349.9423 | 4613.9323 | 4877.9223 | 5141.9123 | 5405.9023 | 11997.7689 | 11673.6304 | 11349.4919 | 11025.3534 | 10701.2149 |  | 0.0776 |  |  |  |  | 1 | 1 | 1 | 1 | 1 | [5 empty] | 6.1271 | 12.084 | 570.7763 | 26826.484 | 684.9315 | 0.080487 | 0.0038489 | 0.0027673 | 0.0020456 | 0.0020526 | 0.080487 | 0.0038489 | 0.0027673 | 0.0020456 | 0.0020526 | 100000 | 100000 | 0 | 0 | 0
4046 |  |  |  | 9795.2055 |  |  |  |  | 4200.3371 | 4524.2196 | 4848.1021 | 5171.9846 | 5495.8671 | 11705.231 | 11388.9958 | 11072.7607 | 10756.5256 | 10440.2904 |  | 0.16964 |  |  |  |  | 1 | 1 | 1 | 1 | 1 | [5 empty] | 6.7406 | 12.7913 | 570.7763 | 26826.484 | 684.9315 | 0.080717 | 0.0038516 | 0.0027817 | 0.0020439 | 0.0020578 | 0.080717 | 0.0038516 | 0.0027817 | 0.0020439 | 0.0020578 | 100000 | 100000 | 0 | 0 | 0
4047 |  |  |  | 9795.2055 |  |  |  |  | 3898.089 | 4325.6415 | 4753.194 | 5180.7465 | 5608.299 | 11864.6251 | 11544.0837 | 11223.5423 | 10903.0008 | 10582.4594 |  | 0.08315 |  |  |  |  | 1 | 1 | 1 | 1 | 1 | [5 empty] | 6.0473 | 13.3931 | 570.7763 | 26826.484 | 684.9315 | 0.075088 | 0.0035744 | 0.0027858 | 0.0020358 | 0.002085 | 0.075088 | 0.0035744 | 0.0027858 | 0.0020358 | 0.002085 | 100000 | 100000 | 0 | 0 | 0
4048 |  |  |  | 9795.2055 |  |  |  |  | 3902.6455 | 4513.1221 | 5123.5988 | 5734.0755 | 6344.5521 | 12400.0033 | 12064.9978 | 11729.9923 | 11394.9868 | 11059.9813 |  | 0.1856 |  |  |  |  | 1 | 1 | 1 | 1 | 1 | [5 empty] | 6.5394 | 13.8142 | 570.7763 | 26826.484 | 684.9315 | 0.074835 | 0.004053 | 0.0027592 | 0.0020182 | 0.0022344 | 0.074835 | 0.004053 | 0.0027592 | 0.0020182 | 0.0022344 | 100000 | 100000 | 0 | 0 | 0
4049 |  |  |  | 9795.2055 |  |  |  |  | 4262.6093 | 5048.9418 | 5835.2743 | 6621.6068 | 7407.9393 | 13111.6548 | 12757.4229 | 12403.191 | 12048.9591 | 11694.7273 |  | 0.23669 |  |  |  |  | 1 | 1 | 1 | 1 | 1 | [5 empty] | 6.4705 | 14.0533 | 570.7763 | 26826.484 | 684.9315 | 0.080392 | 0.01001 | 0.0030169 | 0.0039536 | 0.0079804 | 0.080392 | 0.01001 | 0.0030169 | 0.0039536 | 0.0079804 | 100000 | 100000 | 0 | 0 | 0
4050 |  |  |  | 9795.2055 |  |  |  |  | 4849.6388 | 5682.8555 | 6516.0722 | 7349.2888 | 8182.5055 | 14073.6512 | 13693.4295 | 13313.2078 | 12932.9861 | 12552.7644 |  | 0.10547 |  |  |  |  | 1 | 1 | 1 | 1 | 1 | [5 empty] | 5.9685 | 14.0255 | 570.7763 | 26826.484 | 684.9315 | 0.079933 | 0.01269 | 0.012741 | 0.010455 | 0.012751 | 0.079933 | 0.01269 | 0.012741 | 0.010454 | 0.012751 | 100000 | 100000 | 0 | 0 | 0
4051 |  |  |  | 9795.2055 |  |  |  |  | 5258.2053 | 6012.9953 | 6767.7853 | 7522.5753 | 8277.3653 | 15284.1165 | 14871.1922 | 14458.2678 | 14045.3435 | 13632.4192 |  | 0.03764 |  |  |  |  | 1 | 1 | 1 | 1 | 1 | [5 empty] | 5.5032 | 14.1023 | 570.7763 | 26826.484 | 684.9315 | 0.080062 | 0.013413 | 0.013505 | 0.017325 | 0.036471 | 0.080062 | 0.013413 | 0.013505 | 0.017325 | 0.036471 | 100000 | 100000 | 0 | 0 | 0
4052 |  |  |  | 9795.2055 |  |  |  |  | 5245.2953 | 5863.9111 | 6482.5269 | 7101.1428 | 7719.7586 | 15263.4915 | 14851.1244 | 14438.7573 | 14026.3902 | 13614.023 |  | 0 |  |  |  |  | 1 | 1 | 1 | 1 | 1 | [5 empty] | 5.1599 | 13.3546 | 570.7763 | 26826.484 | 684.9315 | 0.079614 | 0.01311 | 0.013132 | 0.023077 | 0.039427 | 0.079614 | 0.013109 | 0.013132 | 0.023077 | 0.039427 | 100000 | 100000 | 0 | 0 | 0
4053 |  |  |  | 9795.2055 |  |  |  |  | 5138.9768 | 5693.0802 | 6247.1835 | 6801.2868 | 7355.3902 | 14188.0462 | 13804.734 | 13421.4217 | 13038.1094 | 12654.7971 |  | 0 |  |  |  |  | 1 | 1 | 1 | 1 | 1 | [5 empty] | 4.3834 | 13.3972 | 570.7763 | 26826.484 | 684.9315 | 0.08095 | 0.013398 | 0.013448 | 0.024892 | 0.039394 | 0.08095 | 0.013398 | 0.013448 | 0.024892 | 0.039394 | 100000 | 100000 | 0 | 0 | 0
4054 |  |  |  | 9795.2055 |  |  |  |  | 4946.8443 | 5414.1884 | 5881.5326 | 6348.8768 | 6816.2209 | 10795.7481 | 10504.084 | 10212.42 | 9920.756 | 9629.0919 |  | 0 |  |  |  |  | 1 | 1 | 1 | 1 | 1 | [5 empty] | 3.8397 | 13.6309 | 570.7763 | 26826.484 | 684.9315 | 0.080691 | 0.013275 | 0.013454 | 0.024564 | 0.039359 | 0.080691 | 0.013275 | 0.013454 | 0.024564 | 0.03936 | 100000 | 100000 | 0 | 0 | 0
4055 |  |  |  | 9795.2055 |  |  |  |  | 3596.6003 | 3973.9953 | 4351.3903 | 4728.7853 | 5106.1803 | 6367.3784 | 6195.3537 | 6023.329 | 5851.3043 | 5679.2797 |  | 0 |  |  |  |  | 1 | 1 | 1 | 1 | 1 | [5 empty] | 4.2069 | 13.9616 | 570.7763 | 26826.484 | 684.9315 | 0.087429 | 0.01335 | 0.014011 | 0.026422 | 0.039333 | 0.087429 | 0.01335 | 0.014011 | 0.026422 | 0.039333 | 100000 | 100000 | 0 | 0 | 0
4056 |  |  |  | 9795.2055 |  |  |  |  | 2815.9243 | 3122.0968 | 3428.2693 | 3734.4418 | 4040.6143 | 6058.8941 | 5895.2036 | 5731.5131 | 5567.8226 | 5404.1321 |  | 0 |  |  |  |  | 1 | 1 | 1 | 1 | 1 | [5 empty] | 2.6973 | 14.1745 | 570.7763 | 26826.484 | 684.9315 | 0.087962 | 0.013868 | 0.013916 | 0.026942 | 0.039631 | 0.087962 | 0.013868 | 0.013916 | 0.026942 | 0.039631 | 100000 | 100000 | 0 | 0 | 0
4057 |  |  |  | 9795.2055 |  |  |  |  | 2187.7216 | 2354.6116 | 2521.5016 | 2688.3916 | 2855.2816 | 6495.0639 | 6319.5896 | 6144.1152 | 5968.6409 | 5793.1666 |  | 0 |  |  |  |  | 1 | 1 | 1 | 1 | 1 | [5 empty] | 2.1862 | 14.2262 | 570.7763 | 26826.484 | 684.9315 | 0.087871 | 0.013963 | 0.019875 | 0.027076 | 0.03985 | 0.087871 | 0.013963 | 0.019875 | 0.027076 | 0.03985 | 100000 | 100000 | 0 | 0 | 0
4058 |  |  |  | 9795.2055 |  |  |  |  | 1967.9643 | 2077.7118 | 2187.4593 | 2297.2068 | 2406.9543 | 6762.6684 | 6579.9643 | 6397.2602 | 6214.5562 | 6031.8521 |  | 0 |  |  |  |  | 1 | 1 | 1 | 1 | 1 | [5 empty] | 1.5168 | 14.064 | 570.7763 | 26826.484 | 684.9315 | 0.08767 | 0.013835 | 0.019854 | 0.027363 | 0.039825 | 0.08767 | 0.013835 | 0.019854 | 0.027363 | 0.039825 | 100000 | 100000 | 0 | 0 | 0
4059 |  |  |  | 9795.2055 |  |  |  |  | 1887.6392 | 1943.4617 | 1999.2842 | 2055.1067 | 2110.9292 | 7940.7283 | 7726.197 | 7511.6658 | 7297.1346 | 7082.6034 |  | 0 |  |  |  |  | 1 | 1 | 1 | 1 | 1 | [5 empty] | 3.7803 | 14.2555 | 570.7763 | 26826.484 | 684.9315 | 0.088854 | 0.013811 | 0.01988 | 0.027463 | 0.03983 | 0.088854 | 0.013811 | 0.01988 | 0.027463 | 0.03983 | 100000 | 100000 | 0 | 0 | 0
4060 |  |  |  | 9795.2055 |  |  |  |  | 1934.6218 | 1985.9343 | 2037.2468 | 2088.5593 | 2139.8718 | 11232.0669 | 10928.615 | 10625.1631 | 10321.7113 | 10018.2594 |  | 0 |  |  |  |  | 1 | 1 | 1 | 1 | 1 | [5 empty] | 5.281 | 13.7438 | 570.7763 | 26826.484 | 684.9315 | 0.087935 | 0.01294 | 0.019094 | 0.024808 | 0.039353 | 0.087935 | 0.01294 | 0.019094 | 0.024808 | 0.039353 | 100000 | 100000 | 0 | 0 | 0
4061 |  |  |  | 9795.2055 |  |  |  |  | 2205.1506 | 2255.9681 | 2306.7856 | 2357.6031 | 2408.4206 | 18764.1974 | 18257.2532 | 17750.3091 | 17243.3649 | 16736.4207 |  | 0 |  |  |  |  | 1 | 1 | 1 | 1 | 1 | [5 empty] | 6.5452 | 13.7647 | 570.7763 | 26826.484 | 684.9315 | 0.089888 | 0.012666 | 0.009321 | 0.025188 | 0.039729 | 0.089888 | 0.012666 | 0.009321 | 0.025188 | 0.039729 | 100000 | 100000 | 0 | 0 | 0
4062 |  |  |  | 9795.2055 |  |  |  |  | 2612.0805 | 2653.7405 | 2695.4005 | 2737.0605 | 2778.7205 | 22985.005 | 22364.0291 | 21743.0532 | 21122.0774 | 20501.1015 |  | 0.00664 |  |  |  |  | 1 | 1 | 1 | 1 | 1 | [5 empty] | 6.907 | 12.6964 | 570.7763 | 26826.484 | 684.9315 | 0.091694 | 0.012258 | 0.0079552 | 0.020871 | 0.038982 | 0.091694 | 0.012258 | 0.0079552 | 0.020871 | 0.038982 | 100000 | 100000 | 0 | 0 | 0
4063 |  |  |  | 9795.2055 |  |  |  |  | 2978.09 | 3019.2 | 3060.31 | 3101.42 | 3142.53 | 23155.4525 | 22529.8717 | 21904.2909 | 21278.7101 | 20653.1293 |  | 0.02112 |  |  |  |  | 1 | 1 | 1 | 1 | 1 | [5 empty] | 6.5033 | 12.6193 | 570.7763 | 26826.484 | 684.9315 | 0.088673 | 0.0065837 | 0.0026063 | 0.0077385 | 0.036382 | 0.088673 | 0.0065837 | 0.0026062 | 0.0077385 | 0.036382 | 100000 | 100000 | 0 | 0 | 0
4064 |  |  |  | 9795.2055 |  |  |  |  | 3309.2415 | 3386.2115 | 3463.1815 | 3540.1515 | 3617.1215 | 20292.7106 | 19744.4713 | 19196.2319 | 18647.9926 | 18099.7532 |  | 0.06465 |  |  |  |  | 1 | 1 | 1 | 1 | 1 | [5 empty] | 6.4416 | 11.8309 | 570.7763 | 26826.484 | 684.9315 | 0.079791 | 0.0042082 | 0.0019141 | 0.0019021 | 0.0028707 | 0.079791 | 0.0042082 | 0.0019141 | 0.0019021 | 0.0028707 | 100000 | 100000 | 0 | 0 | 0
4065 |  |  |  | 9795.2055 |  |  |  |  | 3970.7867 | 4095.3567 | 4219.9267 | 4344.4967 | 4469.0667 | 18810.8568 | 18302.6521 | 17794.4474 | 17286.2426 | 16778.0379 |  | 0.07398 |  |  |  |  | 1 | 1 | 1 | 1 | 1 | [5 empty] | 5.958 | 11.9802 | 570.7763 | 26826.484 | 684.9315 | 0.066152 | 0.0036947 | 0.00099135 | 0.00076407 | 0.0014431 | 0.066152 | 0.0036947 | 0.00099135 | 0.00076407 | 0.0014431 | 100000 | 100000 | 0 | 0 | 0
4066 |  |  |  | 9795.2055 |  |  |  |  | 4452.7371 | 4711.0346 | 4969.3321 | 5227.6296 | 5485.9271 | 17493.7597 | 17021.1384 | 16548.5171 | 16075.8958 | 15603.2745 |  | 0.15895 |  |  |  |  | 1 | 1 | 1 | 1 | 1 | [5 empty] | 5.5797 | 12.1083 | 570.7763 | 26826.484 | 684.9315 | 0.060969 | 0.0022968 | 0.00063342 | 0.00052024 | 0.00066616 | 0.060969 | 0.0022968 | 0.00063342 | 0.00052024 | 0.00066616 | 100000 | 100000 | 0 | 0 | 0
4067 |  |  |  | 9795.2055 |  |  |  |  | 4903.6185 | 5232.8635 | 5562.1085 | 5891.3535 | 6220.5985 | 16024.2877 | 15591.3665 | 15158.4452 | 14725.524 | 14292.6028 |  | 0.06146 |  |  |  |  | 1 | 1 | 1 | 1 | 1 | [5 empty] | 5.7621 | 11.979 | 570.7763 | 26826.484 | 684.9315 | 0.060717 | 0.0019926 | 0.00064098 | 0.000522 | 0.00052419 | 0.060717 | 0.0019926 | 0.00064098 | 0.00052199 | 0.00052419 | 100000 | 100000 | 0 | 0 | 0
4068 |  |  |  | 9795.2055 |  |  |  |  | 4963.4834 | 5404.5109 | 5845.5384 | 6286.5659 | 6727.5934 | 15266.2219 | 14853.781 | 14441.3402 | 14028.8993 | 13616.4584 |  | 0.22305 |  |  |  |  | 1 | 1 | 1 | 1 | 1 | [5 empty] | 6.1726 | 12.14 | 570.7763 | 26826.484 | 684.9315 | 0.05429 | 0.0020337 | 0.0006497 | 0.00052775 | 0.00052863 | 0.05429 | 0.0020337 | 0.00064971 | 0.00052775 | 0.00052863 | 100000 | 100000 | 0 | 0 | 0
4069 |  |  |  | 9795.2055 |  |  |  |  | 4788.4353 | 5299.9153 | 5811.3953 | 6322.8753 | 6834.3553 | 14935.7528 | 14532.2401 | 14128.7273 | 13725.2146 | 13321.7019 |  | 0.25417 |  |  |  |  | 1 | 1 | 1 | 1 | 1 | [5 empty] | 6.2543 | 12.0098 | 570.7763 | 26826.484 | 684.9315 | 0.05422 | 0.002034 | 0.00064922 | 0.0005256 | 0.00053528 | 0.05422 | 0.002034 | 0.00064922 | 0.0005256 | 0.00053528 | 100000 | 100000 | 0 | 0 | 0
4070 |  |  |  | 9795.2055 |  |  |  |  | 4949.8433 | 5458.1058 | 5966.3683 | 6474.6308 | 6982.8933 | 14572.903 | 14179.1932 | 13785.4834 | 13391.7736 | 12998.0638 |  | 0.10054 |  |  |  |  | 1 | 1 | 1 | 1 | 1 | [5 empty] | 5.8695 | 11.8902 | 570.7763 | 26826.484 | 684.9315 | 0.053589 | 0.002171 | 0.00064762 | 0.00052176 | 0.00067225 | 0.053589 | 0.0021709 | 0.00064762 | 0.00052176 | 0.00067225 | 100000 | 100000 | 0 | 0 | 0
4071 |  |  |  | 9795.2055 |  |  |  |  | 5121.8602 | 5611.506 | 6101.1518 | 6590.7977 | 7080.4435 | 14772.8931 | 14373.7803 | 13974.6675 | 13575.5546 | 13176.4418 |  | 0.21152 |  |  |  |  | 1 | 1 | 1 | 1 | 1 | [5 empty] | 5.8516 | 11.6937 | 570.7763 | 26826.484 | 684.9315 | 0.056179 | 0.0021063 | 0.00063229 | 0.00051865 | 0.00076311 | 0.056179 | 0.0021063 | 0.00063229 | 0.00051865 | 0.00076311 | 100000 | 100000 | 0 | 0 | 0
4072 |  |  |  | 9795.2055 |  |  |  |  | 5171.1161 | 5641.6228 | 6112.1294 | 6582.6361 | 7053.1428 | 15442.3897 | 15025.1894 | 14607.989 | 14190.7887 | 13773.5884 |  | 0.28205 |  |  |  |  | 1 | 1 | 1 | 1 | 1 | [5 empty] | 5.6427 | 11.2959 | 570.7763 | 26826.484 | 684.9315 | 0.059472 | 0.002815 | 0.0011198 | 0.001119 | 0.0013046 | 0.059472 | 0.002815 | 0.0011198 | 0.001119 | 0.0013046 | 100000 | 100000 | 0 | 0 | 0
4073 |  |  |  | 9795.2055 |  |  |  |  | 5484.8386 | 5964.9694 | 6445.1002 | 6925.2311 | 7405.3619 | 16329.9785 | 15888.7986 | 15447.6186 | 15006.4387 | 14565.2588 |  | 0.16188 |  |  |  |  | 1 | 1 | 1 | 1 | 1 | [5 empty] | 5.4459 | 10.5397 | 570.7763 | 26826.484 | 684.9315 | 0.0732 | 0.0066606 | 0.0018687 | 0.0023267 | 0.0035863 | 0.0732 | 0.0066606 | 0.0018687 | 0.0023267 | 0.0035863 | 100000 | 100000 | 0 | 0 | 0
4074 |  |  |  | 9795.2055 |  |  |  |  | 5602.295 | 6122.3 | 6642.305 | 7162.31 | 7682.315 | 17528.0374 | 17054.49 | 16580.9427 | 16107.3953 | 15633.8479 |  | 0.02599 |  |  |  |  | 1 | 1 | 1 | 1 | 1 | [5 empty] | 5.0894 | 10.1615 | 570.7763 | 26826.484 | 684.9315 | 0.090678 | 0.034834 | 0.00486 | 0.011166 | 0.040831 | 0.090678 | 0.034835 | 0.00486 | 0.011166 | 0.040831 | 100000 | 100000 | 0 | 0 | 0
4075 |  |  |  | 9795.2055 |  |  |  |  | 5434.8248 | 5918.3107 | 6401.7965 | 6885.2823 | 7368.7682 | 19035.6105 | 18521.3337 | 18007.0569 | 17492.7801 | 16978.5033 |  | 0.00304 |  |  |  |  | 1 | 1 | 1 | 1 | 1 | [5 empty] | 5.1143 | 10.556 | 570.7763 | 26826.484 | 684.9315 | 0.09921 | 0.046099 | 0.011965 | 0.041759 | 0.044336 | 0.09921 | 0.046099 | 0.011965 | 0.041759 | 0.044336 | 100000 | 100000 | 0 | 0 | 0
4076 |  |  |  | 9795.2055 |  |  |  |  | 5147.6248 | 5565.5531 | 5983.4815 | 6401.4098 | 6819.3381 | 19006.0973 | 18492.6178 | 17979.1384 | 17465.6589 | 16952.1794 |  | 0 |  |  |  |  | 1 | 1 | 1 | 1 | 1 | [5 empty] | 6.3797 | 9.9604 | 570.7763 | 26826.484 | 684.9315 | 0.099212 | 0.076733 | 0.012508 | 0.042698 | 0.044271 | 0.099212 | 0.076733 | 0.012508 | 0.042698 | 0.044271 | 100000 | 100000 | 0 | 0 | 0
4077 |  |  |  | 9795.2055 |  |  |  |  | 4983.9435 | 5392.3569 | 5800.7702 | 6209.1835 | 6617.5969 | 17662.3397 | 17185.1639 | 16707.9882 | 16230.8124 | 15753.6367 |  | 0 |  |  |  |  | 1 | 1 | 1 | 1 | 1 | [5 empty] | 7.1591 | 10.0462 | 570.7763 | 26826.484 | 684.9315 | 0.099024 | 0.047561 | 0.012493 | 0.042596 | 0.044273 | 0.099024 | 0.047561 | 0.012493 | 0.042596 | 0.044273 | 100000 | 100000 | 0 | 0 | 0
4078 |  |  |  | 9795.2055 |  |  |  |  | 5020.3171 | 5377.253 | 5734.1888 | 6091.1246 | 6448.0605 | 13430.1062 | 13067.2708 | 12704.4355 | 12341.6001 | 11978.7648 |  | 0 |  |  |  |  | 1 | 1 | 1 | 1 | 1 | [5 empty] | 7.5908 | 10.1323 | 570.7763 | 26826.484 | 684.9315 | 0.098766 | 0.047228 | 0.012482 | 0.042348 | 0.044249 | 0.098766 | 0.047228 | 0.012482 | 0.042348 | 0.044249 | 100000 | 100000 | 0 | 0 | 0
4079 |  |  |  | 9795.2055 |  |  |  |  | 4038.9872 | 4388.9381 | 4738.8889 | 5088.8397 | 5438.7906 | 7912.1856 | 7698.4255 | 7484.6655 | 7270.9054 | 7057.1453 |  | 0 |  |  |  |  | 1 | 1 | 1 | 1 | 1 | [5 empty] | 7.823 | 10.3706 | 570.7763 | 26826.484 | 684.9315 | 0.097344 | 0.04727 | 0.012479 | 0.042363 | 0.044261 | 0.097344 | 0.04727 | 0.012479 | 0.042363 | 0.044261 | 100000 | 100000 | 0 | 0 | 0
4080 |  |  |  | 9795.2055 |  |  |  |  | 3055.7913 | 3437.8063 | 3819.8213 | 4201.8363 | 4583.8513 | 7094.5317 | 6902.8618 | 6711.192 | 6519.5221 | 6327.8522 |  | 0 |  |  |  |  | 1 | 1 | 1 | 1 | 1 | [5 empty] | 7.9934 | 9.7632 | 570.7763 | 26826.484 | 684.9315 | 0.096329 | 0.047119 | 0.012471 | 0.042364 | 0.044246 | 0.096329 | 0.047119 | 0.012471 | 0.042364 | 0.044246 | 100000 | 100000 | 0 | 0 | 0
4081 |  |  |  | 9795.2055 |  |  |  |  | 2504.5238 | 2816.9663 | 3129.4088 | 3441.8513 | 3754.2938 | 7608.5018 | 7402.9462 | 7197.3906 | 6991.835 | 6786.2795 |  | 0 |  |  |  |  | 1 | 1 | 1 | 1 | 1 | [5 empty] | 9.1779 | 9.2008 | 570.7763 | 26826.484 | 684.9315 | 0.096987 | 0.047179 | 0.012549 | 0.042358 | 0.044274 | 0.096987 | 0.047179 | 0.012549 | 0.042358 | 0.044274 | 100000 | 100000 | 0 | 0 | 0
4082 |  |  |  | 9795.2055 |  |  |  |  | 2209.6071 | 2424.0996 | 2638.5921 | 2853.0846 | 3067.5771 | 7924.4561 | 7710.3645 | 7496.2729 | 7282.1813 | 7068.0897 |  | 0 |  |  |  |  | 1 | 1 | 1 | 1 | 1 | [5 empty] | 9.0855 | 7.2905 | 570.7763 | 26826.484 | 684.9315 | 0.097074 | 0.047198 | 0.012545 | 0.04234 | 0.044275 | 0.097074 | 0.047198 | 0.012545 | 0.04234 | 0.044275 | 100000 | 100000 | 0 | 0 | 0
4083 |  |  |  | 9795.2055 |  |  |  |  | 2116.5948 | 2214.9307 | 2313.2665 | 2411.6023 | 2509.9382 | 9305.7345 | 9054.3255 | 8802.9165 | 8551.5076 | 8300.0986 |  | 0 |  |  |  |  | 1 | 1 | 1 | 1 | 1 | [5 empty] | 8.3784 | 6.8436 | 570.7763 | 26826.484 | 684.9315 | 0.097118 | 0.04723 | 0.012564 | 0.042332 | 0.044303 | 0.097118 | 0.04723 | 0.012564 | 0.042332 | 0.044303 | 100000 | 100000 | 0 | 0 | 0
4084 |  |  |  | 9795.2055 |  |  |  |  | 2174.822 | 2230.067 | 2285.312 | 2340.557 | 2395.802 | 13161.8656 | 12806.2772 | 12450.6888 | 12095.1004 | 11739.512 |  | 0 |  |  |  |  | 1 | 1 | 1 | 1 | 1 | [5 empty] | 8.1918 | 6.1625 | 570.7763 | 26826.484 | 684.9315 | 0.095853 | 0.047281 | 0.013 | 0.042221 | 0.044137 | 0.095853 | 0.047281 | 0.013 | 0.042221 | 0.044137 | 100000 | 100000 | 0 | 0 | 0
4085 |  |  |  | 9795.2055 |  |  |  |  | 2370.677 | 2413.437 | 2456.197 | 2498.957 | 2541.717 | 22001.4735 | 21407.0693 | 20812.665 | 20218.2608 | 19623.8565 |  | 0 |  |  |  |  | 1 | 1 | 1 | 1 | 1 | [5 empty] | 7.8306 | 5.5159 | 570.7763 | 26826.484 | 684.9315 | 0.09778 | 0.047538 | 0.013162 | 0.04217 | 0.043737 | 0.09778 | 0.047537 | 0.013162 | 0.04217 | 0.043737 | 100000 | 100000 | 0 | 0 | 0
4086 |  |  |  | 9795.2055 |  |  |  |  | 2645.9326 | 2687.0426 | 2728.1526 | 2769.2626 | 2810.3726 | 26956.4351 | 26228.1648 | 25499.8945 | 24771.6242 | 24043.3539 |  | 0.05827 |  |  |  |  | 1 | 1 | 1 | 1 | 1 | [5 empty] | 3.0227 | 5.4492 | 570.7763 | 26826.484 | 684.9315 | 0.09626 | 0.045103 | 0.012948 | 0.041925 | 0.043572 | 0.09626 | 0.045103 | 0.012948 | 0.041925 | 0.043572 | 100000 | 100000 | 0 | 0 | 0
4087 |  |  |  | 9795.2055 |  |  |  |  | 3277.3569 | 3317.7794 | 3358.2019 | 3398.6244 | 3439.0469 | 27164.2211 | 26430.3371 | 25696.4532 | 24962.5692 | 24228.6852 |  | 0.12192 |  |  |  |  | 1 | 1 | 1 | 1 | 1 | [5 empty] | 0.50066 | 5.0144 | 570.7763 | 26826.484 | 684.9315 | 0.095923 | 0.026075 | 0.0089563 | 0.038707 | 0.042679 | 0.095923 | 0.026075 | 0.0089563 | 0.038707 | 0.042679 | 100000 | 100000 | 0 | 0 | 0
4088 |  |  |  | 9795.2055 |  |  |  |  | 4239.9955 | 4280.8305 | 4321.6655 | 4362.5005 | 4403.3355 | 23797.7937 | 23154.859 | 22511.9244 | 21868.9897 | 21226.0551 |  | 0.22305 |  |  |  |  | 1 | 1 | 1 | 1 | 1 | [5 empty] | 0.93779 | 5.2751 | 570.7763 | 26826.484 | 684.9315 | 0.09364 | 0.013049 | 0.0058563 | 0.0064841 | 0.0079973 | 0.09364 | 0.013049 | 0.0058563 | 0.0064841 | 0.0079973 | 100000 | 100000 | 0 | 0 | 0
4089 |  |  |  | 9795.2055 |  |  |  |  | 5133.8201 | 5193.3001 | 5252.7801 | 5312.2601 | 5371.7401 | 22058.1328 | 21462.1978 | 20866.2628 | 20270.3278 | 19674.3928 |  | 0.1092 |  |  |  |  | 1 | 1 | 1 | 1 | 1 | [5 empty] | 2.1916 | 5.142 | 570.7763 | 26826.484 | 684.9315 | 0.089423 | 0.010646 | 0.0040769 | 0.002081 | 0.0022224 | 0.089423 | 0.010646 | 0.0040769 | 0.002081 | 0.0022224 | 100000 | 100000 | 0 | 0 | 0
4090 |  |  |  | 9795.2055 |  |  |  |  | 5756.1701 | 5830.4176 | 5904.6651 | 5978.9126 | 6053.1601 | 20511.7617 | 19957.6043 | 19403.447 | 18849.2896 | 18295.1323 |  | 0.11579 |  |  |  |  | 1 | 1 | 1 | 1 | 1 | [5 empty] | 3.4709 | 4.3879 | 570.7763 | 26826.484 | 684.9315 | 0.087987 | 0.007722 | 0.0018012 | 0.00083168 | 0.00083858 | 0.087987 | 0.007722 | 0.0018012 | 0.00083168 | 0.00083859 | 100000 | 100000 | 0 | 0 | 0
4091 |  |  |  | 9795.2055 |  |  |  |  | 6385.3258 | 6501.2058 | 6617.0858 | 6732.9658 | 6848.8458 | 18786.2258 | 18278.6865 | 17771.1472 | 17263.6079 | 16756.0686 |  | 0.39623 |  |  |  |  | 1 | 1 | 1 | 1 | 1 | [5 empty] | 4.4243 | 4.389 | 570.7763 | 26826.484 | 684.9315 | 0.087634 | 0.0068441 | 0.0015859 | 0.00066876 | 0.00068857 | 0.087634 | 0.0068441 | 0.0015859 | 0.00066876 | 0.00068857 | 100000 | 100000 | 0 | 0 | 0
4092 |  |  |  | 9795.2055 |  |  |  |  | 6277.9458 | 6448.8783 | 6619.8108 | 6790.7433 | 6961.6758 | 17895.1283 | 17411.6634 | 16928.1985 | 16444.7336 | 15961.2687 |  | 0.10312 |  |  |  |  | 1 | 1 | 1 | 1 | 1 | [5 empty] | 5.9013 | 5.2236 | 570.7763 | 26826.484 | 684.9315 | 0.087688 | 0.0068147 | 0.0015816 | 0.00065631 | 0.00068586 | 0.087688 | 0.0068147 | 0.0015816 | 0.00065631 | 0.00068586 | 100000 | 100000 | 0 | 0 | 0
4093 |  |  |  | 9795.2055 |  |  |  |  | 5623.8356 | 5863.0756 | 6102.3156 | 6341.5556 | 6580.7956 | 17508.6018 | 17035.5795 | 16562.5572 | 16089.5349 | 15616.5126 |  | 0.06884 |  |  |  |  | 1 | 1 | 1 | 1 | 1 | [5 empty] | 5.8924 | 7.5639 | 570.7763 | 26826.484 | 684.9315 | 0.08796 | 0.0068258 | 0.0015967 | 0.00066062 | 0.00068973 | 0.08796 | 0.0068258 | 0.0015967 | 0.00066062 | 0.00068973 | 100000 | 100000 | 0 | 0 | 0
4094 |  |  |  | 9795.2055 |  |  |  |  | 5213.2207 | 5544.6932 | 5876.1657 | 6207.6382 | 6539.1107 | 17084.3731 | 16622.8121 | 16161.251 | 15699.6899 | 15238.1288 |  | 0.06799 |  |  |  |  | 1 | 1 | 1 | 1 | 1 | [5 empty] | 6.4566 | 9.3196 | 570.7763 | 26826.484 | 684.9315 | 0.088013 | 0.0068254 | 0.0016024 | 0.00067984 | 0.00069946 | 0.088013 | 0.0068254 | 0.0016024 | 0.00067984 | 0.00069946 | 100000 | 100000 | 0 | 0 | 0
4095 |  |  |  | 9795.2055 |  |  |  |  | 5015.8534 | 5331.1559 | 5646.4584 | 5961.7609 | 6277.0634 | 17320.1441 | 16852.2133 | 16384.2825 | 15916.3517 | 15448.4209 |  | 0.05029 |  |  |  |  | 1 | 1 | 1 | 1 | 1 | [5 empty] | 5.2941 | 10.2552 | 570.7763 | 26826.484 | 684.9315 | 0.088032 | 0.0088493 | 0.0017938 | 0.0010597 | 0.00092168 | 0.088032 | 0.0088493 | 0.0017938 | 0.0010597 | 0.00092168 | 100000 | 100000 | 0 | 0 | 0
4096 |  |  |  | 9795.2055 |  |  |  |  | 4999.2171 | 5351.3129 | 5703.4087 | 6055.5046 | 6407.6004 | 18107.5342 | 17618.3308 | 17129.1275 | 16639.9241 | 16150.7207 |  | 0.06655 |  |  |  |  | 1 | 1 | 1 | 1 | 1 | [5 empty] | 6.2725 | 11.339 | 570.7763 | 26826.484 | 684.9315 | 0.087901 | 0.010393 | 0.0036218 | 0.0020726 | 0.0021542 | 0.087901 | 0.010393 | 0.0036218 | 0.0020726 | 0.0021542 | 100000 | 100000 | 0 | 0 | 0
4097 |  |  |  | 9795.2055 |  |  |  |  | 5324.3817 | 5717.7267 | 6111.0717 | 6504.4167 | 6897.7617 | 19149.4403 | 18632.0882 | 18114.7361 | 17597.384 | 17080.0319 |  | 0.0635 |  |  |  |  | 1 | 1 | 1 | 1 | 1 | [5 empty] | 6.1323 | 11.7596 | 570.7763 | 26826.484 | 684.9315 | 0.089008 | 0.012421 | 0.0060804 | 0.0071701 | 0.0084062 | 0.089008 | 0.012421 | 0.0060804 | 0.0071701 | 0.0084062 | 100000 | 100000 | 0 | 0 | 0
4098 |  |  |  | 9795.2055 |  |  |  |  | 5559.5589 | 6072.6889 | 6585.8189 | 7098.9489 | 7612.0789 | 20554.2959 | 19998.9894 | 19443.6829 | 18888.3764 | 18333.07 |  | 0.05044 |  |  |  |  | 1 | 1 | 1 | 1 | 1 | [5 empty] | 5.9714 | 12.9632 | 570.7763 | 26826.484 | 684.9315 | 0.09856 | 0.042415 | 0.039014 | 0.040586 | 0.043148 | 0.09856 | 0.042415 | 0.039014 | 0.040586 | 0.043148 | 100000 | 100000 | 0 | 0 | 0
4099 |  |  |  | 9795.2055 |  |  |  |  | 5434.0302 | 5954.9702 | 6475.9102 | 6996.8502 | 7517.7902 | 22322.1538 | 21719.0859 | 21116.018 | 20512.95 | 19909.8821 |  | 0.0035 |  |  |  |  | 1 | 1 | 1 | 1 | 1 | [5 empty] | 5.9297 | 12.2027 | 570.7763 | 26826.484 | 684.9315 | 0.10396 | 0.088039 | 0.062722 | 0.043613 | 0.044771 | 0.10396 | 0.088039 | 0.062722 | 0.043613 | 0.044771 | 100000 | 100000 | 0 | 0 | 0
4100 |  |  |  | 9795.2055 |  |  |  |  | 5240.4438 | 5728.7972 | 6217.1505 | 6705.5038 | 7193.8572 | 22284.2926 | 21682.2476 | 21080.2025 | 20478.1575 | 19876.1124 |  | 0 |  |  |  |  | 1 | 1 | 1 | 1 | 1 | [5 empty] | 8.6151 | 11.0668 | 570.7763 | 26826.484 | 684.9315 | 0.10655 | 0.093077 | 0.072208 | 0.046236 | 0.045815 | 0.10655 | 0.093077 | 0.072208 | 0.046236 | 0.045815 | 100000 | 100000 | 0 | 0 | 0
4101 |  |  |  | 9795.2055 |  |  |  |  | 5053.6632 | 5448.4657 | 5843.2682 | 6238.0707 | 6632.8732 | 20704.8393 | 20145.4657 | 19586.092 | 19026.7184 | 18467.3448 |  | 0 |  |  |  |  | 1 | 1 | 1 | 1 | 1 | [5 empty] | 9.3799 | 10.0632 | 570.7763 | 26826.484 | 684.9315 | 0.10697 | 0.092754 | 0.073401 | 0.047167 | 0.045822 | 0.10697 | 0.092754 | 0.073401 | 0.047167 | 0.045822 | 100000 | 100000 | 0 | 0 | 0
4102 |  |  |  | 9795.2055 |  |  |  |  | 4854.0273 | 5175.2148 | 5496.4023 | 5817.5898 | 6138.7773 | 15735.6997 | 15310.5751 | 14885.4506 | 14460.326 | 14035.2014 |  | 0 |  |  |  |  | 1 | 1 | 1 | 1 | 1 | [5 empty] | 11.4528 | 9.3911 | 570.7763 | 26826.484 | 684.9315 | 0.10733 | 0.092766 | 0.073271 | 0.046954 | 0.045734 | 0.10733 | 0.092766 | 0.073271 | 0.046954 | 0.045734 | 100000 | 100000 | 0 | 0 | 0
4103 |  |  |  | 9795.2055 |  |  |  |  | 3622.1827 | 3898.4927 | 4174.8027 | 4451.1127 | 4727.4227 | 9262.8822 | 9012.6309 | 8762.3797 | 8512.1284 | 8261.8771 |  | 0 |  |  |  |  | 1 | 1 | 1 | 1 | 1 | [5 empty] | 12.0293 | 8.4877 | 570.7763 | 26826.484 | 684.9315 | 0.10613 | 0.092753 | 0.073259 | 0.046562 | 0.045731 | 0.10613 | 0.092753 | 0.073259 | 0.046562 | 0.045731 | 100000 | 100000 | 0 | 0 | 0
4104 |  |  |  | 9795.2055 |  |  |  |  | 2556.0227 | 2765.0152 | 2974.0077 | 3183.0002 | 3391.9927 | 6959.4911 | 6771.4695 | 6583.448 | 6395.4264 | 6207.4049 |  | 0 |  |  |  |  | 1 | 1 | 1 | 1 | 1 | [5 empty] | 11.4935 | 7.6996 | 570.7763 | 26826.484 | 684.9315 | 0.1056 | 0.092852 | 0.073238 | 0.046571 | 0.045479 | 0.1056 | 0.092852 | 0.073238 | 0.046571 | 0.045479 | 100000 | 100000 | 0 | 0 | 0
4105 |  |  |  | 9795.2055 |  |  |  |  | 2122.8497 | 2223.8247 | 2324.7997 | 2425.7747 | 2526.7497 | 7463.2805 | 7261.6483 | 7060.0161 | 6858.3839 | 6656.7517 |  | 0 |  |  |  |  | 1 | 1 | 1 | 1 | 1 | [5 empty] | 10.5413 | 7.1013 | 570.7763 | 26826.484 | 684.9315 | 0.10519 | 0.092908 | 0.073406 | 0.046573 | 0.045601 | 0.10519 | 0.092908 | 0.073406 | 0.046573 | 0.045601 | 100000 | 100000 | 0 | 0 | 0
4106 |  |  |  | 9795.2055 |  |  |  |  | 1959.0891 | 2009.5766 | 2060.0641 | 2110.5516 | 2161.0391 | 7772.9014 | 7562.9043 | 7352.9072 | 7142.9101 | 6932.913 |  | 0 |  |  |  |  | 1 | 1 | 1 | 1 | 1 | [5 empty] | 10.281 | 7.1861 | 570.7763 | 26826.484 | 684.9315 | 0.10515 | 0.092888 | 0.073395 | 0.046578 | 0.045581 | 0.10515 | 0.092888 | 0.073395 | 0.046578 | 0.045581 | 100000 | 100000 | 0 | 0 | 0
4107 |  |  |  | 9795.2055 |  |  |  |  | 1911.5458 | 1953.4808 | 1995.4158 | 2037.3508 | 2079.2858 | 9127.6609 | 8881.0628 | 8634.4648 | 8387.8667 | 8141.2687 |  | 0 |  |  |  |  | 1 | 1 | 1 | 1 | 1 | [5 empty] | 9.9395 | 6.7752 | 570.7763 | 26826.484 | 684.9315 | 0.10514 | 0.092857 | 0.073376 | 0.046564 | 0.045568 | 0.10514 | 0.092857 | 0.073376 | 0.046564 | 0.045568 | 100000 | 100000 | 0 | 0 | 0
4108 |  |  |  | 9795.2055 |  |  |  |  | 1947.0146 | 1989.0871 | 2031.1596 | 2073.2321 | 2115.3046 | 12910.1221 | 12561.335 | 12212.5478 | 11863.7607 | 11514.9735 |  | 0 |  |  |  |  | 1 | 1 | 1 | 1 | 1 | [5 empty] | 9.9855 | 6.7506 | 570.7763 | 26826.484 | 684.9315 | 0.10255 | 0.091657 | 0.065659 | 0.045316 | 0.04532 | 0.10255 | 0.091657 | 0.065659 | 0.045316 | 0.04532 | 100000 | 100000 | 0 | 0 | 0
4109 |  |  |  | 9795.2055 |  |  |  |  | 2445.0881 | 2485.9231 | 2526.7581 | 2567.5931 | 2608.4281 | 21579.0215 | 20996.0304 | 20413.0394 | 19830.0483 | 19247.0573 |  | 0.00461 |  |  |  |  | 1 | 1 | 1 | 1 | 1 | [5 empty] | 9.2627 | 5.5644 | 570.7763 | 26826.484 | 684.9315 | 0.10486 | 0.09231 | 0.073253 | 0.047142 | 0.04544 | 0.10486 | 0.09231 | 0.073253 | 0.047142 | 0.04544 | 100000 | 100000 | 0 | 0 | 0
4110 |  |  |  | 9795.2055 |  |  |  |  | 3284.2665 | 3327.0265 | 3369.7865 | 3412.5465 | 3455.3065 | 26438.1134 | 25723.8464 | 25009.5793 | 24295.3123 | 23581.0453 |  | 0.03194 |  |  |  |  | 1 | 1 | 1 | 1 | 1 | [5 empty] | 7.151 | 5.2728 | 570.7763 | 26826.484 | 684.9315 | 0.10625 | 0.094033 | 0.077273 | 0.048266 | 0.045755 | 0.10625 | 0.094033 | 0.077273 | 0.048266 | 0.045755 | 100000 | 100000 | 0 | 0 | 0
4111 |  |  |  | 9795.2055 |  |  |  |  | 3840.4486 | 3882.9336 | 3925.4186 | 3967.9036 | 4010.3886 | 26640.9398 | 25921.1931 | 25201.4464 | 24481.6997 | 23761.953 |  | 0.11171 |  |  |  |  | 1 | 1 | 1 | 1 | 1 | [5 empty] | 4.7859 | 4.771 | 570.7763 | 26826.484 | 684.9315 | 0.10787 | 0.095742 | 0.084586 | 0.047994 | 0.046216 | 0.10787 | 0.095742 | 0.084586 | 0.047994 | 0.046216 | 100000 | 100000 | 0 | 0 | 0
4112 |  |  |  | 9795.2055 |  |  |  |  | 3626.8807 | 3677.0382 | 3727.1957 | 3777.3532 | 3827.5107 | 23340.3488 | 22709.7728 | 22079.1967 | 21448.6206 | 20818.0446 |  | 0.20066 |  |  |  |  | 1 | 1 | 1 | 1 | 1 | [5 empty] | 2.9879 | 4.1721 | 570.7763 | 26826.484 | 684.9315 | 0.10687 | 0.09286 | 0.074452 | 0.042823 | 0.043494 | 0.10687 | 0.09286 | 0.074452 | 0.042823 | 0.043494 | 100000 | 100000 | 0 | 0 | 0
4113 |  |  |  | 9795.2055 |  |  |  |  | 3585.3746 | 3660.3646 | 3735.3546 | 3810.3446 | 3885.3346 | 21634.3544 | 21049.8684 | 20465.3825 | 19880.8965 | 19296.4106 |  | 0.44566 |  |  |  |  | 1 | 1 | 1 | 1 | 1 | [5 empty] | 2.5746 | 3.7498 | 570.7763 | 26826.484 | 684.9315 | 0.1041 | 0.085068 | 0.06078 | 0.039797 | 0.041788 | 0.1041 | 0.085068 | 0.06078 | 0.039797 | 0.041788 | 100000 | 100000 | 0 | 0 | 0
4114 |  |  |  | 9795.2055 |  |  |  |  | 3830.6381 | 3935.3806 | 4040.1231 | 4144.8656 | 4249.6081 | 20117.9251 | 19574.4078 | 19030.8906 | 18487.3733 | 17943.8561 |  | 0.11788 |  |  |  |  | 1 | 1 | 1 | 1 | 1 | [5 empty] | 2.0909 | 3.7515 | 570.7763 | 26826.484 | 684.9315 | 0.10159 | 0.077549 | 0.040273 | 0.039024 | 0.04093 | 0.10159 | 0.077549 | 0.040273 | 0.039024 | 0.04093 | 100000 | 100000 | 0 | 0 | 0
4115 |  |  |  | 9795.2055 |  |  |  |  | 4309.0905 | 4472.983 | 4636.8755 | 4800.768 | 4964.6605 | 18425.8325 | 17928.0298 | 17430.2271 | 16932.4244 | 16434.6217 |  | 0.30954 |  |  |  |  | 1 | 1 | 1 | 1 | 1 | [5 empty] | 0.54718 | 4.1279 | 570.7763 | 26826.484 | 684.9315 | 0.1016 | 0.075194 | 0.03934 | 0.034211 | 0.039978 | 0.1016 | 0.075194 | 0.03934 | 0.034211 | 0.039978 | 100000 | 100000 | 0 | 0 | 0
4116 |  |  |  | 9795.2055 |  |  |  |  | 4448.702 | 4653.5695 | 4858.437 | 5063.3045 | 5268.172 | 17552.1197 | 17077.9217 | 16603.7238 | 16129.5258 | 15655.3278 |  | 0.09796 |  |  |  |  | 1 | 1 | 1 | 1 | 1 | [5 empty] | 1.8917 | 4.8215 | 570.7763 | 26826.484 | 684.9315 | 0.10149 | 0.075156 | 0.039313 | 0.034099 | 0.03994 | 0.10149 | 0.075156 | 0.039313 | 0.034099 | 0.03994 | 100000 | 100000 | 0 | 0 | 0
4117 |  |  |  | 9795.2055 |  |  |  |  | 4322.6743 | 4592.8243 | 4862.9743 | 5133.1243 | 5403.2743 | 17172.898 | 16708.9453 | 16244.9926 | 15781.0398 | 15317.0871 |  | 0.17106 |  |  |  |  | 1 | 1 | 1 | 1 | 1 | [5 empty] | 0.65717 | 5.82 | 570.7763 | 26826.484 | 684.9315 | 0.10146 | 0.075126 | 0.039292 | 0.033929 | 0.039869 | 0.10146 | 0.075126 | 0.039292 | 0.033929 | 0.039869 | 100000 | 100000 | 0 | 0 | 0
4118 |  |  |  | 9795.2055 |  |  |  |  | 4174.0069 | 4491.4544 | 4808.9019 | 5126.3494 | 5443.7969 | 16756.6657 | 16303.9581 | 15851.2505 | 15398.543 | 14945.8354 |  | 0.29489 |  |  |  |  | 1 | 1 | 1 | 1 | 1 | [5 empty] | 1.6206 | 6.5562 | 570.7763 | 26826.484 | 684.9315 | 0.10148 | 0.075207 | 0.03934 | 0.034058 | 0.039879 | 0.10148 | 0.075207 | 0.03934 | 0.034058 | 0.039879 | 100000 | 100000 | 0 | 0 | 0
4119 |  |  |  | 9795.2055 |  |  |  |  | 3873.6535 | 4298.346 | 4723.0385 | 5147.731 | 5572.4235 | 16987.7533 | 16528.8026 | 16069.8518 | 15610.9011 | 15151.9503 |  | 0.15508 |  |  |  |  | 1 | 1 | 1 | 1 | 1 | [5 empty] | 1.1031 | 6.601 | 570.7763 | 26826.484 | 684.9315 | 0.10157 | 0.075264 | 0.039374 | 0.034126 | 0.039876 | 0.10157 | 0.075264 | 0.039374 | 0.034126 | 0.039876 | 100000 | 100000 | 0 | 0 | 0
4120 |  |  |  | 9795.2055 |  |  |  |  | 3878.1815 | 4498.9698 | 5119.7581 | 5740.5465 | 6361.3348 | 17759.7326 | 17279.9256 | 16800.1186 | 16320.3117 | 15840.5047 |  | 0.27604 |  |  |  |  | 1 | 1 | 1 | 1 | 1 | [5 empty] | 4.5725 | 6.629 | 570.7763 | 26826.484 | 684.9315 | 0.1026 | 0.079772 | 0.041875 | 0.039566 | 0.041572 | 0.1026 | 0.079773 | 0.041875 | 0.039566 | 0.041572 | 100000 | 100000 | 0 | 0 | 0
4121 |  |  |  | 9795.2055 |  |  |  |  | 4235.8888 | 5011.7713 | 5787.6538 | 6563.5363 | 7339.4188 | 18781.4879 | 18274.0766 | 17766.6653 | 17259.254 | 16751.8427 |  | 0.2085 |  |  |  |  | 1 | 1 | 1 | 1 | 1 | [5 empty] | 0.87084 | 6.3816 | 570.7763 | 26826.484 | 684.9315 | 0.1066 | 0.095359 | 0.062764 | 0.041874 | 0.044467 | 0.1066 | 0.095359 | 0.062764 | 0.041874 | 0.044467 | 100000 | 100000 | 0 | 0 | 0
4122 |  |  |  | 9795.2055 |  |  |  |  | 4819.2385 | 5644.2069 | 6469.1752 | 7294.1435 | 8119.1119 | 20159.3561 | 19614.7196 | 19070.083 | 18525.4464 | 17980.8099 |  | 0.09213 |  |  |  |  | 1 | 1 | 1 | 1 | 1 | [5 empty] | 6.2843 | 6.6822 | 570.7763 | 26826.484 | 684.9315 | 0.11158 | 0.10992 | 0.097383 | 0.052836 | 0.047497 | 0.11158 | 0.10992 | 0.097383 | 0.052836 | 0.047497 | 100000 | 100000 | 0 | 0 | 0
4123 |  |  |  | 9795.2055 |  |  |  |  | 5225.2439 | 6000.7139 | 6776.1839 | 7551.6539 | 8327.1239 | 21893.2458 | 21301.7655 | 20710.2852 | 20118.8049 | 19527.3246 |  | 0.02923 |  |  |  |  | 1 | 1 | 1 | 1 | 1 | [5 empty] | 3.9943 | 6.7098 | 570.7763 | 26826.484 | 684.9315 | 0.11329 | 0.11747 | 0.098577 | 0.10005 | 0.10338 | 0.11329 | 0.11747 | 0.098577 | 0.10005 | 0.10338 | 100000 | 100000 | 0 | 0 | 0
4124 |  |  |  | 9795.2055 |  |  |  |  | 5212.4147 | 5856.1097 | 6499.8047 | 7143.4997 | 7787.1947 | 21856.5097 | 21266.0219 | 20675.5341 | 20085.0462 | 19494.5584 |  | 0 |  |  |  |  | 1 | 1 | 1 | 1 | 1 | [5 empty] | 5.0848 | 6.4982 | 570.7763 | 26826.484 | 684.9315 | 0.11463 | 0.14038 | 0.10052 | 0.10458 | 0.10763 | 0.11463 | 0.14038 | 0.10052 | 0.10458 | 0.10763 | 100000 | 100000 | 0 | 0 | 0
4125 |  |  |  | 9795.2055 |  |  |  |  | 5106.7628 | 5614.3928 | 6122.0228 | 6629.6528 | 7137.2828 | 20307.8562 | 19759.2077 | 19210.5592 | 18661.9106 | 18113.2621 |  | 0 |  |  |  |  | 1 | 1 | 1 | 1 | 1 | [5 empty] | 7.4632 | 6.353 | 570.7763 | 26826.484 | 684.9315 | 0.11303 | 0.12241 | 0.09953 | 0.10171 | 0.10439 | 0.11303 | 0.12241 | 0.09953 | 0.10171 | 0.10439 | 100000 | 100000 | 0 | 0 | 0
4126 |  |  |  | 9795.2055 |  |  |  |  | 4915.8346 | 5354.4421 | 5793.0496 | 6231.6571 | 6670.2646 | 15434.9539 | 15017.9545 | 14600.9551 | 14183.9556 | 13766.9562 |  | 0 |  |  |  |  | 1 | 1 | 1 | 1 | 1 | [5 empty] | 7.6871 | 6.1693 | 570.7763 | 26826.484 | 684.9315 | 0.11199 | 0.11178 | 0.098495 | 0.098498 | 0.10339 | 0.11199 | 0.11178 | 0.098495 | 0.098498 | 0.10339 | 100000 | 100000 | 0 | 0 | 0
4127 |  |  |  | 9795.2055 |  |  |  |  | 3574.0548 | 3973.4214 | 4372.7881 | 4772.1548 | 5171.5214 | 9086.7789 | 8841.2853 | 8595.7918 | 8350.2982 | 8104.8047 |  | 0 |  |  |  |  | 1 | 1 | 1 | 1 | 1 | [5 empty] | 8.866 | 6.0104 | 570.7763 | 26826.484 | 684.9315 | 0.11191 | 0.10997 | 0.097942 | 0.098499 | 0.10338 | 0.11191 | 0.10997 | 0.097942 | 0.098499 | 0.10338 | 100000 | 100000 | 0 | 0 | 0
4128 |  |  |  | 9795.2055 |  |  |  |  | 2550.9668 | 2757.8968 | 2964.8268 | 3171.7568 | 3378.6868 | 6481.5551 | 6306.4457 | 6131.3364 | 5956.227 | 5781.1177 |  | 0 |  |  |  |  | 1 | 1 | 1 | 1 | 1 | [5 empty] | 10.1799 | 6.011 | 570.7763 | 26826.484 | 684.9315 | 0.11161 | 0.10994 | 0.097954 | 0.098519 | 0.10342 | 0.11161 | 0.10994 | 0.097954 | 0.098519 | 0.10342 | 100000 | 100000 | 0 | 0 | 0
4129 |  |  |  | 9795.2055 |  |  |  |  | 2118.6506 | 2218.3056 | 2317.9606 | 2417.6156 | 2517.2706 | 6949.4025 | 6761.6535 | 6573.9045 | 6386.1555 | 6198.4065 |  | 0 |  |  |  |  | 1 | 1 | 1 | 1 | 1 | [5 empty] | 10.0788 | 5.7704 | 570.7763 | 26826.484 | 684.9315 | 0.11159 | 0.10976 | 0.097909 | 0.098478 | 0.10339 | 0.11159 | 0.10976 | 0.097909 | 0.098478 | 0.10339 | 100000 | 100000 | 0 | 0 | 0
4130 |  |  |  | 9795.2055 |  |  |  |  | 1955.214 | 2003.8865 | 2052.559 | 2101.2315 | 2149.904 | 7236.6798 | 7041.1696 | 6845.6594 | 6650.1491 | 6454.6389 |  | 0 |  |  |  |  | 1 | 1 | 1 | 1 | 1 | [5 empty] | 9.5534 | 5.2284 | 570.7763 | 26826.484 | 684.9315 | 0.11158 | 0.10976 | 0.097898 | 0.098473 | 0.10338 | 0.11158 | 0.10976 | 0.097898 | 0.098473 | 0.10338 | 100000 | 100000 | 0 | 0 | 0
4131 |  |  |  | 9795.2055 |  |  |  |  | 1907.7647 | 1949.8372 | 1991.9097 | 2033.9822 | 2076.0547 | 8497.6343 | 8268.0574 | 8038.4805 | 7808.9036 | 7579.3267 |  | 0 |  |  |  |  | 1 | 1 | 1 | 1 | 1 | [5 empty] | 9.008 | 5.1651 | 570.7763 | 26826.484 | 684.9315 | 0.11159 | 0.10977 | 0.097869 | 0.098453 | 0.10336 | 0.11159 | 0.10977 | 0.097869 | 0.098453 | 0.10336 | 100000 | 100000 | 0 | 0 | 0
4132 |  |  |  | 9795.2055 |  |  |  |  | 1943.1634 | 1984.1359 | 2025.1084 | 2066.0809 | 2107.0534 | 12019.4238 | 11694.7003 | 11369.9767 | 11045.2532 | 10720.5296 |  | 0 |  |  |  |  | 1 | 1 | 1 | 1 | 1 | [5 empty] | 7.689 | 4.8964 | 570.7763 | 26826.484 | 684.9315 | 0.11005 | 0.10515 | 0.09456 | 0.092595 | 0.05129 | 0.11005 | 0.10515 | 0.09456 | 0.092595 | 0.05129 | 100000 | 100000 | 0 | 0 | 0
4133 |  |  |  | 9795.2055 |  |  |  |  | 2440.2517 | 2480.2617 | 2520.2717 | 2560.2817 | 2600.2917 | 20084.7012 | 19542.0816 | 18999.4619 | 18456.8423 | 17914.2227 |  | 0.00572 |  |  |  |  | 1 | 1 | 1 | 1 | 1 | [5 empty] | 7.9855 | 4.9557 | 570.7763 | 26826.484 | 684.9315 | 0.1104 | 0.10515 | 0.095604 | 0.092374 | 0.053022 | 0.1104 | 0.10515 | 0.095604 | 0.092374 | 0.053022 | 100000 | 100000 | 0 | 0 | 0
4134 |  |  |  | 9795.2055 |  |  |  |  | 3277.7702 | 3319.9802 | 3362.1902 | 3404.4002 | 3446.6102 | 24604.8399 | 23940.1016 | 23275.3633 | 22610.6251 | 21945.8868 |  | 0.05511 |  |  |  |  | 1 | 1 | 1 | 1 | 1 | [5 empty] | 6.9734 | 5.144 | 570.7763 | 26826.484 | 684.9315 | 0.10996 | 0.10168 | 0.094816 | 0.080772 | 0.050025 | 0.10996 | 0.10168 | 0.094817 | 0.080772 | 0.050025 | 100000 | 100000 | 0 | 0 | 0
4135 |  |  |  | 9795.2055 |  |  |  |  | 3832.8521 | 3874.3746 | 3915.8971 | 3957.4196 | 3998.9421 | 24790.3388 | 24120.589 | 23450.8391 | 22781.0893 | 22111.3395 |  | 0.16272 |  |  |  |  | 1 | 1 | 1 | 1 | 1 | [5 empty] | 4.4061 | 4.8581 | 570.7763 | 26826.484 | 684.9315 | 0.10839 | 0.09596 | 0.077925 | 0.044307 | 0.044631 | 0.10839 | 0.09596 | 0.077925 | 0.044307 | 0.044631 | 100000 | 100000 | 0 | 0 | 0
4136 |  |  |  | 9795.2055 |  |  |  |  | 3619.7067 | 3671.6792 | 3723.6517 | 3775.6242 | 3827.5967 | 21722.3618 | 21135.4982 | 20548.6346 | 19961.771 | 19374.9074 |  | 0.34352 |  |  |  |  | 1 | 1 | 1 | 1 | 1 | [5 empty] | 2.2466 | 5.2364 | 570.7763 | 26826.484 | 684.9315 | 0.10333 | 0.083011 | 0.040686 | 0.039471 | 0.041837 | 0.10333 | 0.083011 | 0.040686 | 0.039471 | 0.041837 | 100000 | 100000 | 0 | 0 | 0
4137 |  |  |  | 9795.2055 |  |  |  |  | 3578.2826 | 3653.0251 | 3727.7676 | 3802.5101 | 3877.2526 | 20135.3956 | 19591.4064 | 19047.4172 | 18503.4279 | 17959.4387 |  | 0.49815 |  |  |  |  | 1 | 1 | 1 | 1 | 1 | [5 empty] | 1.8359 | 5.5068 | 570.7763 | 26826.484 | 684.9315 | 0.098886 | 0.041793 | 0.035163 | 0.034135 | 0.025776 | 0.098886 | 0.041793 | 0.035163 | 0.034135 | 0.025776 | 100000 | 100000 | 0 | 0 | 0
4138 |  |  |  | 9795.2055 |  |  |  |  | 3823.061 | 3929.591 | 4036.121 | 4142.651 | 4249.181 | 18724.8224 | 18218.942 | 17713.0616 | 17207.1813 | 16701.3009 |  | 0.55247 |  |  |  |  | 1 | 1 | 1 | 1 | 1 | [5 empty] | 0.22029 | 5.4055 | 570.7763 | 26826.484 | 684.9315 | 0.098471 | 0.0417 | 0.034924 | 0.033406 | 0.025121 | 0.098471 | 0.0417 | 0.034924 | 0.033406 | 0.025121 | 100000 | 100000 | 0 | 0 | 0
4139 |  |  |  | 9795.2055 |  |  |  |  | 4300.567 | 4463.3595 | 4626.152 | 4788.9445 | 4951.737 | 17150.9579 | 16687.598 | 16224.238 | 15760.878 | 15297.518 |  | 0.31643 |  |  |  |  | 1 | 1 | 1 | 1 | 1 | [5 empty] | 1.0876 | 5.863 | 570.7763 | 26826.484 | 684.9315 | 0.098412 | 0.041678 | 0.034891 | 0.033379 | 0.024925 | 0.098412 | 0.041678 | 0.034891 | 0.033379 | 0.024925 | 100000 | 100000 | 0 | 0 | 0
4140 |  |  |  | 9795.2055 |  |  |  |  | 4439.9024 | 4639.9574 | 4840.0124 | 5040.0674 | 5240.1224 | 16338.6785 | 15897.2635 | 15455.8486 | 15014.4336 | 14573.0186 |  | 0.14958 |  |  |  |  | 1 | 1 | 1 | 1 | 1 | [5 empty] | 1.3788 | 5.7822 | 570.7763 | 26826.484 | 684.9315 | 0.098466 | 0.041794 | 0.034928 | 0.033534 | 0.025275 | 0.098466 | 0.041794 | 0.034928 | 0.033534 | 0.025275 | 100000 | 100000 | 0 | 0 | 0
4141 |  |  |  | 9795.2055 |  |  |  |  | 4314.124 | 4571.954 | 4829.784 | 5087.614 | 5345.444 | 15985.3217 | 15553.4532 | 15121.5847 | 14689.7162 | 14257.8477 |  | 0.41586 |  |  |  |  | 1 | 1 | 1 | 1 | 1 | [5 empty] | 0.67892 | 6.1305 | 570.7763 | 26826.484 | 684.9315 | 0.098472 | 0.041695 | 0.034916 | 0.03348 | 0.025115 | 0.098472 | 0.041695 | 0.034916 | 0.03348 | 0.025115 | 100000 | 100000 | 0 | 0 | 0
4142 |  |  |  | 9795.2055 |  |  |  |  | 4165.7506 | 4471.4006 | 4777.0506 | 5082.7006 | 5388.3506 | 15597.4074 | 15176.0191 | 14754.6307 | 14333.2423 | 13911.8539 |  | 0.25124 |  |  |  |  | 1 | 1 | 1 | 1 | 1 | [5 empty] | 0.8906 | 6.2484 | 570.7763 | 26826.484 | 684.9315 | 0.09849 | 0.041706 | 0.034931 | 0.033499 | 0.025284 | 0.09849 | 0.041706 | 0.034931 | 0.033499 | 0.025284 | 100000 | 100000 | 0 | 0 | 0
4143 |  |  |  | 9795.2055 |  |  |  |  | 3865.9913 | 4287.8247 | 4709.658 | 5131.4913 | 5553.3247 | 15811.964 | 15384.779 | 14957.594 | 14530.4091 | 14103.2241 |  | 0.22598 |  |  |  |  | 1 | 1 | 1 | 1 | 1 | [5 empty] | 1.8308 | 6.2795 | 570.7763 | 26826.484 | 684.9315 | 0.098727 | 0.041795 | 0.035123 | 0.03374 | 0.026266 | 0.098727 | 0.041795 | 0.035123 | 0.03374 | 0.026266 | 100000 | 100000 | 0 | 0 | 0
4144 |  |  |  | 9795.2055 |  |  |  |  | 3870.5103 | 4483.0486 | 5095.587 | 5708.1253 | 6320.6636 | 16529.496 | 16082.9258 | 15636.3556 | 15189.7854 | 14743.2152 |  | 0.4226 |  |  |  |  | 1 | 1 | 1 | 1 | 1 | [5 empty] | 1.7349 | 6.4432 | 570.7763 | 26826.484 | 684.9315 | 0.10045 | 0.043144 | 0.036463 | 0.036663 | 0.037639 | 0.10045 | 0.043144 | 0.036463 | 0.036663 | 0.037639 | 100000 | 100000 | 0 | 0 | 0
4145 |  |  |  | 9795.2055 |  |  |  |  | 4227.5101 | 5024.2918 | 5821.0734 | 6617.8551 | 7414.6368 | 17480.005 | 17007.7553 | 16535.5056 | 16063.2559 | 15591.0062 |  | 0.26171 |  |  |  |  | 1 | 1 | 1 | 1 | 1 | [5 empty] | 2.0608 | 6.9957 | 570.7763 | 26826.484 | 684.9315 | 0.10788 | 0.093912 | 0.040313 | 0.040712 | 0.042627 | 0.10788 | 0.093912 | 0.040313 | 0.040712 | 0.042627 | 100000 | 100000 | 0 | 0 | 0
4146 |  |  |  | 9795.2055 |  |  |  |  | 4809.7059 | 5640.1726 | 6470.6393 | 7301.1059 | 8131.5726 | 18762.4151 | 18255.5191 | 17748.6231 | 17241.7271 | 16734.831 |  | 0.11503 |  |  |  |  | 1 | 1 | 1 | 1 | 1 | [5 empty] | 1.7904 | 7.899 | 570.7763 | 26826.484 | 684.9315 | 0.11188 | 0.10498 | 0.087472 | 0.045414 | 0.045398 | 0.11188 | 0.10498 | 0.087472 | 0.045414 | 0.045397 | 100000 | 100000 | 0 | 0 | 0
4147 |  |  |  | 9795.2055 |  |  |  |  | 5214.9082 | 5985.2082 | 6755.5082 | 7525.8082 | 8296.1082 | 20376.1556 | 19825.6618 | 19275.1681 | 18724.6744 | 18174.1806 |  | 0.03359 |  |  |  |  | 1 | 1 | 1 | 1 | 1 | [5 empty] | 1.6593 | 8.204 | 570.7763 | 26826.484 | 684.9315 | 0.11344 | 0.11748 | 0.096151 | 0.064057 | 0.049292 | 0.11343 | 0.11748 | 0.096151 | 0.064057 | 0.049292 | 100000 | 100000 | 0 | 0 | 0
4148 |  |  |  | 9795.2055 |  |  |  |  | 5202.1044 | 5843.7094 | 6485.3144 | 7126.9194 | 7768.5244 | 20343.3107 | 19793.7043 | 19244.0979 | 18694.4916 | 18144.8852 |  | 0 |  |  |  |  | 1 | 1 | 1 | 1 | 1 | [5 empty] | 2.2739 | 8.202 | 570.7763 | 26826.484 | 684.9315 | 0.11452 | 0.15462 | 0.099182 | 0.1015 | 0.05469 | 0.11452 | 0.15462 | 0.099182 | 0.1015 | 0.05469 | 100000 | 100000 | 0 | 0 | 0
4149 |  |  |  | 9795.2055 |  |  |  |  | 5096.6615 | 5620.379 | 6144.0965 | 6667.814 | 7191.5315 | 18903.4988 | 18392.7912 | 17882.0835 | 17371.3759 | 16860.6683 |  | 0 |  |  |  |  | 1 | 1 | 1 | 1 | 1 | [5 empty] | 7.8866 | 7.842 | 570.7763 | 26826.484 | 684.9315 | 0.11344 | 0.14096 | 0.098381 | 0.09972 | 0.051249 | 0.11344 | 0.14096 | 0.098381 | 0.09972 | 0.051249 | 100000 | 100000 | 0 | 0 | 0
4150 |  |  |  | 9795.2055 |  |  |  |  | 4906.1109 | 5381.0168 | 5855.9226 | 6330.8284 | 6805.7343 | 14370.8292 | 13982.5788 | 13594.3283 | 13206.0779 | 12817.8274 |  | 0 |  |  |  |  | 1 | 1 | 1 | 1 | 1 | [5 empty] | 8.1234 | 7.1004 | 570.7763 | 26826.484 | 684.9315 | 0.11344 | 0.13996 | 0.097598 | 0.095809 | 0.050114 | 0.11344 | 0.13996 | 0.097598 | 0.095809 | 0.050114 | 100000 | 100000 | 0 | 0 | 0
4151 |  |  |  | 9795.2055 |  |  |  |  | 3566.9852 | 3940.5027 | 4314.0202 | 4687.5377 | 5061.0552 | 8463.4667 | 8234.8129 | 8006.1591 | 7777.5053 | 7548.8515 |  | 0 |  |  |  |  | 1 | 1 | 1 | 1 | 1 | [5 empty] | 8.7461 | 6.3694 | 570.7763 | 26826.484 | 684.9315 | 0.11261 | 0.11749 | 0.095111 | 0.064085 | 0.049289 | 0.1126 | 0.11749 | 0.095111 | 0.064085 | 0.049289 | 100000 | 100000 | 0 | 0 | 0
4152 |  |  |  | 9795.2055 |  |  |  |  | 2546.0718 | 2757.8143 | 2969.5568 | 3181.2993 | 3393.0418 | 5247.1703 | 5105.4098 | 4963.6492 | 4821.8887 | 4680.1282 |  | 0 |  |  |  |  | 1 | 1 | 1 | 1 | 1 | [5 empty] | 9.6472 | 5.7125 | 570.7763 | 26826.484 | 684.9315 | 0.11242 | 0.11748 | 0.095087 | 0.064109 | 0.049303 | 0.11242 | 0.11748 | 0.095087 | 0.064109 | 0.049303 | 100000 | 100000 | 0 | 0 | 0
4153 |  |  |  | 9795.2055 |  |  |  |  | 2114.5852 | 2214.9002 | 2315.2152 | 2415.5302 | 2515.8452 | 5622.7449 | 5470.8376 | 5318.9304 | 5167.0231 | 5015.1159 |  | 0 |  |  |  |  | 1 | 1 | 1 | 1 | 1 | [5 empty] | 10.439 | 5.4271 | 570.7763 | 26826.484 | 684.9315 | 0.11243 | 0.11745 | 0.095093 | 0.064112 | 0.049306 | 0.11243 | 0.11745 | 0.095093 | 0.064112 | 0.049306 | 100000 | 100000 | 0 | 0 | 0
4154 |  |  |  | 9795.2055 |  |  |  |  | 1951.4622 | 2000.7947 | 2050.1272 | 2099.4597 | 2148.7922 | 5852.7618 | 5694.6403 | 5536.5188 | 5378.3972 | 5220.2757 |  | 0 |  |  |  |  | 1 | 1 | 1 | 1 | 1 | [5 empty] | 10.4434 | 4.5905 | 570.7763 | 26826.484 | 684.9315 | 0.11242 | 0.11743 | 0.095133 | 0.064132 | 0.049302 | 0.11242 | 0.11743 | 0.095133 | 0.064132 | 0.049302 | 100000 | 100000 | 0 | 0 | 0
4155 |  |  |  | 9795.2055 |  |  |  |  | 1904.1039 | 1944.3889 | 1984.6739 | 2024.9589 | 2065.2439 | 6871.7601 | 6686.1088 | 6500.4574 | 6314.806 | 6129.1547 |  | 0 |  |  |  |  | 1 | 1 | 1 | 1 | 1 | [5 empty] | 9.9423 | 4.1353 | 570.7763 | 26826.484 | 684.9315 | 0.11241 | 0.11744 | 0.095138 | 0.064105 | 0.049277 | 0.11241 | 0.11744 | 0.095139 | 0.064105 | 0.049277 | 100000 | 100000 | 0 | 0 | 0
4156 |  |  |  | 9795.2055 |  |  |  |  | 1939.4347 | 1980.5447 | 2021.6547 | 2062.7647 | 2103.8747 | 9720.6805 | 9458.0611 | 9195.4417 | 8932.8223 | 8670.2029 |  | 0 |  |  |  |  | 1 | 1 | 1 | 1 | 1 | [5 empty] | 8.5266 | 4.2408 | 570.7763 | 26826.484 | 684.9315 | 0.11075 | 0.11041 | 0.090262 | 0.054059 | 0.04929 | 0.11075 | 0.11041 | 0.090262 | 0.054059 | 0.04929 | 100000 | 100000 | 0 | 0 | 0
4157 |  |  |  | 9795.2055 |  |  |  |  | 2435.5692 | 2474.8917 | 2514.2142 | 2553.5367 | 2592.8592 | 16230.39 | 15791.9006 | 15353.4112 | 14914.9218 | 14476.4324 |  | 0.01028 |  |  |  |  | 1 | 1 | 1 | 1 | 1 | [5 empty] | 7.8286 | 3.7509 | 570.7763 | 26826.484 | 684.9315 | 0.11075 | 0.10841 | 0.091037 | 0.058494 | 0.049292 | 0.11075 | 0.10841 | 0.091037 | 0.058494 | 0.049292 | 100000 | 100000 | 0 | 0 | 0
4158 |  |  |  | 9795.2055 |  |  |  |  | 3271.4806 | 3313.8281 | 3356.1756 | 3398.5231 | 3440.8706 | 19877.2762 | 19340.2604 | 18803.2447 | 18266.229 | 17729.2133 |  | 0.04186 |  |  |  |  | 1 | 1 | 1 | 1 | 1 | [5 empty] | 7.5556 | 4.0093 | 570.7763 | 26826.484 | 684.9315 | 0.10814 | 0.10174 | 0.082125 | 0.04958 | 0.046205 | 0.10814 | 0.10174 | 0.082125 | 0.04958 | 0.046205 | 100000 | 100000 | 0 | 0 | 0
4159 |  |  |  | 9795.2055 |  |  |  |  | 3825.4974 | 3866.3324 | 3907.1674 | 3948.0024 | 3988.8374 | 20019.4285 | 19478.5723 | 18937.7161 | 18396.8599 | 17856.0037 |  | 0.15772 |  |  |  |  | 1 | 1 | 1 | 1 | 1 | [5 empty] | 5.6307 | 4.0369 | 570.7763 | 26826.484 | 684.9315 | 0.10372 | 0.048733 | 0.040418 | 0.040816 | 0.042871 | 0.10372 | 0.048733 | 0.040418 | 0.040816 | 0.042871 | 100000 | 100000 | 0 | 0 | 0
4160 |  |  |  | 9795.2055 |  |  |  |  | 3612.7609 | 3661.9284 | 3711.0959 | 3760.2634 | 3809.4309 | 17549.7722 | 17075.6376 | 16601.5031 | 16127.3685 | 15653.2339 |  | 0.35677 |  |  |  |  | 1 | 1 | 1 | 1 | 1 | [5 empty] | 4.5686 | 3.3098 | 570.7763 | 26826.484 | 684.9315 | 0.09608 | 0.030535 | 0.026548 | 0.035285 | 0.037952 | 0.09608 | 0.030535 | 0.026548 | 0.035285 | 0.037952 | 100000 | 100000 | 0 | 0 | 0
4161 |  |  |  | 9795.2055 |  |  |  |  | 3571.4164 | 3644.4264 | 3717.4364 | 3790.4464 | 3863.4564 | 16269.4512 | 15829.9065 | 15390.3618 | 14950.8171 | 14511.2724 |  | 0.52969 |  |  |  |  | 1 | 1 | 1 | 1 | 1 | [5 empty] | 3.8953 | 3.3754 | 570.7763 | 26826.484 | 684.9315 | 0.096102 | 0.030191 | 0.024935 | 0.022346 | 0.023788 | 0.096102 | 0.030191 | 0.024935 | 0.022346 | 0.023788 | 100000 | 100000 | 0 | 0 | 0
4162 |  |  |  | 9795.2055 |  |  |  |  | 3815.725 | 3924.7575 | 4033.79 | 4142.8225 | 4251.855 | 15131.5667 | 14722.7637 | 14313.9608 | 13905.1578 | 13496.3549 |  | 0.66439 |  |  |  |  | 1 | 1 | 1 | 1 | 1 | [5 empty] | 4.3655 | 3.077 | 570.7763 | 26826.484 | 684.9315 | 0.096161 | 0.03023 | 0.024991 | 0.02259 | 0.023372 | 0.096161 | 0.03023 | 0.024991 | 0.02259 | 0.023372 | 100000 | 100000 | 0 | 0 | 0
4163 |  |  |  | 9795.2055 |  |  |  |  | 4292.3148 | 4455.1081 | 4617.9015 | 4780.6948 | 4943.4881 | 13862.2169 | 13487.7074 | 13113.1979 | 12738.6885 | 12364.179 |  | 0.73869 |  |  |  |  | 1 | 1 | 1 | 1 | 1 | [5 empty] | 3.6682 | 3.0542 | 570.7763 | 26826.484 | 684.9315 | 0.096462 | 0.030216 | 0.025059 | 0.022649 | 0.023496 | 0.096462 | 0.030216 | 0.025059 | 0.022649 | 0.023496 | 100000 | 100000 | 0 | 0 | 0
4164 |  |  |  | 9795.2055 |  |  |  |  | 4431.3828 | 4640.3753 | 4849.3678 | 5058.3603 | 5267.3528 | 13208.0114 | 12851.1763 | 12494.3412 | 12137.5061 | 11780.671 |  | 0.77999 |  |  |  |  | 1 | 1 | 1 | 1 | 1 | [5 empty] | 3.2607 | 3.0933 | 570.7763 | 26826.484 | 684.9315 | 0.096594 | 0.030138 | 0.025042 | 0.022592 | 0.023599 | 0.096594 | 0.030138 | 0.025042 | 0.022592 | 0.023599 | 100000 | 100000 | 0 | 0 | 0
4165 |  |  |  | 9795.2055 |  |  |  |  | 4305.8457 | 4566.3157 | 4826.7857 | 5087.2557 | 5347.7257 | 12921.5304 | 12572.4351 | 12223.3397 | 11874.2443 | 11525.1489 |  | 0.75926 |  |  |  |  | 1 | 1 | 1 | 1 | 1 | [5 empty] | 3.0179 | 2.7182 | 570.7763 | 26826.484 | 684.9315 | 0.096513 | 0.030127 | 0.024929 | 0.022466 | 0.023546 | 0.096513 | 0.030127 | 0.024929 | 0.022466 | 0.023546 | 100000 | 100000 | 0 | 0 | 0
4166 |  |  |  | 9795.2055 |  |  |  |  | 4157.7571 | 4471.9871 | 4786.2171 | 5100.4471 | 5414.6771 | 12606.8647 | 12266.2706 | 11925.6764 | 11585.0822 | 11244.488 |  | 0.69908 |  |  |  |  | 1 | 1 | 1 | 1 | 1 | [5 empty] | 2.9173 | 2.2908 | 570.7763 | 26826.484 | 684.9315 | 0.096416 | 0.030039 | 0.024831 | 0.022628 | 0.02355 | 0.096416 | 0.030039 | 0.024831 | 0.022628 | 0.02355 | 100000 | 100000 | 0 | 0 | 0
4167 |  |  |  | 9795.2055 |  |  |  |  | 3858.573 | 4287.5555 | 4716.538 | 5145.5205 | 5574.503 | 12778.9992 | 12433.7545 | 12088.5098 | 11743.2652 | 11398.0205 |  | 0.61635 |  |  |  |  | 1 | 1 | 1 | 1 | 1 | [5 empty] | 2.8314 | 2.0046 | 570.7763 | 26826.484 | 684.9315 | 0.096383 | 0.030115 | 0.024679 | 0.02244 | 0.023527 | 0.096383 | 0.030115 | 0.024679 | 0.02244 | 0.023527 | 100000 | 100000 | 0 | 0 | 0
4168 |  |  |  | 9795.2055 |  |  |  |  | 3863.0833 | 4481.8091 | 5100.535 | 5719.2608 | 6337.9866 | 13356.5007 | 12995.654 | 12634.8072 | 12273.9604 | 11913.1136 |  | 0.47446 |  |  |  |  | 1 | 1 | 1 | 1 | 1 | [5 empty] | 2.759 | 2.0142 | 570.7763 | 26826.484 | 684.9315 | 0.096424 | 0.030524 | 0.025691 | 0.023648 | 0.02489 | 0.096424 | 0.030524 | 0.025691 | 0.023649 | 0.02489 | 100000 | 100000 | 0 | 0 | 0
4169 |  |  |  | 9795.2055 |  |  |  |  | 4219.3981 | 4997.8931 | 5776.3881 | 6554.8831 | 7333.3781 | 14123.4449 | 13741.8779 | 13360.311 | 12978.744 | 12597.177 |  | 0.2974 |  |  |  |  | 1 | 1 | 1 | 1 | 1 | [5 empty] | 3.3437 | 2.1875 | 570.7763 | 26826.484 | 684.9315 | 0.099018 | 0.031551 | 0.030629 | 0.038948 | 0.041719 | 0.099018 | 0.03155 | 0.030629 | 0.038948 | 0.041719 | 100000 | 100000 | 0 | 0 | 0
4170 |  |  |  | 9795.2055 |  |  |  |  | 4800.4768 | 5630.9443 | 6461.4118 | 7291.8793 | 8122.3468 | 15159.6567 | 14750.0948 | 14340.5329 | 13930.9711 | 13521.4092 |  | 0.10231 |  |  |  |  | 1 | 1 | 1 | 1 | 1 | [5 empty] | 4.139 | 2.0773 | 570.7763 | 26826.484 | 684.9315 | 0.11278 | 0.10316 | 0.062788 | 0.045136 | 0.045516 | 0.11279 | 0.10316 | 0.062788 | 0.045136 | 0.045516 | 100000 | 100000 | 0 | 0 | 0
4171 |  |  |  | 9795.2055 |  |  |  |  | 5204.9015 | 6006.2207 | 6807.5398 | 7608.859 | 8410.1782 | 16463.528 | 16018.7401 | 15573.9521 | 15129.1641 | 14684.3761 |  | 0.03304 |  |  |  |  | 1 | 1 | 1 | 1 | 1 | [5 empty] | 4.9907 | 1.7637 | 570.7763 | 26826.484 | 684.9315 | 0.11538 | 0.14067 | 0.099351 | 0.10199 | 0.067212 | 0.11538 | 0.14067 | 0.099351 | 0.10199 | 0.067212 | 100000 | 100000 | 0 | 0 | 0
4172 |  |  |  | 9795.2055 |  |  |  |  | 5192.1223 | 5817.0081 | 6441.894 | 7066.7798 | 7691.6656 | 16440.1671 | 15996.0103 | 15551.8534 | 15107.6966 | 14663.5397 |  | 0 |  |  |  |  | 1 | 1 | 1 | 1 | 1 | [5 empty] | 6.1186 | 1.7007 | 570.7763 | 26826.484 | 684.9315 | 0.11573 | 0.15591 | 0.10014 | 0.10445 | 0.10801 | 0.11573 | 0.15591 | 0.10014 | 0.10445 | 0.10801 | 100000 | 100000 | 0 | 0 | 0
4173 |  |  |  | 9795.2055 |  |  |  |  | 5086.8817 | 5628.4733 | 6170.065 | 6711.6567 | 7253.2483 | 15280.4349 | 14867.6101 | 14454.7852 | 14041.9603 | 13629.1355 |  | 0 |  |  |  |  | 1 | 1 | 1 | 1 | 1 | [5 empty] | 6.7939 | 0.93356 | 570.7763 | 26826.484 | 684.9315 | 0.11509 | 0.15199 | 0.09978 | 0.10445 | 0.10738 | 0.11509 | 0.15199 | 0.09978 | 0.10445 | 0.10738 | 100000 | 100000 | 0 | 0 | 0
4174 |  |  |  | 9795.2055 |  |  |  |  | 4896.6968 | 5348.9168 | 5801.1368 | 6253.3568 | 6705.5768 | 11624.1854 | 11310.1399 | 10996.0943 | 10682.0487 | 10368.0032 |  | 0 |  |  |  |  | 1 | 1 | 1 | 1 | 1 | [5 empty] | 6.1561 | 0.68959 | 570.7763 | 26826.484 | 684.9315 | 0.11452 | 0.14056 | 0.099358 | 0.1021 | 0.10339 | 0.11452 | 0.14056 | 0.099358 | 0.1021 | 0.10339 | 100000 | 100000 | 0 | 0 | 0
4175 |  |  |  | 9795.2055 |  |  |  |  | 3560.1406 | 3956.9231 | 4353.7056 | 4750.4881 | 5147.2706 | 6853.3177 | 6668.1646 | 6483.0115 | 6297.8584 | 6112.7053 |  | 0 |  |  |  |  | 1 | 1 | 1 | 1 | 1 | [5 empty] | 7.3615 | 0.87431 | 570.7763 | 26826.484 | 684.9315 | 0.11452 | 0.14056 | 0.099358 | 0.1021 | 0.067651 | 0.11452 | 0.14056 | 0.099358 | 0.1021 | 0.067651 | 100000 | 100000 | 0 | 0 | 0
4176 |  |  |  | 9795.2055 |  |  |  |  | 2541.3387 | 2743.4562 | 2945.5737 | 3147.6912 | 3349.8087 | 3414.2536 | 3322.0122 | 3229.7708 | 3137.5294 | 3045.288 |  | 0 |  |  |  |  | 1 | 1 | 1 | 1 | 1 | [5 empty] | 8.5293 | 1.3385 | 570.7763 | 26826.484 | 684.9315 | 0.1143 | 0.14055 | 0.099342 | 0.10199 | 0.0672 | 0.1143 | 0.14055 | 0.099342 | 0.10199 | 0.0672 | 100000 | 100000 | 0 | 0 | 0
4177 |  |  |  | 9795.2055 |  |  |  |  | 2110.6542 | 2208.33 | 2306.0059 | 2403.6817 | 2501.3575 | 3682.6913 | 3583.1976 | 3483.7039 | 3384.2103 | 3284.7166 |  | 0 |  |  |  |  | 1 | 1 | 1 | 1 | 1 | [5 empty] | 8.6466 | 2.5679 | 570.7763 | 26826.484 | 684.9315 | 0.11431 | 0.14055 | 0.099341 | 0.10198 | 0.067206 | 0.11431 | 0.14055 | 0.099341 | 0.10198 | 0.067206 | 100000 | 100000 | 0 | 0 | 0
4178 |  |  |  | 9795.2055 |  |  |  |  | 1947.8345 | 1994.857 | 2041.8795 | 2088.902 | 2135.9245 | 3585.8672 | 3488.9894 | 3392.1115 | 3295.2337 | 3198.3559 |  | 0 |  |  |  |  | 1 | 1 | 1 | 1 | 1 | [5 empty] | 8.015 | 3.193 | 570.7763 | 26826.484 | 684.9315 | 0.11431 | 0.14054 | 0.099353 | 0.10199 | 0.067213 | 0.11431 | 0.14054 | 0.099353 | 0.10199 | 0.067213 | 100000 | 100000 | 0 | 0 | 0
4179 |  |  |  | 9795.2055 |  |  |  |  | 1900.5642 | 1940.8492 | 1981.1342 | 2021.4192 | 2061.7042 | 4542.7111 | 4419.9826 | 4297.2542 | 4174.5257 | 4051.7973 |  | 0 |  |  |  |  | 1 | 1 | 1 | 1 | 1 | [5 empty] | 7.3799 | 4.5057 | 570.7763 | 26826.484 | 684.9315 | 0.11429 | 0.14054 | 0.099348 | 0.1019 | 0.067192 | 0.11429 | 0.14054 | 0.099348 | 0.10191 | 0.067192 | 100000 | 100000 | 0 | 0 | 0
4180 |  |  |  | 9795.2055 |  |  |  |  | 1935.8293 | 1975.7018 | 2015.5743 | 2055.4468 | 2095.3193 | 7285.5264 | 7088.6965 | 6891.8666 | 6695.0367 | 6498.2068 |  | 0 |  |  |  |  | 1 | 1 | 1 | 1 | 1 | [5 empty] | 7.1777 | 5.7639 | 570.7763 | 26826.484 | 684.9315 | 0.11179 | 0.11269 | 0.096106 | 0.084459 | 0.054641 | 0.11179 | 0.11269 | 0.096106 | 0.084459 | 0.054641 | 100000 | 100000 | 0 | 0 | 0
4181 |  |  |  | 9795.2055 |  |  |  |  | 2431.0415 | 2471.739 | 2512.4365 | 2553.134 | 2593.8315 | 13691.0807 | 13321.1947 | 12951.3087 | 12581.4227 | 12211.5368 |  | 0.01006 |  |  |  |  | 1 | 1 | 1 | 1 | 1 | [5 empty] | 6.7855 | 5.959 | 570.7763 | 26826.484 | 684.9315 | 0.11179 | 0.11169 | 0.095547 | 0.093889 | 0.053292 | 0.11179 | 0.11169 | 0.095547 | 0.093889 | 0.053292 | 100000 | 100000 | 0 | 0 | 0
4182 |  |  |  | 9795.2055 |  |  |  |  | 3265.3989 | 3308.8464 | 3352.2939 | 3395.7414 | 3439.1889 | 16159.4008 | 15722.8293 | 15286.2578 | 14849.6863 | 14413.1148 |  | 0.04335 |  |  |  |  | 1 | 1 | 1 | 1 | 1 | [5 empty] | 6.8765 | 5.461 | 570.7763 | 26826.484 | 684.9315 | 0.10975 | 0.10406 | 0.091384 | 0.05284 | 0.047515 | 0.10975 | 0.10406 | 0.091384 | 0.05284 | 0.047515 | 100000 | 100000 | 0 | 0 | 0
4183 |  |  |  | 9795.2055 |  |  |  |  | 3818.3858 | 3858.9458 | 3899.5058 | 3940.0658 | 3980.6258 | 16469.0659 | 16024.1283 | 15579.1907 | 15134.2531 | 14689.3155 |  | 0.15605 |  |  |  |  | 1 | 1 | 1 | 1 | 1 | [5 empty] | 5.5079 | 5.2824 | 570.7763 | 26826.484 | 684.9315 | 0.10459 | 0.090709 | 0.04012 | 0.041305 | 0.042768 | 0.10459 | 0.090709 | 0.04012 | 0.041305 | 0.042768 | 100000 | 100000 | 0 | 0 | 0
4184 |  |  |  | 9795.2055 |  |  |  |  | 3606.0448 | 3655.3773 | 3704.7098 | 3754.0423 | 3803.3748 | 13590.3231 | 13223.1593 | 12855.9954 | 12488.8316 | 12121.6677 |  | 0.35012 |  |  |  |  | 1 | 1 | 1 | 1 | 1 | [5 empty] | 3.8106 | 5.6337 | 570.7763 | 26826.484 | 684.9315 | 0.099031 | 0.032226 | 0.028556 | 0.035151 | 0.037555 | 0.099031 | 0.032226 | 0.028556 | 0.035151 | 0.037555 | 100000 | 100000 | 0 | 0 | 0
4185 |  |  |  | 9795.2055 |  |  |  |  | 3564.7772 | 3640.0147 | 3715.2522 | 3790.4897 | 3865.7272 | 13325.991 | 12965.9685 | 12605.946 | 12245.9235 | 11885.9009 |  | 0.52347 |  |  |  |  | 1 | 1 | 1 | 1 | 1 | [5 empty] | 2.2269 | 5.3003 | 570.7763 | 26826.484 | 684.9315 | 0.097433 | 0.030362 | 0.027113 | 0.023817 | 0.025026 | 0.097433 | 0.030362 | 0.027113 | 0.023817 | 0.025026 | 100000 | 100000 | 0 | 0 | 0
4186 |  |  |  | 9795.2055 |  |  |  |  | 3808.6316 | 3917.6641 | 4026.6966 | 4135.7291 | 4244.7616 | 12113.026 | 11785.7736 | 11458.5213 | 11131.2689 | 10804.0166 |  | 0.64837 |  |  |  |  | 1 | 1 | 1 | 1 | 1 | [5 empty] | 1.1825 | 4.1637 | 570.7763 | 26826.484 | 684.9315 | 0.097883 | 0.030319 | 0.027216 | 0.02385 | 0.024972 | 0.097883 | 0.030319 | 0.027216 | 0.02385 | 0.024971 | 100000 | 100000 | 0 | 0 | 0
4187 |  |  |  | 9795.2055 |  |  |  |  | 4284.3354 | 4448.2279 | 4612.1204 | 4776.0129 | 4939.9054 | 11142.9756 | 10841.9306 | 10540.8857 | 10239.8408 | 9938.7959 |  | 0.73783 |  |  |  |  | 1 | 1 | 1 | 1 | 1 | [5 empty] | 0.60463 | 2.8588 | 570.7763 | 26826.484 | 684.9315 | 0.098045 | 0.030389 | 0.02727 | 0.023767 | 0.025372 | 0.098045 | 0.030389 | 0.02727 | 0.023767 | 0.025372 | 100000 | 100000 | 0 | 0 | 0
4188 |  |  |  | 9795.2055 |  |  |  |  | 4423.1449 | 4626.6374 | 4830.1299 | 5033.6224 | 5237.1149 | 10525.8703 | 10241.4975 | 9957.1246 | 9672.7517 | 9388.3789 |  | 0.77053 |  |  |  |  | 1 | 1 | 1 | 1 | 1 | [5 empty] | 0.83617 | 1.3477 | 570.7763 | 26826.484 | 684.9315 | 0.098061 | 0.030445 | 0.027199 | 0.023587 | 0.025362 | 0.098061 | 0.030445 | 0.027199 | 0.023587 | 0.025362 | 100000 | 100000 | 0 | 0 | 0
4189 |  |  |  | 9795.2055 |  |  |  |  | 4297.8412 | 4559.1912 | 4820.5412 | 5081.8912 | 5343.2412 | 9614.6322 | 9354.8779 | 9095.1235 | 8835.3692 | 8575.6149 |  | 0.76066 |  |  |  |  | 1 | 1 | 1 | 1 | 1 | [5 empty] | 1.0835 | 1.452 | 570.7763 | 26826.484 | 684.9315 | 0.098051 | 0.030516 | 0.027132 | 0.023728 | 0.025447 | 0.098051 | 0.030516 | 0.027132 | 0.023728 | 0.025447 | 100000 | 100000 | 0 | 0 | 0
4190 |  |  |  | 9795.2055 |  |  |  |  | 4150.0279 | 4455.6779 | 4761.3279 | 5066.9779 | 5372.6279 | 9365.5594 | 9112.5341 | 8859.5089 | 8606.4836 | 8353.4584 |  | 0.69701 |  |  |  |  | 1 | 1 | 1 | 1 | 1 | [5 empty] | 1.1163 | 1.7199 | 570.7763 | 26826.484 | 684.9315 | 0.098052 | 0.030584 | 0.02722 | 0.023824 | 0.02556 | 0.098052 | 0.030584 | 0.02722 | 0.023824 | 0.02556 | 100000 | 100000 | 0 | 0 | 0
4191 |  |  |  | 9795.2055 |  |  |  |  | 3851.3999 | 4274.6624 | 4697.9249 | 5121.1874 | 5544.4499 | 8825.7413 | 8587.3001 | 8348.8589 | 8110.4177 | 7871.9765 |  | 0.58959 |  |  |  |  | 1 | 1 | 1 | 1 | 1 | [5 empty] | 0.61133 | 1.177 | 570.7763 | 26826.484 | 684.9315 | 0.09806 | 0.030609 | 0.027197 | 0.023902 | 0.026075 | 0.09806 | 0.030609 | 0.027197 | 0.023902 | 0.026075 | 100000 | 100000 | 0 | 0 | 0
4192 |  |  |  | 9795.2055 |  |  |  |  | 3855.9019 | 4517.9385 | 5179.9752 | 5842.0119 | 6504.0485 | 9393.8531 | 9140.0635 | 8886.2738 | 8632.4842 | 8378.6945 |  | 0.4474 |  |  |  |  | 1 | 1 | 1 | 1 | 1 | [5 empty] | 0.77583 | 0.75243 | 570.7763 | 26826.484 | 684.9315 | 0.097932 | 0.030052 | 0.027753 | 0.027302 | 0.0324 | 0.097932 | 0.030052 | 0.027753 | 0.027302 | 0.0324 | 100000 | 100000 | 0 | 0 | 0
4193 |  |  |  | 9795.2055 |  |  |  |  | 4211.5542 | 4987.4359 | 5763.3176 | 6539.1992 | 7315.0809 | 9922.5174 | 9654.4451 | 9386.3727 | 9118.3004 | 8850.228 |  | 0.28187 |  |  |  |  | 1 | 1 | 1 | 1 | 1 | [5 empty] | 0.64947 | 1.5481 | 570.7763 | 26826.484 | 684.9315 | 0.10545 | 0.03497 | 0.039413 | 0.039949 | 0.041862 | 0.10545 | 0.03497 | 0.039413 | 0.039949 | 0.041862 | 100000 | 100000 | 0 | 0 | 0
4194 |  |  |  | 9795.2055 |  |  |  |  | 4791.5527 | 5597.271 | 6402.9894 | 7208.7077 | 8014.426 | 10363.1857 | 10083.208 | 9803.2303 | 9523.2526 | 9243.2749 |  | 0.10946 |  |  |  |  | 1 | 1 | 1 | 1 | 1 | [5 empty] | 1.018 | 1.8588 | 570.7763 | 26826.484 | 684.9315 | 0.11381 | 0.10733 | 0.099505 | 0.053851 | 0.045518 | 0.11381 | 0.10733 | 0.099505 | 0.053851 | 0.045518 | 100000 | 100000 | 0 | 0 | 0
4195 |  |  |  | 9795.2055 |  |  |  |  | 5195.2256 | 5973.2806 | 6751.3356 | 7529.3906 | 8307.4456 | 11452.1956 | 11142.7967 | 10833.3977 | 10523.9987 | 10214.5997 |  | 0.0388 |  |  |  |  | 1 | 1 | 1 | 1 | 1 | [5 empty] | 1.4104 | 2.6537 | 570.7763 | 26826.484 | 684.9315 | 0.11586 | 0.13853 | 0.1032 | 0.10527 | 0.10767 | 0.11586 | 0.13853 | 0.1032 | 0.10527 | 0.10767 | 100000 | 100000 | 0 | 0 | 0
4196 |  |  |  | 9795.2055 |  |  |  |  | 5182.4702 | 5834.5252 | 6486.5802 | 7138.6352 | 7790.6902 | 11834.7695 | 11515.0346 | 11195.2998 | 10875.565 | 10555.8302 |  | 0 |  |  |  |  | 1 | 1 | 1 | 1 | 1 | [5 empty] | 2.1737 | 3.2695 | 570.7763 | 26826.484 | 684.9315 | 0.11586 | 0.15762 | 0.10463 | 0.10758 | 0.10953 | 0.11586 | 0.15762 | 0.10463 | 0.10758 | 0.10953 | 100000 | 100000 | 0 | 0 | 0
4197 |  |  |  | 9795.2055 |  |  |  |  | 5077.4252 | 5604.7168 | 6132.0085 | 6659.3002 | 7186.5918 | 10939.4077 | 10643.8625 | 10348.3172 | 10052.772 | 9757.2268 |  | 0 |  |  |  |  | 1 | 1 | 1 | 1 | 1 | [5 empty] | 3.6437 | 4.6197 | 570.7763 | 26826.484 | 684.9315 | 0.11586 | 0.14299 | 0.10428 | 0.1071 | 0.10867 | 0.11586 | 0.14299 | 0.10428 | 0.1071 | 0.10867 | 100000 | 100000 | 0 | 0 | 0
4198 |  |  |  | 9795.2055 |  |  |  |  | 4887.5939 | 5332.2514 | 5776.9089 | 6221.5664 | 6666.2239 | 8634.935 | 8401.6487 | 8168.3624 | 7935.0762 | 7701.7899 |  | 0 |  |  |  |  | 1 | 1 | 1 | 1 | 1 | [5 empty] | 5.4269 | 5.1817 | 570.7763 | 26826.484 | 684.9315 | 0.11574 | 0.12956 | 0.10205 | 0.10539 | 0.10799 | 0.11574 | 0.12956 | 0.10205 | 0.10539 | 0.10799 | 100000 | 100000 | 0 | 0 | 0
4199 |  |  |  | 9795.2055 |  |  |  |  | 3553.5223 | 3928.3323 | 4303.1423 | 4677.9523 | 5052.7623 | 4832.4655 | 4701.9089 | 4571.3523 | 4440.7956 | 4310.239 |  | 0 |  |  |  |  | 1 | 1 | 1 | 1 | 1 | [5 empty] | 5.9108 | 6.1075 | 570.7763 | 26826.484 | 684.9315 | 0.11492 | 0.11526 | 0.10206 | 0.10486 | 0.10678 | 0.11492 | 0.11526 | 0.10206 | 0.10486 | 0.10678 | 100000 | 100000 | 0 | 0 | 0
4200 |  |  |  | 9795.2055 |  |  |  |  | 2536.7683 | 2738.8858 | 2941.0033 | 3143.1208 | 3345.2383 | 2675.7243 | 2603.4354 | 2531.1465 | 2458.8576 | 2386.5688 |  | 0 |  |  |  |  | 1 | 1 | 1 | 1 | 1 | [5 empty] | 5.1532 | 6.7385 | 570.7763 | 26826.484 | 684.9315 | 0.11445 | 0.11452 | 0.10206 | 0.10488 | 0.10679 | 0.11445 | 0.11452 | 0.10206 | 0.10488 | 0.10679 | 100000 | 100000 | 0 | 0 | 0
4201 |  |  |  | 9795.2055 |  |  |  |  | 2106.8583 | 2208.1633 | 2309.4683 | 2410.7733 | 2512.0783 | 2883.6912 | 2805.7837 | 2727.8763 | 2649.9689 | 2572.0615 |  | 0 |  |  |  |  | 1 | 1 | 1 | 1 | 1 | [5 empty] | 5.0558 | 5.3991 | 570.7763 | 26826.484 | 684.9315 | 0.11434 | 0.1145 | 0.10202 | 0.10491 | 0.10681 | 0.11434 | 0.1145 | 0.10202 | 0.10491 | 0.10681 | 100000 | 100000 | 0 | 0 | 0
4202 |  |  |  | 9795.2055 |  |  |  |  | 1944.3314 | 1994.4889 | 2044.6464 | 2094.8039 | 2144.9614 | 2805.6962 | 2729.8959 | 2654.0956 | 2578.2953 | 2502.4951 |  | 0 |  |  |  |  | 1 | 1 | 1 | 1 | 1 | [5 empty] | 4.4518 | 5.4709 | 570.7763 | 26826.484 | 684.9315 | 0.11433 | 0.1145 | 0.10205 | 0.10492 | 0.10681 | 0.11433 | 0.1145 | 0.10205 | 0.10492 | 0.10681 | 100000 | 100000 | 0 | 0 | 0
4203 |  |  |  | 9795.2055 |  |  |  |  | 1897.1462 | 1938.8062 | 1980.4662 | 2022.1262 | 2063.7862 | 3547.832 | 3451.9817 | 3356.1315 | 3260.2813 | 3164.431 |  | 0 |  |  |  |  | 1 | 1 | 1 | 1 | 1 | [5 empty] | 4.6582 | 7.5369 | 570.7763 | 26826.484 | 684.9315 | 0.11434 | 0.11453 | 0.10205 | 0.10488 | 0.10681 | 0.11434 | 0.11453 | 0.10205 | 0.10488 | 0.10681 | 100000 | 100000 | 0 | 0 | 0
4204 |  |  |  | 9795.2055 |  |  |  |  | 1932.3479 | 1973.7329 | 2015.1179 | 2056.5029 | 2097.8879 | 5688.9685 | 5535.2721 | 5381.5757 | 5227.8793 | 5074.1829 |  | 0 |  |  |  |  | 1 | 1 | 1 | 1 | 1 | [5 empty] | 4.1458 | 7.1563 | 570.7763 | 26826.484 | 684.9315 | 0.11069 | 0.10882 | 0.10139 | 0.10479 | 0.10614 | 0.11069 | 0.10882 | 0.10139 | 0.10479 | 0.10614 | 100000 | 100000 | 0 | 0 | 0
4205 |  |  |  | 9795.2055 |  |  |  |  | 2426.6694 | 2468.7419 | 2510.8144 | 2552.8869 | 2594.9594 | 10655.922 | 10368.0356 | 10080.1492 | 9792.2628 | 9504.3763 |  | 0.00938 |  |  |  |  | 1 | 1 | 1 | 1 | 1 | [5 empty] | 3.869 | 6.3715 | 570.7763 | 26826.484 | 684.9315 | 0.11126 | 0.11214 | 0.10197 | 0.10488 | 0.10641 | 0.11126 | 0.11214 | 0.10197 | 0.10488 | 0.10641 | 100000 | 100000 | 0 | 0 | 0
4206 |  |  |  | 9795.2055 |  |  |  |  | 3259.5263 | 3301.4613 | 3343.3963 | 3385.3313 | 3427.2663 | 12572.1156 | 12232.4602 | 11892.8048 | 11553.1494 | 11213.494 |  | 0.04512 |  |  |  |  | 1 | 1 | 1 | 1 | 1 | [5 empty] | 3.9909 | 6.4972 | 570.7763 | 26826.484 | 684.9315 | 0.11065 | 0.10732 | 0.10189 | 0.10519 | 0.10535 | 0.11065 | 0.10732 | 0.10189 | 0.10519 | 0.10535 | 100000 | 100000 | 0 | 0 | 0
4207 |  |  |  | 9795.2055 |  |  |  |  | 3811.5187 | 3852.7662 | 3894.0137 | 3935.2612 | 3976.5087 | 12814.3643 | 12468.1642 | 12121.9641 | 11775.764 | 11429.5639 |  | 0.1546 |  |  |  |  | 1 | 1 | 1 | 1 | 1 | [5 empty] | 2.6143 | 6.3866 | 570.7763 | 26826.484 | 684.9315 | 0.11137 | 0.10447 | 0.099087 | 0.096862 | 0.054237 | 0.11137 | 0.10447 | 0.099087 | 0.096862 | 0.054237 | 100000 | 100000 | 0 | 0 | 0
4208 |  |  |  | 9795.2055 |  |  |  |  | 3599.5596 | 3648.2321 | 3696.9046 | 3745.5771 | 3794.2496 | 10582.5676 | 10296.663 | 10010.7583 | 9724.8537 | 9438.9491 |  | 0.33512 |  |  |  |  | 1 | 1 | 1 | 1 | 1 | [5 empty] | 1.6614 | 6.1296 | 570.7763 | 26826.484 | 684.9315 | 0.10991 | 0.095169 | 0.08428 | 0.042572 | 0.042789 | 0.10991 | 0.095169 | 0.08428 | 0.042572 | 0.042789 | 100000 | 100000 | 0 | 0 | 0
4209 |  |  |  | 9795.2055 |  |  |  |  | 3558.3662 | 3632.8612 | 3707.3562 | 3781.8512 | 3856.3462 | 10377.2954 | 10096.9365 | 9816.5776 | 9536.2187 | 9255.8599 |  | 0.4696 |  |  |  |  | 1 | 1 | 1 | 1 | 1 | [5 empty] | 0.72574 | 6.1485 | 570.7763 | 26826.484 | 684.9315 | 0.101 | 0.075659 | 0.038715 | 0.038621 | 0.040147 | 0.101 | 0.075659 | 0.038715 | 0.038621 | 0.040147 | 100000 | 100000 | 0 | 0 | 0
4210 |  |  |  | 9795.2055 |  |  |  |  | 3801.7821 | 3906.5246 | 4011.2671 | 4116.0096 | 4220.7521 | 9435.2766 | 9180.3679 | 8925.4591 | 8670.5503 | 8415.6416 |  | 0.59609 |  |  |  |  | 1 | 1 | 1 | 1 | 1 | [5 empty] | 0.38062 | 5.8566 | 570.7763 | 26826.484 | 684.9315 | 0.10098 | 0.075365 | 0.038765 | 0.038694 | 0.040251 | 0.10098 | 0.075365 | 0.038765 | 0.038694 | 0.040251 | 100000 | 100000 | 0 | 0 | 0
4211 |  |  |  | 9795.2055 |  |  |  |  | 4276.6303 | 4443.2728 | 4609.9153 | 4776.5578 | 4943.2003 | 8681.5838 | 8447.0373 | 8212.4907 | 7977.9441 | 7743.3975 |  | 0.65551 |  |  |  |  | 1 | 1 | 1 | 1 | 1 | [5 empty] | 0.91654 | 6.3498 | 570.7763 | 26826.484 | 684.9315 | 0.10098 | 0.075361 | 0.038789 | 0.038721 | 0.040269 | 0.10098 | 0.075361 | 0.038789 | 0.038721 | 0.040269 | 100000 | 100000 | 0 | 0 | 0
4212 |  |  |  | 9795.2055 |  |  |  |  | 4415.1902 | 4617.3077 | 4819.4252 | 5021.5427 | 5223.6602 | 8205.7689 | 7984.0772 | 7762.3856 | 7540.6939 | 7319.0022 |  | 0.74598 |  |  |  |  | 1 | 1 | 1 | 1 | 1 | [5 empty] | 1.1411 | 6.1473 | 570.7763 | 26826.484 | 684.9315 | 0.10113 | 0.075383 | 0.038842 | 0.038691 | 0.040208 | 0.10113 | 0.075383 | 0.038842 | 0.038691 | 0.040208 | 100000 | 100000 | 0 | 0 | 0
4213 |  |  |  | 9795.2055 |  |  |  |  | 4290.1118 | 4554.1018 | 4818.0918 | 5082.0818 | 5346.0718 | 7495.0109 | 7292.5214 | 7090.032 | 6887.5425 | 6685.0531 |  | 0.74126 |  |  |  |  | 1 | 1 | 1 | 1 | 1 | [5 empty] | 1.1003 | 6.0641 | 570.7763 | 26826.484 | 684.9315 | 0.10132 | 0.075407 | 0.038801 | 0.038751 | 0.040261 | 0.10132 | 0.075407 | 0.038801 | 0.038751 | 0.040261 | 100000 | 100000 | 0 | 0 | 0
4214 |  |  |  | 9795.2055 |  |  |  |  | 4142.5643 | 4466.4468 | 4790.3293 | 5114.2118 | 5438.0943 | 7302.643 | 7105.3507 | 6908.0583 | 6710.766 | 6513.4737 |  | 0.68929 |  |  |  |  | 1 | 1 | 1 | 1 | 1 | [5 empty] | 0.84146 | 6.1362 | 570.7763 | 26826.484 | 684.9315 | 0.10133 | 0.075441 | 0.038845 | 0.038778 | 0.040328 | 0.10133 | 0.075441 | 0.038845 | 0.038778 | 0.040328 | 100000 | 100000 | 0 | 0 | 0
4215 |  |  |  | 9795.2055 |  |  |  |  | 3844.4735 | 4272.026 | 4699.5785 | 5127.131 | 5554.6835 | 6881.8888 | 6695.9638 | 6510.0388 | 6324.1138 | 6138.1888 |  | 0.5938 |  |  |  |  | 1 | 1 | 1 | 1 | 1 | [5 empty] | 1.0012 | 6.1761 | 570.7763 | 26826.484 | 684.9315 | 0.10149 | 0.075446 | 0.038858 | 0.039301 | 0.040345 | 0.10149 | 0.075446 | 0.038858 | 0.039301 | 0.040345 | 100000 | 100000 | 0 | 0 | 0
4216 |  |  |  | 9795.2055 |  |  |  |  | 3848.9673 | 4459.444 | 5069.9206 | 5680.3973 | 6290.874 | 7319.7691 | 7122.0141 | 6924.259 | 6726.504 | 6528.749 |  | 0.4613 |  |  |  |  | 1 | 1 | 1 | 1 | 1 | [5 empty] | 0.22865 | 6.4528 | 570.7763 | 26826.484 | 684.9315 | 0.10726 | 0.09283 | 0.04887 | 0.04166 | 0.042088 | 0.10726 | 0.09283 | 0.04887 | 0.041661 | 0.042088 | 100000 | 100000 | 0 | 0 | 0
4217 |  |  |  | 9795.2055 |  |  |  |  | 4203.9801 | 4990.3126 | 5776.6451 | 6562.9776 | 7349.3101 | 7730.3136 | 7521.467 | 7312.6205 | 7103.774 | 6894.9275 |  | 0.2795 |  |  |  |  | 1 | 1 | 1 | 1 | 1 | [5 empty] | 1.3537 | 6.9375 | 570.7763 | 26826.484 | 684.9315 | 0.11139 | 0.10242 | 0.092115 | 0.044142 | 0.044435 | 0.11139 | 0.10242 | 0.092115 | 0.044142 | 0.044435 | 100000 | 100000 | 0 | 0 | 0
4218 |  |  |  | 9795.2055 |  |  |  |  | 4782.9354 | 5616.1521 | 6449.3688 | 7282.5854 | 8115.8021 | 8077.3241 | 7859.1026 | 7640.881 | 7422.6595 | 7204.4379 |  | 0.10885 |  |  |  |  | 1 | 1 | 1 | 1 | 1 | [5 empty] | 2.597 | 6.5928 | 570.7763 | 26826.484 | 684.9315 | 0.11546 | 0.1139 | 0.10402 | 0.10395 | 0.09917 | 0.11546 | 0.1139 | 0.10402 | 0.10395 | 0.09917 | 100000 | 100000 | 0 | 0 | 0
4219 |  |  |  | 9795.2055 |  |  |  |  | 5185.8824 | 5940.6724 | 6695.4624 | 7450.2524 | 8205.0424 | 8922.0961 | 8681.0517 | 8440.0073 | 8198.9629 | 7957.9185 |  | 0.03787 |  |  |  |  | 1 | 1 | 1 | 1 | 1 | [5 empty] | 3.2665 | 6.5467 | 570.7763 | 26826.484 | 684.9315 | 0.11573 | 0.12946 | 0.10529 | 0.10675 | 0.10791 | 0.11573 | 0.12946 | 0.10529 | 0.10675 | 0.10791 | 100000 | 100000 | 0 | 0 | 0
4220 |  |  |  | 9795.2055 |  |  |  |  | 5173.1499 | 5791.7657 | 6410.3815 | 7028.9974 | 7647.6132 | 9222.3096 | 8973.1545 | 8723.9994 | 8474.8442 | 8225.6891 |  | 0 |  |  |  |  | 1 | 1 | 1 | 1 | 1 | [5 empty] | 3.0191 | 6.971 | 570.7763 | 26826.484 | 684.9315 | 0.11573 | 0.13929 | 0.10612 | 0.12346 | 0.10869 | 0.11573 | 0.13929 | 0.10612 | 0.12346 | 0.10869 | 100000 | 100000 | 0 | 0 | 0
4221 |  |  |  | 9795.2055 |  |  |  |  | 5068.2938 | 5622.3971 | 6176.5005 | 6730.6038 | 7284.7071 | 8533.5277 | 8302.9811 | 8072.4345 | 7841.8879 | 7611.3413 |  | 0 |  |  |  |  | 1 | 1 | 1 | 1 | 1 | [5 empty] | 3.8373 | 6.5828 | 570.7763 | 26826.484 | 684.9315 | 0.11547 | 0.12096 | 0.10568 | 0.12036 | 0.10791 | 0.11547 | 0.12096 | 0.10568 | 0.12036 | 0.10791 | 100000 | 100000 | 0 | 0 | 0
4222 |  |  |  | 9795.2055 |  |  |  |  | 4878.8039 | 5346.148 | 5813.4922 | 6280.8364 | 6748.1805 | 6743.6532 | 6561.4629 | 6379.2725 | 6197.0822 | 6014.8918 |  | 0 |  |  |  |  | 1 | 1 | 1 | 1 | 1 | [5 empty] | 5.1497 | 6.082 | 570.7763 | 26826.484 | 684.9315 | 0.11547 | 0.11614 | 0.10446 | 0.10701 | 0.1079 | 0.11547 | 0.11614 | 0.10446 | 0.10701 | 0.1079 | 100000 | 100000 | 0 | 0 | 0
4223 |  |  |  | 9795.2055 |  |  |  |  | 3547.1316 | 3924.5266 | 4301.9216 | 4679.3166 | 5056.7116 | 3785.6792 | 3683.4032 | 3581.1271 | 3478.8511 | 3376.575 |  | 0 |  |  |  |  | 1 | 1 | 1 | 1 | 1 | [5 empty] | 6.0748 | 6.1493 | 570.7763 | 26826.484 | 684.9315 | 0.11492 | 0.1153 | 0.10445 | 0.10518 | 0.10789 | 0.11492 | 0.1153 | 0.10445 | 0.10518 | 0.10789 | 100000 | 100000 | 0 | 0 | 0
4224 |  |  |  | 9795.2055 |  |  |  |  | 2778.3452 | 3084.5177 | 3390.6902 | 3696.8627 | 4003.0352 | 2273.0274 | 2211.618 | 2150.2086 | 2088.7992 | 2027.3898 |  | 0 |  |  |  |  | 1 | 1 | 1 | 1 | 1 | [5 empty] | 5.2012 | 5.5646 | 570.7763 | 26826.484 | 684.9315 | 0.11399 | 0.11514 | 0.10445 | 0.1052 | 0.1079 | 0.11398 | 0.11514 | 0.10445 | 0.1052 | 0.1079 | 100000 | 100000 | 0 | 0 | 0
4225 |  |  |  | 9795.2055 |  |  |  |  | 2158.526 | 2325.416 | 2492.306 | 2659.196 | 2826.086 | 2447.8973 | 2381.7635 | 2315.6298 | 2249.496 | 2183.3622 |  | 0 |  |  |  |  | 1 | 1 | 1 | 1 | 1 | [5 empty] | 4.907 | 5.6325 | 570.7763 | 26826.484 | 684.9315 | 0.11397 | 0.11497 | 0.10446 | 0.1052 | 0.10791 | 0.11397 | 0.11497 | 0.10446 | 0.1052 | 0.10791 | 100000 | 100000 | 0 | 0 | 0
4226 |  |  |  | 9795.2055 |  |  |  |  | 1941.7014 | 2051.4489 | 2161.1964 | 2270.9439 | 2380.6914 | 2380.0601 | 2315.759 | 2251.458 | 2187.1569 | 2122.8559 |  | 0 |  |  |  |  | 1 | 1 | 1 | 1 | 1 | [5 empty] | 4.899 | 4.5474 | 570.7763 | 26826.484 | 684.9315 | 0.11394 | 0.11493 | 0.10448 | 0.10521 | 0.10795 | 0.11394 | 0.11493 | 0.10448 | 0.10521 | 0.10795 | 100000 | 100000 | 0 | 0 | 0
4227 |  |  |  | 9795.2055 |  |  |  |  | 1862.4483 | 1918.2708 | 1974.0933 | 2029.9158 | 2085.7383 | 3004.7231 | 2923.5458 | 2842.3685 | 2761.1912 | 2680.0139 |  | 0 |  |  |  |  | 1 | 1 | 1 | 1 | 1 | [5 empty] | 5.1968 | 4.9514 | 570.7763 | 26826.484 | 684.9315 | 0.11394 | 0.11491 | 0.10447 | 0.10515 | 0.10795 | 0.11393 | 0.11491 | 0.10447 | 0.10515 | 0.10795 | 100000 | 100000 | 0 | 0 | 0
4228 |  |  |  | 9795.2055 |  |  |  |  | 1908.8039 | 1960.1164 | 2011.4289 | 2062.7414 | 2114.0539 | 4817.3502 | 4687.2019 | 4557.0536 | 4426.9054 | 4296.7571 |  | 0 |  |  |  |  | 1 | 1 | 1 | 1 | 1 | [5 empty] | 5.2588 | 4.4738 | 570.7763 | 26826.484 | 684.9315 | 0.11234 | 0.11001 | 0.10314 | 0.10478 | 0.1079 | 0.11234 | 0.11001 | 0.10314 | 0.10478 | 0.1079 | 100000 | 100000 | 0 | 0 | 0
4229 |  |  |  | 9795.2055 |  |  |  |  | 2175.7224 | 2226.5399 | 2277.3574 | 2328.1749 | 2378.9924 | 8997.143 | 8754.0711 | 8510.9992 | 8267.9273 | 8024.8554 |  | 0.00816 |  |  |  |  | 1 | 1 | 1 | 1 | 1 | [5 empty] | 5.2389 | 4.5598 | 570.7763 | 26826.484 | 684.9315 | 0.11216 | 0.10975 | 0.10389 | 0.10478 | 0.10733 | 0.11216 | 0.10975 | 0.10389 | 0.10478 | 0.10733 | 100000 | 100000 | 0 | 0 | 0
4230 |  |  |  | 9795.2055 |  |  |  |  | 2577.2217 | 2618.8817 | 2660.5417 | 2702.2017 | 2743.8617 | 10611.3395 | 10324.6575 | 10037.9756 | 9751.2936 | 9464.6117 |  | 0.04893 |  |  |  |  | 1 | 1 | 1 | 1 | 1 | [5 empty] | 5.2953 | 4.5355 | 570.7763 | 26826.484 | 684.9315 | 0.11048 | 0.10418 | 0.099343 | 0.099376 | 0.084011 | 0.11048 | 0.10418 | 0.099343 | 0.099376 | 0.084011 | 100000 | 100000 | 0 | 0 | 0
4231 |  |  |  | 9795.2055 |  |  |  |  | 2938.3468 | 2979.4568 | 3020.5668 | 3061.6768 | 3102.7868 | 10816.8059 | 10524.5729 | 10232.34 | 9940.107 | 9647.8741 |  | 0.15363 |  |  |  |  | 1 | 1 | 1 | 1 | 1 | [5 empty] | 4.1458 | 4.6908 | 570.7763 | 26826.484 | 684.9315 | 0.10749 | 0.096793 | 0.083163 | 0.042236 | 0.043471 | 0.10749 | 0.096793 | 0.083163 | 0.042236 | 0.043471 | 100000 | 100000 | 0 | 0 | 0
4232 |  |  |  | 9795.2055 |  |  |  |  | 3265.0789 | 3342.0489 | 3419.0189 | 3495.9889 | 3572.9589 | 8939.0201 | 8697.5185 | 8456.0169 | 8214.5153 | 7973.0137 |  | 0.3357 |  |  |  |  | 1 | 1 | 1 | 1 | 1 | [5 empty] | 3.6283 | 4.9497 | 570.7763 | 26826.484 | 684.9315 | 0.10067 | 0.045823 | 0.038101 | 0.037288 | 0.041173 | 0.10067 | 0.045823 | 0.038101 | 0.037288 | 0.041173 | 100000 | 100000 | 0 | 0 | 0
4233 |  |  |  | 9795.2055 |  |  |  |  | 3917.7957 | 4042.3657 | 4166.9357 | 4291.5057 | 4416.0757 | 8766.0486 | 8529.2201 | 8292.3915 | 8055.563 | 7818.7345 |  | 0.50071 |  |  |  |  | 1 | 1 | 1 | 1 | 1 | [5 empty] | 3.2888 | 5.0709 | 570.7763 | 26826.484 | 684.9315 | 0.095815 | 0.022964 | 0.016796 | 0.0089351 | 0.0088458 | 0.095815 | 0.022964 | 0.016796 | 0.0089351 | 0.0088457 | 100000 | 100000 | 0 | 0 | 0
4234 |  |  |  | 9795.2055 |  |  |  |  | 4393.3144 | 4651.6119 | 4909.9094 | 5168.2069 | 5426.5044 | 7972.2108 | 7756.829 | 7541.4473 | 7326.0655 | 7110.6838 |  | 0.62124 |  |  |  |  | 1 | 1 | 1 | 1 | 1 | [5 empty] | 3.0142 | 5.2325 | 570.7763 | 26826.484 | 684.9315 | 0.095998 | 0.022224 | 0.016269 | 0.0054178 | 0.0041352 | 0.095998 | 0.022224 | 0.016269 | 0.0054178 | 0.0041352 | 100000 | 100000 | 0 | 0 | 0
4235 |  |  |  | 9795.2055 |  |  |  |  | 4838.1786 | 5167.4236 | 5496.6686 | 5825.9136 | 6155.1586 | 7336.8279 | 7138.612 | 6940.3961 | 6742.1802 | 6543.9643 |  | 0.68593 |  |  |  |  | 1 | 1 | 1 | 1 | 1 | [5 empty] | 2.8899 | 5.1972 | 570.7763 | 26826.484 | 684.9315 | 0.096036 | 0.022506 | 0.016202 | 0.0054076 | 0.004111 | 0.096036 | 0.022506 | 0.016202 | 0.0054076 | 0.004111 | 100000 | 100000 | 0 | 0 | 0
4236 |  |  |  | 9795.2055 |  |  |  |  | 4897.2446 | 5338.2721 | 5779.2996 | 6220.3271 | 6661.3546 | 6938.4571 | 6751.0038 | 6563.5505 | 6376.0972 | 6188.6439 |  | 0.72329 |  |  |  |  | 1 | 1 | 1 | 1 | 1 | [5 empty] | 2.6397 | 5.5041 | 570.7763 | 26826.484 | 684.9315 | 0.096238 | 0.022705 | 0.016306 | 0.0053689 | 0.0041109 | 0.096238 | 0.022705 | 0.016307 | 0.0053689 | 0.0041108 | 100000 | 100000 | 0 | 0 | 0
4237 |  |  |  | 9795.2055 |  |  |  |  | 4724.5326 | 5236.0126 | 5747.4926 | 6258.9726 | 6770.4526 | 6337.1885 | 6165.9795 | 5994.7704 | 5823.5613 | 5652.3523 |  | 0.73425 |  |  |  |  | 1 | 1 | 1 | 1 | 1 | [5 empty] | 2.4004 | 5.3636 | 570.7763 | 26826.484 | 684.9315 | 0.096274 | 0.022692 | 0.016678 | 0.0056327 | 0.004143 | 0.096274 | 0.022692 | 0.016678 | 0.0056327 | 0.004143 | 100000 | 100000 | 0 | 0 | 0
4238 |  |  |  | 9795.2055 |  |  |  |  | 4883.7865 | 5392.049 | 5900.3115 | 6408.574 | 6916.8365 | 6175.8861 | 6009.0348 | 5842.1836 | 5675.3324 | 5508.4811 |  | 0.68125 |  |  |  |  | 1 | 1 | 1 | 1 | 1 | [5 empty] | 2.1497 | 4.8847 | 570.7763 | 26826.484 | 684.9315 | 0.096233 | 0.022721 | 0.016671 | 0.0056711 | 0.0041596 | 0.096233 | 0.022721 | 0.016671 | 0.0056711 | 0.0041595 | 100000 | 100000 | 0 | 0 | 0
4239 |  |  |  | 9795.2055 |  |  |  |  | 5053.5078 | 5543.1536 | 6032.7995 | 6522.4453 | 7012.0911 | 5820.1723 | 5662.9312 | 5505.6901 | 5348.4491 | 5191.208 |  | 0.59453 |  |  |  |  | 1 | 1 | 1 | 1 | 1 | [5 empty] | 1.1242 | 4.6573 | 570.7763 | 26826.484 | 684.9315 | 0.096188 | 0.022481 | 0.016832 | 0.0060449 | 0.0041868 | 0.096188 | 0.022481 | 0.016832 | 0.0060449 | 0.0041868 | 100000 | 100000 | 0 | 0 | 0
4240 |  |  |  | 9795.2055 |  |  |  |  | 5102.1064 | 5572.6131 | 6043.1198 | 6513.6264 | 6984.1331 | 6186.6623 | 6019.5199 | 5852.3775 | 5685.2352 | 5518.0928 |  | 0.46185 |  |  |  |  | 1 | 1 | 1 | 1 | 1 | [5 empty] | 0.31441 | 4.7016 | 570.7763 | 26826.484 | 684.9315 | 0.096187 | 0.023869 | 0.018837 | 0.0077984 | 0.0055005 | 0.096187 | 0.023869 | 0.018837 | 0.0077984 | 0.0055005 | 100000 | 100000 | 0 | 0 | 0
4241 |  |  |  | 9795.2055 |  |  |  |  | 5411.6422 | 5891.773 | 6371.9039 | 6852.0347 | 7332.1655 | 6532.6054 | 6356.1168 | 6179.6283 | 6003.1397 | 5826.6511 |  | 0.29632 |  |  |  |  | 1 | 1 | 1 | 1 | 1 | [5 empty] | 1.4242 | 4.6126 | 570.7763 | 26826.484 | 684.9315 | 0.10434 | 0.072499 | 0.039212 | 0.039224 | 0.04176 | 0.10434 | 0.072499 | 0.039212 | 0.039224 | 0.04176 | 100000 | 100000 | 0 | 0 | 0
4242 |  |  |  | 9795.2055 |  |  |  |  | 5527.5312 | 6047.5362 | 6567.5412 | 7087.5462 | 7607.5512 | 6828.6331 | 6644.1469 | 6459.6607 | 6275.1745 | 6090.6883 |  | 0.10663 |  |  |  |  | 1 | 1 | 1 | 1 | 1 | [5 empty] | 1.6547 | 4.904 | 570.7763 | 26826.484 | 684.9315 | 0.10966 | 0.1014 | 0.085209 | 0.044839 | 0.044654 | 0.10966 | 0.1014 | 0.085209 | 0.044839 | 0.044654 | 100000 | 100000 | 0 | 0 | 0
4243 |  |  |  | 9795.2055 |  |  |  |  | 5362.2959 | 5845.7817 | 6329.2676 | 6812.7534 | 7296.2392 | 7539.7819 | 7336.0829 | 7132.3839 | 6928.6849 | 6724.9859 |  | 0.0377 |  |  |  |  | 1 | 1 | 1 | 1 | 1 | [5 empty] | 1.1689 | 4.9024 | 570.7763 | 26826.484 | 684.9315 | 0.11282 | 0.10958 | 0.097409 | 0.1019 | 0.060104 | 0.11282 | 0.10958 | 0.097409 | 0.1019 | 0.060104 | 100000 | 100000 | 0 | 0 | 0
4244 |  |  |  | 9795.2055 |  |  |  |  | 5078.9286 | 5496.857 | 5914.7853 | 6332.7136 | 6750.642 | 7795.1073 | 7584.5103 | 7373.9133 | 7163.3162 | 6952.7192 |  | 0 |  |  |  |  | 1 | 1 | 1 | 1 | 1 | [5 empty] | 5.2083 | 5.107 | 570.7763 | 26826.484 | 684.9315 | 0.11331 | 0.1103 | 0.098981 | 0.10479 | 0.0622 | 0.11331 | 0.1103 | 0.098981 | 0.10479 | 0.0622 | 100000 | 100000 | 0 | 0 | 0
4245 |  |  |  | 9795.2055 |  |  |  |  | 4917.4317 | 5325.845 | 5734.2584 | 6142.6717 | 6551.085 | 7219.633 | 7024.5833 | 6829.5336 | 6634.484 | 6439.4343 |  | 0 |  |  |  |  | 1 | 1 | 1 | 1 | 1 | [5 empty] | 8.0928 | 5.3475 | 570.7763 | 26826.484 | 684.9315 | 0.11212 | 0.10987 | 0.097405 | 0.10222 | 0.061725 | 0.11212 | 0.10987 | 0.097405 | 0.10222 | 0.061725 | 100000 | 100000 | 0 | 0 | 0
4246 |  |  |  | 9795.2055 |  |  |  |  | 4953.3199 | 5310.2557 | 5667.1916 | 6024.1274 | 6381.0632 | 5711.1849 | 5556.8883 | 5402.5917 | 5248.2951 | 5093.9985 |  | 0 |  |  |  |  | 1 | 1 | 1 | 1 | 1 | [5 empty] | 9.4077 | 4.8854 | 570.7763 | 26826.484 | 684.9315 | 0.11186 | 0.1096 | 0.097402 | 0.10194 | 0.061712 | 0.11186 | 0.1096 | 0.097402 | 0.10194 | 0.061712 | 100000 | 100000 | 0 | 0 | 0
4247 |  |  |  | 9795.2055 |  |  |  |  | 3985.0861 | 4335.0369 | 4684.9877 | 5034.9386 | 5384.8894 | 3214.8227 | 3127.9693 | 3041.1158 | 2954.2623 | 2867.4089 |  | 0 |  |  |  |  | 1 | 1 | 1 | 1 | 1 | [5 empty] | 9.7348 | 3.9672 | 570.7763 | 26826.484 | 684.9315 | 0.11133 | 0.10961 | 0.097409 | 0.10198 | 0.061731 | 0.11133 | 0.10961 | 0.097409 | 0.10198 | 0.061731 | 100000 | 100000 | 0 | 0 | 0
4248 |  |  |  | 9795.2055 |  |  |  |  | 3016.2766 | 3398.2916 | 3780.3066 | 4162.3216 | 4544.3366 | 1889.7253 | 1838.6715 | 1787.6176 | 1736.5637 | 1685.5098 |  | 0 |  |  |  |  | 1 | 1 | 1 | 1 | 1 | [5 empty] | 10.0767 | 3.4561 | 570.7763 | 26826.484 | 684.9315 | 0.11121 | 0.1096 | 0.097423 | 0.10201 | 0.061769 | 0.11121 | 0.1096 | 0.097423 | 0.10201 | 0.061769 | 100000 | 100000 | 0 | 0 | 0
4249 |  |  |  | 9795.2055 |  |  |  |  | 2472.1376 | 2784.5801 | 3097.0226 | 3409.4651 | 3721.9076 | 2112.9989 | 2055.9129 | 1998.827 | 1941.741 | 1884.655 |  | 0 |  |  |  |  | 1 | 1 | 1 | 1 | 1 | [5 empty] | 10.0454 | 3.3075 | 570.7763 | 26826.484 | 684.9315 | 0.11121 | 0.10958 | 0.097414 | 0.10206 | 0.061739 | 0.11121 | 0.10958 | 0.097414 | 0.10206 | 0.061739 | 100000 | 100000 | 0 | 0 | 0
4250 |  |  |  | 9795.2055 |  |  |  |  | 2181.0344 | 2395.5269 | 2610.0194 | 2824.5119 | 3039.0044 | 1895.5981 | 1844.3855 | 1793.173 | 1741.9604 | 1690.7479 |  | 0 |  |  |  |  | 1 | 1 | 1 | 1 | 1 | [5 empty] | 10.0063 | 3.0667 | 570.7763 | 26826.484 | 684.9315 | 0.11124 | 0.10956 | 0.097443 | 0.10207 | 0.06175 | 0.11124 | 0.10956 | 0.097443 | 0.10207 | 0.06175 | 100000 | 100000 | 0 | 0 | 0
4251 |  |  |  | 9795.2055 |  |  |  |  | 2089.225 | 2187.5608 | 2285.8966 | 2384.2325 | 2482.5683 | 2133.2987 | 2075.6643 | 2018.0299 | 1960.3955 | 1902.7611 |  | 0 |  |  |  |  | 1 | 1 | 1 | 1 | 1 | [5 empty] | 9.6835 | 3.113 | 570.7763 | 26826.484 | 684.9315 | 0.11127 | 0.10956 | 0.097451 | 0.10205 | 0.061738 | 0.11127 | 0.10956 | 0.097451 | 0.10205 | 0.061738 | 100000 | 100000 | 0 | 0 | 0
4252 |  |  |  | 9795.2055 |  |  |  |  | 2146.6992 | 2201.9442 | 2257.1892 | 2312.4342 | 2367.6792 | 3729.3877 | 3628.6325 | 3527.8772 | 3427.122 | 3326.3667 |  | 0 |  |  |  |  | 1 | 1 | 1 | 1 | 1 | [5 empty] | 9.1166 | 3.2831 | 570.7763 | 26826.484 | 684.9315 | 0.10912 | 0.10903 | 0.09669 | 0.10204 | 0.061725 | 0.10912 | 0.10903 | 0.09669 | 0.10204 | 0.061725 | 100000 | 100000 | 0 | 0 | 0
4253 |  |  |  | 9795.2055 |  |  |  |  | 2340.0215 | 2382.7815 | 2425.5415 | 2468.3015 | 2511.0615 | 7421.1953 | 7220.7001 | 7020.2049 | 6819.7097 | 6619.2145 |  | 0.00818 |  |  |  |  | 1 | 1 | 1 | 1 | 1 | [5 empty] | 8.4071 | 3.671 | 570.7763 | 26826.484 | 684.9315 | 0.11069 | 0.10904 | 0.096773 | 0.10112 | 0.060166 | 0.11069 | 0.10904 | 0.096773 | 0.10112 | 0.060165 | 100000 | 100000 | 0 | 0 | 0
4254 |  |  |  | 9795.2055 |  |  |  |  | 2611.7178 | 2652.8278 | 2693.9378 | 2735.0478 | 2776.1578 | 9301.779 | 9050.4769 | 8799.1748 | 8547.8726 | 8296.5705 |  | 0.05105 |  |  |  |  | 1 | 1 | 1 | 1 | 1 | [5 empty] | 7.9361 | 3.2833 | 570.7763 | 26826.484 | 684.9315 | 0.10967 | 0.10368 | 0.092364 | 0.061185 | 0.049457 | 0.10967 | 0.10368 | 0.092364 | 0.061185 | 0.049457 | 100000 | 100000 | 0 | 0 | 0
4255 |  |  |  | 9795.2055 |  |  |  |  | 3234.9771 | 3275.3996 | 3315.8221 | 3356.2446 | 3396.6671 | 10200.2203 | 9924.6454 | 9649.0705 | 9373.4956 | 9097.9206 |  | 0.15292 |  |  |  |  | 1 | 1 | 1 | 1 | 1 | [5 empty] | 6.4275 | 2.7925 | 570.7763 | 26826.484 | 684.9315 | 0.10195 | 0.045623 | 0.040127 | 0.039789 | 0.041999 | 0.10195 | 0.045623 | 0.040127 | 0.039789 | 0.041999 | 100000 | 100000 | 0 | 0 | 0
4256 |  |  |  | 9795.2055 |  |  |  |  | 4185.1677 | 4226.0027 | 4266.8377 | 4307.6727 | 4348.5077 | 7922.761 | 7708.7152 | 7494.6694 | 7280.6236 | 7066.5778 |  | 0.33698 |  |  |  |  | 1 | 1 | 1 | 1 | 1 | [5 empty] | 5.3436 | 2.0893 | 570.7763 | 26826.484 | 684.9315 | 0.09506 | 0.022936 | 0.015453 | 0.0069927 | 0.014602 | 0.09506 | 0.022936 | 0.015453 | 0.0069927 | 0.014602 | 100000 | 100000 | 0 | 0 | 0
4257 |  |  |  | 9795.2055 |  |  |  |  | 5067.4342 | 5126.9142 | 5186.3942 | 5245.8742 | 5305.3542 | 7857.7453 | 7645.4561 | 7433.1668 | 7220.8775 | 7008.5882 |  | 0.50442 |  |  |  |  | 1 | 1 | 1 | 1 | 1 | [5 empty] | 3.697 | 1.7717 | 570.7763 | 26826.484 | 684.9315 | 0.09433 | 0.015246 | 0.0069867 | 0.0028785 | 0.0024846 | 0.09433 | 0.015246 | 0.0069867 | 0.0028785 | 0.0024846 | 100000 | 100000 | 0 | 0 | 0
4258 |  |  |  | 9795.2055 |  |  |  |  | 5681.7365 | 5755.984 | 5830.2315 | 5904.479 | 5978.7265 | 7452.1035 | 7250.7733 | 7049.443 | 6848.1128 | 6646.7826 |  | 0.62614 |  |  |  |  | 1 | 1 | 1 | 1 | 1 | [5 empty] | 2.2542 | 1.5026 | 570.7763 | 26826.484 | 684.9315 | 0.094616 | 0.015551 | 0.0070144 | 0.0024588 | 0.002135 | 0.094616 | 0.015551 | 0.0070144 | 0.0024588 | 0.002135 | 100000 | 100000 | 0 | 0 | 0
4259 |  |  |  | 9795.2055 |  |  |  |  | 6302.7566 | 6418.6366 | 6534.5166 | 6650.3966 | 6766.2766 | 6831.5307 | 6646.9662 | 6462.4017 | 6277.8372 | 6093.2727 |  | 0.71236 |  |  |  |  | 1 | 1 | 1 | 1 | 1 | [5 empty] | 1.3887 | 1.3042 | 570.7763 | 26826.484 | 684.9315 | 0.094725 | 0.015585 | 0.0070414 | 0.0024557 | 0.0021351 | 0.094725 | 0.015585 | 0.0070414 | 0.0024557 | 0.0021351 | 100000 | 100000 | 0 | 0 | 0
4260 |  |  |  | 9795.2055 |  |  |  |  | 6196.7652 | 6367.6977 | 6538.6302 | 6709.5627 | 6880.4952 | 6842.5548 | 6657.6924 | 6472.8301 | 6287.9678 | 6103.1055 |  | 0.74415 |  |  |  |  | 1 | 1 | 1 | 1 | 1 | [5 empty] | 0.096705 | 0.9289 | 570.7763 | 26826.484 | 684.9315 | 0.094733 | 0.015755 | 0.0071048 | 0.0024616 | 0.0021378 | 0.094733 | 0.015755 | 0.0071048 | 0.0024616 | 0.0021378 | 100000 | 100000 | 0 | 0 | 0
4261 |  |  |  | 9795.2055 |  |  |  |  | 5551.1133 | 5790.3533 | 6029.5933 | 6268.8333 | 6508.0733 | 5973.7747 | 5812.3839 | 5650.993 | 5489.6021 | 5328.2112 |  | 0.73632 |  |  |  |  | 1 | 1 | 1 | 1 | 1 | [5 empty] | 1.3358 | 0.50847 | 570.7763 | 26826.484 | 684.9315 | 0.095375 | 0.016253 | 0.0077058 | 0.0024469 | 0.0021349 | 0.095375 | 0.016253 | 0.0077058 | 0.0024469 | 0.0021349 | 100000 | 100000 | 0 | 0 | 0
4262 |  |  |  | 9795.2055 |  |  |  |  | 5145.8081 | 5477.2806 | 5808.7531 | 6140.2256 | 6471.6981 | 5883.1041 | 5724.1629 | 5565.2216 | 5406.2803 | 5247.3391 |  | 0.67871 |  |  |  |  | 1 | 1 | 1 | 1 | 1 | [5 empty] | 1.1827 | 0.58713 | 570.7763 | 26826.484 | 684.9315 | 0.095364 | 0.016237 | 0.0082899 | 0.0024378 | 0.0021321 | 0.095364 | 0.016237 | 0.0082899 | 0.0024378 | 0.0021321 | 100000 | 100000 | 0 | 0 | 0
4263 |  |  |  | 9795.2055 |  |  |  |  | 4950.9929 | 5266.2954 | 5581.5979 | 5896.9004 | 6212.2029 | 5335.5837 | 5191.4346 | 5047.2854 | 4903.1363 | 4758.9871 |  | 0.588 |  |  |  |  | 1 | 1 | 1 | 1 | 1 | [5 empty] | 1.3622 | 1.2518 | 570.7763 | 26826.484 | 684.9315 | 0.094801 | 0.01645 | 0.0086572 | 0.0034371 | 0.0021356 | 0.094801 | 0.01645 | 0.0086572 | 0.0034371 | 0.0021356 | 100000 | 100000 | 0 | 0 | 0
4264 |  |  |  | 9795.2055 |  |  |  |  | 4934.5717 | 5286.6676 | 5638.7634 | 5990.8592 | 6342.9551 | 5794.9113 | 5638.3527 | 5481.7941 | 5325.2355 | 5168.6769 |  | 0.45838 |  |  |  |  | 1 | 1 | 1 | 1 | 1 | [5 empty] | 1.0991 | 1.625 | 570.7763 | 26826.484 | 684.9315 | 0.09485 | 0.021766 | 0.01124 | 0.003526 | 0.0032926 | 0.09485 | 0.021766 | 0.01124 | 0.003526 | 0.0032926 | 100000 | 100000 | 0 | 0 | 0
4265 |  |  |  | 9795.2055 |  |  |  |  | 5255.5316 | 5648.8766 | 6042.2216 | 6435.5666 | 6828.9116 | 6304.31 | 6133.9892 | 5963.6684 | 5793.3476 | 5623.0268 |  | 0.28645 |  |  |  |  | 1 | 1 | 1 | 1 | 1 | [5 empty] | 2.116 | 2.0269 | 570.7763 | 26826.484 | 684.9315 | 0.10044 | 0.043798 | 0.037661 | 0.036514 | 0.037321 | 0.10044 | 0.043798 | 0.037661 | 0.036514 | 0.037321 | 100000 | 100000 | 0 | 0 | 0
4266 |  |  |  | 9795.2055 |  |  |  |  | 5487.6677 | 6000.7977 | 6513.9277 | 7027.0577 | 7540.1877 | 6317.702 | 6147.0194 | 5976.3368 | 5805.6542 | 5634.9715 |  | 0.10689 |  |  |  |  | 1 | 1 | 1 | 1 | 1 | [5 empty] | 1.7701 | 2.4711 | 570.7763 | 26826.484 | 684.9315 | 0.10789 | 0.096307 | 0.080487 | 0.042032 | 0.043358 | 0.10789 | 0.096307 | 0.080487 | 0.042032 | 0.043358 | 100000 | 100000 | 0 | 0 | 0
4267 |  |  |  | 9795.2055 |  |  |  |  | 5363.7623 | 5884.7023 | 6405.6423 | 6926.5823 | 7447.5223 | 6628.0394 | 6448.9725 | 6269.9056 | 6090.8388 | 5911.7719 |  | 0.03747 |  |  |  |  | 1 | 1 | 1 | 1 | 1 | [5 empty] | 3.4512 | 3.3749 | 570.7763 | 26826.484 | 684.9315 | 0.11344 | 0.10838 | 0.10004 | 0.10157 | 0.082055 | 0.11344 | 0.10838 | 0.10004 | 0.10157 | 0.082055 | 100000 | 100000 | 0 | 0 | 0
4268 |  |  |  | 9795.2055 |  |  |  |  | 5172.6792 | 5661.0325 | 6149.3859 | 6637.7392 | 7126.0925 | 7103.2287 | 6911.3239 | 6719.419 | 6527.5142 | 6335.6094 |  | 0 |  |  |  |  | 1 | 1 | 1 | 1 | 1 | [5 empty] | 5.2043 | 3.6302 | 570.7763 | 26826.484 | 684.9315 | 0.11406 | 0.10839 | 0.10004 | 0.10383 | 0.082596 | 0.11406 | 0.10839 | 0.10004 | 0.10383 | 0.082596 | 100000 | 100000 | 0 | 0 | 0
4269 |  |  |  | 9795.2055 |  |  |  |  | 4988.3139 | 5383.1164 | 5777.9189 | 6172.7214 | 6567.5239 | 6401.5667 | 6228.6183 | 6055.67 | 5882.7216 | 5709.7733 |  | 0 |  |  |  |  | 1 | 1 | 1 | 1 | 1 | [5 empty] | 7.3355 | 5.6667 | 570.7763 | 26826.484 | 684.9315 | 0.11379 | 0.10838 | 0.10004 | 0.10335 | 0.082592 | 0.11379 | 0.10838 | 0.10004 | 0.10335 | 0.082592 | 100000 | 100000 | 0 | 0 | 0
4270 |  |  |  | 9795.2055 |  |  |  |  | 4791.2594 | 5112.4469 | 5433.6344 | 5754.8219 | 6076.0094 | 4940.2366 | 4806.7684 | 4673.3002 | 4539.8319 | 4406.3637 |  | 0 |  |  |  |  | 1 | 1 | 1 | 1 | 1 | [5 empty] | 8.3765 | 6.6944 | 570.7763 | 26826.484 | 684.9315 | 0.1137 | 0.10839 | 0.10004 | 0.10335 | 0.082345 | 0.1137 | 0.10839 | 0.10004 | 0.10335 | 0.082345 | 100000 | 100000 | 0 | 0 | 0
4271 |  |  |  | 9795.2055 |  |  |  |  | 3575.3439 | 3851.6539 | 4127.9639 | 4404.2739 | 4680.5839 | 2800.5396 | 2724.8787 | 2649.2177 | 2573.5567 | 2497.8958 |  | 0 |  |  |  |  | 1 | 1 | 1 | 1 | 1 | [5 empty] | 9.1285 | 8.8339 | 570.7763 | 26826.484 | 684.9315 | 0.11369 | 0.1084 | 0.10003 | 0.10334 | 0.082345 | 0.11369 | 0.1084 | 0.10003 | 0.10334 | 0.082345 | 100000 | 100000 | 0 | 0 | 0
4272 |  |  |  | 9795.2055 |  |  |  |  | 2524.0417 | 2733.0342 | 2942.0267 | 3151.0192 | 3360.0117 | 1727.8744 | 1681.1932 | 1634.512 | 1587.8307 | 1541.1495 |  | 0 |  |  |  |  | 1 | 1 | 1 | 1 | 1 | [5 empty] | 9.0753 | 8.9454 | 570.7763 | 26826.484 | 684.9315 | 0.11334 | 0.10838 | 0.10002 | 0.10334 | 0.08238 | 0.11334 | 0.10838 | 0.10002 | 0.10335 | 0.082381 | 100000 | 100000 | 0 | 0 | 0
4273 |  |  |  | 9795.2055 |  |  |  |  | 2096.2885 | 2197.2635 | 2298.2385 | 2399.2135 | 2500.1885 | 1930.541 | 1878.3844 | 1826.2278 | 1774.0712 | 1721.9147 |  | 0 |  |  |  |  | 1 | 1 | 1 | 1 | 1 | [5 empty] | 8.867 | 9.7323 | 570.7763 | 26826.484 | 684.9315 | 0.11335 | 0.10838 | 0.10004 | 0.10332 | 0.082374 | 0.11335 | 0.10838 | 0.10004 | 0.10332 | 0.082374 | 100000 | 100000 | 0 | 0 | 0
4274 |  |  |  | 9795.2055 |  |  |  |  | 1934.577 | 1985.0645 | 2035.552 | 2086.0395 | 2136.527 | 1733.4008 | 1686.5703 | 1639.7398 | 1592.9092 | 1546.0787 |  | 0 |  |  |  |  | 1 | 1 | 1 | 1 | 1 | [5 empty] | 7.3758 | 9.7778 | 570.7763 | 26826.484 | 684.9315 | 0.11335 | 0.10838 | 0.10005 | 0.10336 | 0.082448 | 0.11335 | 0.10838 | 0.10005 | 0.10336 | 0.082448 | 100000 | 100000 | 0 | 0 | 0
4275 |  |  |  | 9795.2055 |  |  |  |  | 1887.6284 | 1929.5634 | 1971.4984 | 2013.4334 | 2055.3684 | 1946.6069 | 1894.0162 | 1841.4256 | 1788.835 | 1736.2443 |  | 0 |  |  |  |  | 1 | 1 | 1 | 1 | 1 | [5 empty] | 6.18 | 9.4407 | 570.7763 | 26826.484 | 684.9315 | 0.1134 | 0.10833 | 0.10005 | 0.10339 | 0.082453 | 0.1134 | 0.10833 | 0.10005 | 0.10339 | 0.082453 | 100000 | 100000 | 0 | 0 | 0
4276 |  |  |  | 9795.2055 |  |  |  |  | 1922.6535 | 1964.726 | 2006.7985 | 2048.871 | 2090.9435 | 3398.161 | 3306.3544 | 3214.5478 | 3122.7411 | 3030.9345 |  | 0 |  |  |  |  | 1 | 1 | 1 | 1 | 1 | [5 empty] | 5.3185 | 8.7601 | 570.7763 | 26826.484 | 684.9315 | 0.11275 | 0.10841 | 0.10004 | 0.10335 | 0.082351 | 0.11275 | 0.10841 | 0.10004 | 0.10335 | 0.082351 | 100000 | 100000 | 0 | 0 | 0
4277 |  |  |  | 9795.2055 |  |  |  |  | 2414.4951 | 2455.3301 | 2496.1651 | 2537.0001 | 2577.8351 | 6733.0192 | 6551.1162 | 6369.2131 | 6187.3101 | 6005.407 |  | 0.00751 |  |  |  |  | 1 | 1 | 1 | 1 | 1 | [5 empty] | 4.9433 | 7.8541 | 570.7763 | 26826.484 | 684.9315 | 0.11275 | 0.10841 | 0.10005 | 0.10336 | 0.082604 | 0.11275 | 0.10841 | 0.10005 | 0.10336 | 0.082604 | 100000 | 100000 | 0 | 0 | 0
4278 |  |  |  | 9795.2055 |  |  |  |  | 3243.1737 | 3285.9337 | 3328.6937 | 3371.4537 | 3414.2137 | 8422.0746 | 8194.539 | 7967.0035 | 7739.468 | 7511.9324 |  | 0.05195 |  |  |  |  | 1 | 1 | 1 | 1 | 1 | [5 empty] | 4.5277 | 6.3559 | 570.7763 | 26826.484 | 684.9315 | 0.11126 | 0.10775 | 0.09997 | 0.096891 | 0.077469 | 0.11126 | 0.10775 | 0.09997 | 0.096891 | 0.077469 | 100000 | 100000 | 0 | 0 | 0
4279 |  |  |  | 9795.2055 |  |  |  |  | 3792.3968 | 3834.8818 | 3877.3668 | 3919.8518 | 3962.3368 | 9249.009 | 8999.1325 | 8749.2561 | 8499.3796 | 8249.5032 |  | 0.15107 |  |  |  |  | 1 | 1 | 1 | 1 | 1 | [5 empty] | 2.2928 | 5.4077 | 570.7763 | 26826.484 | 684.9315 | 0.10917 | 0.09619 | 0.084344 | 0.044691 | 0.044492 | 0.10917 | 0.09619 | 0.084344 | 0.044691 | 0.044492 | 100000 | 100000 | 0 | 0 | 0
4280 |  |  |  | 9795.2055 |  |  |  |  | 3581.5011 | 3631.6586 | 3681.8161 | 3731.9736 | 3782.1311 | 7189.6709 | 6995.4307 | 6801.1905 | 6606.9503 | 6412.7101 |  | 0.32842 |  |  |  |  | 1 | 1 | 1 | 1 | 1 | [5 empty] | 0.54309 | 4.9521 | 570.7763 | 26826.484 | 684.9315 | 0.10806 | 0.080627 | 0.041199 | 0.039534 | 0.041873 | 0.10806 | 0.080627 | 0.041199 | 0.039534 | 0.041873 | 100000 | 100000 | 0 | 0 | 0
4281 |  |  |  | 9795.2055 |  |  |  |  | 3540.5143 | 3615.5043 | 3690.4943 | 3765.4843 | 3840.4743 | 7132.2854 | 6939.5955 | 6746.9057 | 6554.2158 | 6361.526 |  | 0.48863 |  |  |  |  | 1 | 1 | 1 | 1 | 1 | [5 empty] | 0.47512 | 5.0687 | 570.7763 | 26826.484 | 684.9315 | 0.10588 | 0.076041 | 0.040263 | 0.038841 | 0.041668 | 0.10588 | 0.076041 | 0.040263 | 0.038841 | 0.041668 | 100000 | 100000 | 0 | 0 | 0
4282 |  |  |  | 9795.2055 |  |  |  |  | 3782.709 | 3887.4515 | 3992.194 | 4096.9365 | 4201.679 | 6763.0158 | 6580.3024 | 6397.5889 | 6214.8754 | 6032.162 |  | 0.60858 |  |  |  |  | 1 | 1 | 1 | 1 | 1 | [5 empty] | 1.3403 | 4.5717 | 570.7763 | 26826.484 | 684.9315 | 0.10594 | 0.076074 | 0.040279 | 0.038848 | 0.041665 | 0.10594 | 0.076074 | 0.040279 | 0.038848 | 0.041665 | 100000 | 100000 | 0 | 0 | 0
4283 |  |  |  | 9795.2055 |  |  |  |  | 4255.175 | 4419.0675 | 4582.96 | 4746.8525 | 4910.745 | 6202.1189 | 6034.5589 | 5866.999 | 5699.439 | 5531.8791 |  | 0.70108 |  |  |  |  | 1 | 1 | 1 | 1 | 1 | [5 empty] | 2.04 | 4.8795 | 570.7763 | 26826.484 | 684.9315 | 0.10626 | 0.076073 | 0.040286 | 0.038835 | 0.041656 | 0.10626 | 0.076073 | 0.040286 | 0.038835 | 0.041655 | 100000 | 100000 | 0 | 0 | 0
4284 |  |  |  | 9795.2055 |  |  |  |  | 4393.0397 | 4597.9072 | 4802.7747 | 5007.6422 | 5212.5097 | 6212.6447 | 6044.8004 | 5876.9561 | 5709.1117 | 5541.2674 |  | 0.71712 |  |  |  |  | 1 | 1 | 1 | 1 | 1 | [5 empty] | 2.2653 | 4.2062 | 570.7763 | 26826.484 | 684.9315 | 0.10652 | 0.076085 | 0.04028 | 0.038815 | 0.041647 | 0.10652 | 0.076085 | 0.04028 | 0.038815 | 0.041647 | 100000 | 100000 | 0 | 0 | 0
4285 |  |  |  | 9795.2055 |  |  |  |  | 4268.5889 | 4538.7389 | 4808.8889 | 5079.0389 | 5349.1889 | 5425.9216 | 5279.3318 | 5132.7421 | 4986.1523 | 4839.5625 |  | 0.71691 |  |  |  |  | 1 | 1 | 1 | 1 | 1 | [5 empty] | 2.7625 | 3.7981 | 570.7763 | 26826.484 | 684.9315 | 0.10683 | 0.076084 | 0.040279 | 0.039087 | 0.041654 | 0.10683 | 0.076084 | 0.040279 | 0.039087 | 0.041653 | 100000 | 100000 | 0 | 0 | 0
4286 |  |  |  | 9795.2055 |  |  |  |  | 4121.7816 | 4439.2291 | 4756.6766 | 5074.1241 | 5391.5716 | 5344.8495 | 5200.45 | 5056.0506 | 4911.6511 | 4767.2516 |  | 0.6714 |  |  |  |  | 1 | 1 | 1 | 1 | 1 | [5 empty] | 2.6473 | 3.167 | 570.7763 | 26826.484 | 684.9315 | 0.10682 | 0.076171 | 0.040278 | 0.039336 | 0.041658 | 0.10682 | 0.076171 | 0.040278 | 0.039336 | 0.041658 | 100000 | 100000 | 0 | 0 | 0
4287 |  |  |  | 9795.2055 |  |  |  |  | 3825.1862 | 4249.8787 | 4674.5712 | 5099.2637 | 5523.9562 | 4848.4454 | 4717.4571 | 4586.4687 | 4455.4804 | 4324.4921 |  | 0.57429 |  |  |  |  | 1 | 1 | 1 | 1 | 1 | [5 empty] | 2.0754 | 2.2013 | 570.7763 | 26826.484 | 684.9315 | 0.10685 | 0.076372 | 0.04029 | 0.039336 | 0.04166 | 0.10685 | 0.076372 | 0.04029 | 0.039336 | 0.04166 | 100000 | 100000 | 0 | 0 | 0
4288 |  |  |  | 9795.2055 |  |  |  |  | 3829.6575 | 4450.4459 | 5071.2342 | 5692.0225 | 6312.8109 | 5260.6428 | 5118.5183 | 4976.3938 | 4834.2693 | 4692.1448 |  | 0.41992 |  |  |  |  | 1 | 1 | 1 | 1 | 1 | [5 empty] | 1.7478 | 2.0477 | 570.7763 | 26826.484 | 684.9315 | 0.10967 | 0.091228 | 0.041316 | 0.040025 | 0.041722 | 0.10967 | 0.091228 | 0.041316 | 0.040025 | 0.041722 | 100000 | 100000 | 0 | 0 | 0
4289 |  |  |  | 9795.2055 |  |  |  |  | 4182.8892 | 4958.7717 | 5734.6542 | 6510.5367 | 7286.4192 | 5721.7806 | 5567.1977 | 5412.6149 | 5258.032 | 5103.4492 |  | 0.20308 |  |  |  |  | 1 | 1 | 1 | 1 | 1 | [5 empty] | 0.57511 | 1.906 | 570.7763 | 26826.484 | 684.9315 | 0.11447 | 0.10399 | 0.094299 | 0.043643 | 0.043984 | 0.11447 | 0.10399 | 0.094299 | 0.043643 | 0.043983 | 100000 | 100000 | 0 | 0 | 0
4290 |  |  |  | 9795.2055 |  |  |  |  | 4758.9401 | 5583.9084 | 6408.8767 | 7233.8451 | 8058.8134 | 5736.5086 | 5581.5279 | 5426.5471 | 5271.5663 | 5116.5856 |  | 0.11309 |  |  |  |  | 1 | 1 | 1 | 1 | 1 | [5 empty] | 1.0323 | 2.1054 | 570.7763 | 26826.484 | 684.9315 | 0.11735 | 0.13772 | 0.1041 | 0.10508 | 0.10635 | 0.11735 | 0.13772 | 0.1041 | 0.10508 | 0.10635 | 100000 | 100000 | 0 | 0 | 0
4291 |  |  |  | 9795.2055 |  |  |  |  | 5159.8655 | 5935.3355 | 6710.8055 | 7486.2755 | 8261.7455 | 6017.6124 | 5855.0372 | 5692.462 | 5529.8868 | 5367.3115 |  | 0.03816 |  |  |  |  | 1 | 1 | 1 | 1 | 1 | [5 empty] | 2.6945 | 1.9553 | 570.7763 | 26826.484 | 684.9315 | 0.11922 | 0.15514 | 0.10619 | 0.1108 | 0.10913 | 0.11923 | 0.15514 | 0.10619 | 0.1108 | 0.10913 | 100000 | 100000 | 0 | 0 | 0
4292 |  |  |  | 9795.2055 |  |  |  |  | 5147.1968 | 5790.8918 | 6434.5868 | 7078.2818 | 7721.9768 | 6450.0506 | 6275.7924 | 6101.5342 | 5927.276 | 5753.0178 |  | 0 |  |  |  |  | 1 | 1 | 1 | 1 | 1 | [5 empty] | 3.6144 | 4.0132 | 570.7763 | 26826.484 | 684.9315 | 0.11923 | 0.1572 | 0.10734 | 0.12832 | 0.11007 | 0.11923 | 0.1572 | 0.10734 | 0.12832 | 0.11007 | 100000 | 100000 | 0 | 0 | 0
4293 |  |  |  | 9795.2055 |  |  |  |  | 5042.8668 | 5550.4968 | 6058.1268 | 6565.7568 | 7073.3868 | 5817.5535 | 5660.3832 | 5503.2129 | 5346.0425 | 5188.8722 |  | 0 |  |  |  |  | 1 | 1 | 1 | 1 | 1 | [5 empty] | 6.6742 | 5.1304 | 570.7763 | 26826.484 | 684.9315 | 0.11883 | 0.1562 | 0.10592 | 0.1215 | 0.11006 | 0.11883 | 0.1562 | 0.10592 | 0.1215 | 0.11006 | 100000 | 100000 | 0 | 0 | 0
4294 |  |  |  | 9795.2055 |  |  |  |  | 4854.3275 | 5292.935 | 5731.5425 | 6170.15 | 6608.7575 | 4497.8221 | 4376.3064 | 4254.7907 | 4133.275 | 4011.7593 |  | 0 |  |  |  |  | 1 | 1 | 1 | 1 | 1 | [5 empty] | 7.0865 | 2.5931 | 570.7763 | 26826.484 | 684.9315 | 0.11804 | 0.14464 | 0.10503 | 0.10934 | 0.10906 | 0.11804 | 0.14464 | 0.10503 | 0.10934 | 0.10906 | 100000 | 100000 | 0 | 0 | 0
4295 |  |  |  | 9795.2055 |  |  |  |  | 3529.3361 | 3928.7027 | 4328.0694 | 4727.4361 | 5126.8027 | 2556.4306 | 2487.3646 | 2418.2986 | 2349.2327 | 2280.1667 |  | 0 |  |  |  |  | 1 | 1 | 1 | 1 | 1 | [5 empty] | 6.9516 | 1.7163 | 570.7763 | 26826.484 | 684.9315 | 0.11804 | 0.1415 | 0.10503 | 0.1092 | 0.10911 | 0.11804 | 0.1415 | 0.10503 | 0.1092 | 0.10911 | 100000 | 100000 | 0 | 0 | 0
4296 |  |  |  | 9795.2055 |  |  |  |  | 2520.1303 | 2727.0603 | 2933.9903 | 3140.9203 | 3347.8503 | 1680.537 | 1635.1346 | 1589.7323 | 1544.33 | 1498.9276 |  | 0 |  |  |  |  | 1 | 1 | 1 | 1 | 1 | [5 empty] | 6.2428 | 2.1635 | 570.7763 | 26826.484 | 684.9315 | 0.11717 | 0.14147 | 0.10506 | 0.10921 | 0.10926 | 0.11717 | 0.14147 | 0.10506 | 0.10921 | 0.10926 | 100000 | 100000 | 0 | 0 | 0
4297 |  |  |  | 9795.2055 |  |  |  |  | 2093.04 | 2192.695 | 2292.35 | 2392.005 | 2491.66 | 1877.1543 | 1826.44 | 1775.7258 | 1725.0115 | 1674.2972 |  | 0 |  |  |  |  | 1 | 1 | 1 | 1 | 1 | [5 empty] | 6.031 | 2.4872 | 570.7763 | 26826.484 | 684.9315 | 0.11714 | 0.14145 | 0.10509 | 0.10923 | 0.10929 | 0.11714 | 0.14145 | 0.10509 | 0.10923 | 0.10929 | 100000 | 100000 | 0 | 0 | 0
4298 |  |  |  | 9795.2055 |  |  |  |  | 1931.579 | 1980.2515 | 2028.924 | 2077.5965 | 2126.269 | 1685.9644 | 1640.4155 | 1594.8665 | 1549.3175 | 1503.7686 |  | 0 |  |  |  |  | 1 | 1 | 1 | 1 | 1 | [5 empty] | 5.6513 | 3.1542 | 570.7763 | 26826.484 | 684.9315 | 0.11713 | 0.14143 | 0.10512 | 0.10925 | 0.10931 | 0.11713 | 0.14143 | 0.10512 | 0.10925 | 0.10931 | 100000 | 100000 | 0 | 0 | 0
4299 |  |  |  | 9795.2055 |  |  |  |  | 1884.7033 | 1926.7758 | 1968.8483 | 2010.9208 | 2052.9933 | 1891.9444 | 1840.8306 | 1789.7167 | 1738.6029 | 1687.4891 |  | 0 |  |  |  |  | 1 | 1 | 1 | 1 | 1 | [5 empty] | 4.7278 | 3.094 | 570.7763 | 26826.484 | 684.9315 | 0.11712 | 0.14143 | 0.10514 | 0.10926 | 0.10928 | 0.11712 | 0.14143 | 0.10514 | 0.10926 | 0.10928 | 100000 | 100000 | 0 | 0 | 0
4300 |  |  |  | 9795.2055 |  |  |  |  | 1919.6741 | 1960.6466 | 2001.6191 | 2042.5916 | 2083.5641 | 3301.1083 | 3211.9237 | 3122.7391 | 3033.5545 | 2944.3699 |  | 0 |  |  |  |  | 1 | 1 | 1 | 1 | 1 | [5 empty] | 3.8616 | 2.7809 | 570.7763 | 26826.484 | 684.9315 | 0.11548 | 0.1205 | 0.10322 | 0.10652 | 0.10898 | 0.11548 | 0.1205 | 0.10322 | 0.10652 | 0.10898 | 100000 | 100000 | 0 | 0 | 0
4301 |  |  |  | 9795.2055 |  |  |  |  | 2410.7535 | 2450.7635 | 2490.7735 | 2530.7835 | 2570.7935 | 6530.9567 | 6354.5127 | 6178.0687 | 6001.6247 | 5825.1807 |  | 0.00535 |  |  |  |  | 1 | 1 | 1 | 1 | 1 | [5 empty] | 2.3837 | 2.7813 | 570.7763 | 26826.484 | 684.9315 | 0.11548 | 0.1205 | 0.10466 | 0.10713 | 0.10924 | 0.11548 | 0.1205 | 0.10466 | 0.10713 | 0.10924 | 100000 | 100000 | 0 | 0 | 0
4302 |  |  |  | 9795.2055 |  |  |  |  | 3238.1479 | 3280.3579 | 3322.5679 | 3364.7779 | 3406.9879 | 8163.5382 | 7942.9875 | 7722.4367 | 7501.8859 | 7281.3352 |  | 0.05178 |  |  |  |  | 1 | 1 | 1 | 1 | 1 | [5 empty] | 1.9099 | 3.1641 | 570.7763 | 26826.484 | 684.9315 | 0.11548 | 0.11148 | 0.10416 | 0.10519 | 0.10834 | 0.11548 | 0.11148 | 0.10416 | 0.10519 | 0.10834 | 100000 | 100000 | 0 | 0 | 0
4303 |  |  |  | 9795.2055 |  |  |  |  | 3786.5199 | 3828.0424 | 3869.5649 | 3911.0874 | 3952.6099 | 8969.6402 | 8727.3113 | 8484.9825 | 8242.6536 | 8000.3247 |  | 0.15066 |  |  |  |  | 1 | 1 | 1 | 1 | 1 | [5 empty] | 1.0071 | 3.7343 | 570.7763 | 26826.484 | 684.9315 | 0.11192 | 0.10295 | 0.094858 | 0.056066 | 0.045826 | 0.11192 | 0.10295 | 0.094858 | 0.056066 | 0.045826 | 100000 | 100000 | 0 | 0 | 0
4304 |  |  |  | 9795.2055 |  |  |  |  | 3575.951 | 3627.9235 | 3679.896 | 3731.8685 | 3783.841 | 6974.4429 | 6786.0174 | 6597.5919 | 6409.1664 | 6220.7409 |  | 0.32228 |  |  |  |  | 1 | 1 | 1 | 1 | 1 | [5 empty] | 0.37257 | 5.1555 | 570.7763 | 26826.484 | 684.9315 | 0.10926 | 0.094331 | 0.0456 | 0.041289 | 0.04264 | 0.10926 | 0.094331 | 0.0456 | 0.041289 | 0.04264 | 100000 | 100000 | 0 | 0 | 0
4305 |  |  |  | 9795.2055 |  |  |  |  | 3535.0277 | 3609.7702 | 3684.5127 | 3759.2552 | 3833.9977 | 6919.3199 | 6732.3836 | 6545.4474 | 6358.5111 | 6171.5749 |  | 0.48879 |  |  |  |  | 1 | 1 | 1 | 1 | 1 | [5 empty] | 0.96651 | 5.5563 | 570.7763 | 26826.484 | 684.9315 | 0.10716 | 0.085271 | 0.039593 | 0.039382 | 0.041852 | 0.10716 | 0.085271 | 0.039593 | 0.039382 | 0.041852 | 100000 | 100000 | 0 | 0 | 0
4306 |  |  |  | 9795.2055 |  |  |  |  | 3776.8471 | 3883.3771 | 3989.9071 | 4096.4371 | 4202.9671 | 6560.7127 | 6383.4648 | 6206.2169 | 6028.9689 | 5851.721 |  | 0.60652 |  |  |  |  | 1 | 1 | 1 | 1 | 1 | [5 empty] | 1.5547 | 6.1917 | 570.7763 | 26826.484 | 684.9315 | 0.10698 | 0.085221 | 0.039412 | 0.039367 | 0.041809 | 0.10698 | 0.085221 | 0.039412 | 0.039367 | 0.041809 | 100000 | 100000 | 0 | 0 | 0
4307 |  |  |  | 9795.2055 |  |  |  |  | 4248.581 | 4411.3735 | 4574.166 | 4736.9585 | 4899.751 | 6017.3673 | 5854.7987 | 5692.2301 | 5529.6615 | 5367.0929 |  | 0.68094 |  |  |  |  | 1 | 1 | 1 | 1 | 1 | [5 empty] | 2.4147 | 5.9238 | 570.7763 | 26826.484 | 684.9315 | 0.10705 | 0.085262 | 0.039467 | 0.03938 | 0.041821 | 0.10705 | 0.085262 | 0.039467 | 0.03938 | 0.041821 | 100000 | 100000 | 0 | 0 | 0
4308 |  |  |  | 9795.2055 |  |  |  |  | 4386.2321 | 4586.2871 | 4786.3421 | 4986.3971 | 5186.4521 | 6027.7541 | 5864.9049 | 5702.0557 | 5539.2064 | 5376.3572 |  | 0.72008 |  |  |  |  | 1 | 1 | 1 | 1 | 1 | [5 empty] | 2.9904 | 5.7462 | 570.7763 | 26826.484 | 684.9315 | 0.10741 | 0.085248 | 0.039677 | 0.039388 | 0.041789 | 0.10741 | 0.085248 | 0.039677 | 0.039388 | 0.041789 | 100000 | 100000 | 0 | 0 | 0
4309 |  |  |  | 9795.2055 |  |  |  |  | 4261.9741 | 4519.8041 | 4777.6341 | 5035.4641 | 5293.2941 | 5265.1452 | 5122.8991 | 4980.653 | 4838.4068 | 4696.1607 |  | 0.70197 |  |  |  |  | 1 | 1 | 1 | 1 | 1 | [5 empty] | 2.5241 | 5.5828 | 570.7763 | 26826.484 | 684.9315 | 0.10799 | 0.086222 | 0.039686 | 0.039593 | 0.042054 | 0.10799 | 0.086222 | 0.039686 | 0.039593 | 0.042054 | 100000 | 100000 | 0 | 0 | 0
4310 |  |  |  | 9795.2055 |  |  |  |  | 4115.3943 | 4421.0443 | 4726.6943 | 5032.3443 | 5337.9943 | 5186.908 | 5046.7755 | 4906.6431 | 4766.5107 | 4626.3782 |  | 0.55614 |  |  |  |  | 1 | 1 | 1 | 1 | 1 | [5 empty] | 2.2374 | 6.133 | 570.7763 | 26826.484 | 684.9315 | 0.10798 | 0.087517 | 0.039912 | 0.039935 | 0.042029 | 0.10798 | 0.087517 | 0.039912 | 0.039935 | 0.042029 | 100000 | 100000 | 0 | 0 | 0
4311 |  |  |  | 9795.2055 |  |  |  |  | 3819.2586 | 4241.0919 | 4662.9252 | 5084.7586 | 5506.5919 | 4705.5174 | 4578.3905 | 4451.2636 | 4324.1367 | 4197.0098 |  | 0.49322 |  |  |  |  | 1 | 1 | 1 | 1 | 1 | [5 empty] | 1.9746 | 6.543 | 570.7763 | 26826.484 | 684.9315 | 0.10821 | 0.087552 | 0.039926 | 0.039952 | 0.042041 | 0.10821 | 0.087552 | 0.039926 | 0.039952 | 0.042041 | 100000 | 100000 | 0 | 0 | 0
4312 |  |  |  | 9795.2055 |  |  |  |  | 3823.7229 | 4436.2612 | 5048.7996 | 5661.3379 | 6273.8762 | 5103.8136 | 4965.9261 | 4828.0386 | 4690.1511 | 4552.2636 |  | 0.40244 |  |  |  |  | 1 | 1 | 1 | 1 | 1 | [5 empty] | 1.899 | 6.2224 | 570.7763 | 26826.484 | 684.9315 | 0.10995 | 0.092609 | 0.042828 | 0.041295 | 0.042366 | 0.10995 | 0.092609 | 0.042828 | 0.041295 | 0.042366 | 100000 | 100000 | 0 | 0 | 0
4313 |  |  |  | 9795.2055 |  |  |  |  | 4176.4072 | 4973.1889 | 5769.9706 | 6566.7522 | 7363.5339 | 5550.7669 | 5400.8042 | 5250.8416 | 5100.8789 | 4950.9163 |  | 0.18577 |  |  |  |  | 1 | 1 | 1 | 1 | 1 | [5 empty] | 2.0842 | 6.094 | 570.7763 | 26826.484 | 684.9315 | 0.11335 | 0.10419 | 0.092859 | 0.04453 | 0.044647 | 0.11335 | 0.10419 | 0.092859 | 0.04453 | 0.044647 | 100000 | 100000 | 0 | 0 | 0
4314 |  |  |  | 9795.2055 |  |  |  |  | 4751.5654 | 5582.0321 | 6412.4987 | 7242.9654 | 8073.4321 | 5565.9229 | 5415.5507 | 5265.1786 | 5114.8065 | 4964.4344 |  | 0.10808 |  |  |  |  | 1 | 1 | 1 | 1 | 1 | [5 empty] | 2.8157 | 4.6959 | 570.7763 | 26826.484 | 684.9315 | 0.11762 | 0.11204 | 0.10079 | 0.1046 | 0.098503 | 0.11762 | 0.11204 | 0.10079 | 0.1046 | 0.098503 | 100000 | 100000 | 0 | 0 | 0
4315 |  |  |  | 9795.2055 |  |  |  |  | 5151.8695 | 5922.1695 | 6692.4695 | 7462.7695 | 8233.0695 | 5838.4368 | 5680.7023 | 5522.9678 | 5365.2332 | 5207.4987 |  | 0.03846 |  |  |  |  | 1 | 1 | 1 | 1 | 1 | [5 empty] | 3.0375 | 2.7692 | 570.7763 | 26826.484 | 684.9315 | 0.11931 | 0.12007 | 0.10326 | 0.10595 | 0.10777 | 0.11931 | 0.12007 | 0.10326 | 0.10595 | 0.10777 | 100000 | 100000 | 0 | 0 | 0
4316 |  |  |  | 9795.2055 |  |  |  |  | 5139.2205 | 5780.8255 | 6422.4305 | 7064.0355 | 7705.6405 | 6258.3406 | 6089.2617 | 5920.1828 | 5751.104 | 5582.0251 |  | 0 |  |  |  |  | 1 | 1 | 1 | 1 | 1 | [5 empty] | 3.8916 | 2.1346 | 570.7763 | 26826.484 | 684.9315 | 0.11931 | 0.15061 | 0.10521 | 0.11419 | 0.10887 | 0.11931 | 0.15061 | 0.10521 | 0.11419 | 0.10887 | 100000 | 100000 | 0 | 0 | 0
4317 |  |  |  | 9795.2055 |  |  |  |  | 5035.0521 | 5558.7696 | 6082.4871 | 6606.2046 | 7129.9221 | 5646.2084 | 5493.6672 | 5341.1261 | 5188.5849 | 5036.0438 |  | 0 |  |  |  |  | 1 | 1 | 1 | 1 | 1 | [5 empty] | 4.6327 | 1.6158 | 570.7763 | 26826.484 | 684.9315 | 0.11931 | 0.13917 | 0.10442 | 0.11091 | 0.10877 | 0.11931 | 0.13917 | 0.10442 | 0.11091 | 0.10877 | 100000 | 100000 | 0 | 0 | 0
4318 |  |  |  | 9795.2055 |  |  |  |  | 4846.805 | 5321.7109 | 5796.6167 | 6271.5225 | 6746.4284 | 4368.1376 | 4250.1255 | 4132.1134 | 4014.1013 | 3896.0893 |  | 0 |  |  |  |  | 1 | 1 | 1 | 1 | 1 | [5 empty] | 5.6006 | 1.0009 | 570.7763 | 26826.484 | 684.9315 | 0.11827 | 0.1136 | 0.10323 | 0.10674 | 0.10817 | 0.11827 | 0.11359 | 0.10323 | 0.10674 | 0.10817 | 100000 | 100000 | 0 | 0 | 0
4319 |  |  |  | 9795.2055 |  |  |  |  | 3523.8668 | 3897.3843 | 4270.9018 | 4644.4193 | 5017.9368 | 2484.971 | 2417.8356 | 2350.7002 | 2283.5648 | 2216.4295 |  | 0 |  |  |  |  | 1 | 1 | 1 | 1 | 1 | [5 empty] | 4.2011 | 1.7393 | 570.7763 | 26826.484 | 684.9315 | 0.11589 | 0.11311 | 0.10201 | 0.10557 | 0.10759 | 0.11589 | 0.11311 | 0.10201 | 0.10557 | 0.10759 | 100000 | 100000 | 0 | 0 | 0
4320 |  |  |  | 9795.2055 |  |  |  |  | 2516.3856 | 2728.1281 | 2939.8706 | 3151.6131 | 3363.3556 | 1688.7123 | 1643.0891 | 1597.4659 | 1551.8427 | 1506.2195 |  | 0 |  |  |  |  | 1 | 1 | 1 | 1 | 1 | [5 empty] | 3.538 | 2.6922 | 570.7763 | 26826.484 | 684.9315 | 0.11529 | 0.1128 | 0.10202 | 0.10561 | 0.10737 | 0.11529 | 0.1128 | 0.10202 | 0.1056 | 0.10737 | 100000 | 100000 | 0 | 0 | 0
4321 |  |  |  | 9795.2055 |  |  |  |  | 2089.9299 | 2190.2449 | 2290.5599 | 2390.8749 | 2491.1899 | 1886.3752 | 1835.4119 | 1784.4485 | 1733.4851 | 1682.5217 |  | 0 |  |  |  |  | 1 | 1 | 1 | 1 | 1 | [5 empty] | 2.6325 | 4.4047 | 570.7763 | 26826.484 | 684.9315 | 0.11528 | 0.11281 | 0.10202 | 0.10556 | 0.10733 | 0.11528 | 0.11281 | 0.10202 | 0.10557 | 0.10733 | 100000 | 100000 | 0 | 0 | 0
4322 |  |  |  | 9795.2055 |  |  |  |  | 1928.7089 | 1978.0414 | 2027.3739 | 2076.7064 | 2126.0389 | 1694.1568 | 1648.3865 | 1602.6162 | 1556.8459 | 1511.0756 |  | 0 |  |  |  |  | 1 | 1 | 1 | 1 | 1 | [5 empty] | 1.1894 | 5.5302 | 570.7763 | 26826.484 | 684.9315 | 0.11525 | 0.11281 | 0.10202 | 0.10561 | 0.10735 | 0.11525 | 0.11281 | 0.10202 | 0.10561 | 0.10735 | 100000 | 100000 | 0 | 0 | 0
4323 |  |  |  | 9795.2055 |  |  |  |  | 1881.9028 | 1922.1878 | 1962.4728 | 2002.7578 | 2043.0428 | 1901.3871 | 1850.0182 | 1798.6492 | 1747.2803 | 1695.9113 |  | 0 |  |  |  |  | 1 | 1 | 1 | 1 | 1 | [5 empty] | 0.85113 | 6.1753 | 570.7763 | 26826.484 | 684.9315 | 0.11523 | 0.11276 | 0.10202 | 0.1056 | 0.10735 | 0.11523 | 0.11276 | 0.10202 | 0.1056 | 0.10735 | 100000 | 100000 | 0 | 0 | 0
4324 |  |  |  | 9795.2055 |  |  |  |  | 1916.8216 | 1957.9316 | 1999.0416 | 2040.1516 | 2081.2616 | 3317.8765 | 3228.2389 | 3138.6013 | 3048.9637 | 2959.326 |  | 0 |  |  |  |  | 1 | 1 | 1 | 1 | 1 | [5 empty] | 0.69061 | 5.4859 | 570.7763 | 26826.484 | 684.9315 | 0.11181 | 0.10746 | 0.098051 | 0.10349 | 0.10133 | 0.11181 | 0.10746 | 0.098051 | 0.10349 | 0.10133 | 100000 | 100000 | 0 | 0 | 0
4325 |  |  |  | 9795.2055 |  |  |  |  | 2407.1713 | 2446.4938 | 2485.8163 | 2525.1388 | 2564.4613 | 6565.8842 | 6388.4966 | 6211.1089 | 6033.7213 | 5856.3337 |  | 0.00589 |  |  |  |  | 1 | 1 | 1 | 1 | 1 | [5 empty] | 1.6856 | 4.4938 | 570.7763 | 26826.484 | 684.9315 | 0.11203 | 0.10742 | 0.099377 | 0.10276 | 0.10081 | 0.11203 | 0.10742 | 0.099377 | 0.10276 | 0.10081 | 100000 | 100000 | 0 | 0 | 0
4326 |  |  |  | 9795.2055 |  |  |  |  | 3233.3363 | 3275.6838 | 3318.0313 | 3360.3788 | 3402.7263 | 8208.2366 | 7986.4783 | 7764.7199 | 7542.9615 | 7321.2032 |  | 0.054 |  |  |  |  | 1 | 1 | 1 | 1 | 1 | [5 empty] | 2.0926 | 3.7167 | 570.7763 | 26826.484 | 684.9315 | 0.11107 | 0.10317 | 0.096509 | 0.093336 | 0.071998 | 0.11107 | 0.10317 | 0.096509 | 0.093336 | 0.071998 | 100000 | 100000 | 0 | 0 | 0
4327 |  |  |  | 9795.2055 |  |  |  |  | 3780.8935 | 3821.7285 | 3862.5635 | 3903.3985 | 3944.2335 | 9017.9333 | 8774.2997 | 8530.6661 | 8287.0325 | 8043.399 |  | 0.15005 |  |  |  |  | 1 | 1 | 1 | 1 | 1 | [5 empty] | 0.53623 | 4.9857 | 570.7763 | 26826.484 | 684.9315 | 0.11012 | 0.098955 | 0.089655 | 0.046488 | 0.045413 | 0.11012 | 0.098955 | 0.089655 | 0.046488 | 0.045413 | 100000 | 100000 | 0 | 0 | 0
4328 |  |  |  | 9795.2055 |  |  |  |  | 3570.6374 | 3619.8049 | 3668.9724 | 3718.1399 | 3767.3074 | 7011.6453 | 6822.2147 | 6632.7841 | 6443.3535 | 6253.923 |  | 0.32039 |  |  |  |  | 1 | 1 | 1 | 1 | 1 | [5 empty] | 0.50677 | 6.1023 | 570.7763 | 26826.484 | 684.9315 | 0.10761 | 0.091945 | 0.045843 | 0.042481 | 0.043044 | 0.1076 | 0.091945 | 0.045842 | 0.042481 | 0.043044 | 100000 | 100000 | 0 | 0 | 0
4329 |  |  |  | 9795.2055 |  |  |  |  | 3529.775 | 3602.785 | 3675.795 | 3748.805 | 3821.815 | 6956.1303 | 6768.1995 | 6580.2688 | 6392.338 | 6204.4073 |  | 0.48277 |  |  |  |  | 1 | 1 | 1 | 1 | 1 | [5 empty] | 1.489 | 5.9667 | 570.7763 | 26826.484 | 684.9315 | 0.10067 | 0.045614 | 0.039269 | 0.039061 | 0.04108 | 0.10067 | 0.045614 | 0.039268 | 0.039061 | 0.04108 | 100000 | 100000 | 0 | 0 | 0
4330 |  |  |  | 9795.2055 |  |  |  |  | 3771.235 | 3880.2675 | 3989.3 | 4098.3325 | 4207.365 | 6595.6807 | 6417.4881 | 6239.2955 | 6061.1028 | 5882.9102 |  | 0.60739 |  |  |  |  | 1 | 1 | 1 | 1 | 1 | [5 empty] | 2.2103 | 4.925 | 570.7763 | 26826.484 | 684.9315 | 0.10032 | 0.045572 | 0.039227 | 0.03884 | 0.040877 | 0.10032 | 0.045572 | 0.039227 | 0.03884 | 0.040877 | 100000 | 100000 | 0 | 0 | 0
4331 |  |  |  | 9795.2055 |  |  |  |  | 4242.268 | 4405.0613 | 4567.8546 | 4730.648 | 4893.4413 | 6049.3003 | 5885.869 | 5722.4377 | 5559.0064 | 5395.575 |  | 0.69362 |  |  |  |  | 1 | 1 | 1 | 1 | 1 | [5 empty] | 3.4663 | 4.2359 | 570.7763 | 26826.484 | 684.9315 | 0.10036 | 0.045572 | 0.039237 | 0.038884 | 0.04092 | 0.10036 | 0.045572 | 0.039237 | 0.038884 | 0.04092 | 100000 | 100000 | 0 | 0 | 0
4332 |  |  |  | 9795.2055 |  |  |  |  | 4379.7145 | 4588.707 | 4797.6995 | 5006.692 | 5215.6845 | 6059.7108 | 5895.9983 | 5732.2857 | 5568.5731 | 5404.8606 |  | 0.72212 |  |  |  |  | 1 | 1 | 1 | 1 | 1 | [5 empty] | 2.7158 | 4.7394 | 570.7763 | 26826.484 | 684.9315 | 0.10039 | 0.0456 | 0.039254 | 0.038902 | 0.04094 | 0.10039 | 0.0456 | 0.039254 | 0.038902 | 0.04094 | 100000 | 100000 | 0 | 0 | 0
4333 |  |  |  | 9795.2055 |  |  |  |  | 4255.6411 | 4516.1111 | 4776.5811 | 5037.0511 | 5297.5211 | 5292.9329 | 5149.9361 | 5006.9392 | 4863.9423 | 4720.9455 |  | 0.66384 |  |  |  |  | 1 | 1 | 1 | 1 | 1 | [5 empty] | 2.2273 | 4.0667 | 570.7763 | 26826.484 | 684.9315 | 0.10038 | 0.045615 | 0.039268 | 0.038892 | 0.040948 | 0.10038 | 0.045615 | 0.039268 | 0.038892 | 0.040948 | 100000 | 100000 | 0 | 0 | 0
4334 |  |  |  | 9795.2055 |  |  |  |  | 4109.2792 | 4423.5092 | 4737.7392 | 5051.9692 | 5366.1992 | 5214.205 | 5073.3351 | 4932.4652 | 4791.5953 | 4650.7254 |  | 0.55474 |  |  |  |  | 1 | 1 | 1 | 1 | 1 | [5 empty] | 3.3338 | 4.9845 | 570.7763 | 26826.484 | 684.9315 | 0.10039 | 0.045626 | 0.039265 | 0.038883 | 0.040939 | 0.10039 | 0.045626 | 0.039265 | 0.038883 | 0.040939 | 100000 | 100000 | 0 | 0 | 0
4335 |  |  |  | 9795.2055 |  |  |  |  | 3813.5834 | 4242.5659 | 4671.5484 | 5100.5309 | 5529.5134 | 4730.2191 | 4602.4249 | 4474.6306 | 4346.8363 | 4219.042 |  | 0.55238 |  |  |  |  | 1 | 1 | 1 | 1 | 1 | [5 empty] | 1.7107 | 6.3431 | 570.7763 | 26826.484 | 684.9315 | 0.10049 | 0.045653 | 0.039283 | 0.039131 | 0.041236 | 0.10049 | 0.045653 | 0.039283 | 0.039131 | 0.041236 | 100000 | 100000 | 0 | 0 | 0
4336 |  |  |  | 9795.2055 |  |  |  |  | 3818.0412 | 4436.767 | 5055.4928 | 5674.2187 | 6292.9445 | 5130.9207 | 4992.3008 | 4853.681 | 4715.0611 | 4576.4413 |  | 0.41362 |  |  |  |  | 1 | 1 | 1 | 1 | 1 | [5 empty] | 0.8773 | 7.7379 | 570.7763 | 26826.484 | 684.9315 | 0.10475 | 0.087836 | 0.041471 | 0.041294 | 0.042383 | 0.10475 | 0.087836 | 0.041471 | 0.041294 | 0.042383 | 100000 | 100000 | 0 | 0 | 0
4337 |  |  |  | 9795.2055 |  |  |  |  | 4170.2014 | 4948.6964 | 5727.1914 | 6505.6864 | 7284.1814 | 5580.3263 | 5429.5651 | 5278.8038 | 5128.0426 | 4977.2813 |  | 0.2862 |  |  |  |  | 1 | 1 | 1 | 1 | 1 | [5 empty] | 1.1904 | 7.6007 | 570.7763 | 26826.484 | 684.9315 | 0.11459 | 0.10581 | 0.089571 | 0.044047 | 0.045041 | 0.11459 | 0.10581 | 0.089571 | 0.044047 | 0.045041 | 100000 | 100000 | 0 | 0 | 0
4338 |  |  |  | 9795.2055 |  |  |  |  | 4744.5049 | 5574.9724 | 6405.4399 | 7235.9074 | 8066.3749 | 5595.4069 | 5444.2383 | 5293.0696 | 5141.9009 | 4990.7322 |  | 0.10992 |  |  |  |  | 1 | 1 | 1 | 1 | 1 | [5 empty] | 2.6554 | 7.0364 | 570.7763 | 26826.484 | 684.9315 | 0.11931 | 0.14144 | 0.10272 | 0.10354 | 0.10383 | 0.11931 | 0.14144 | 0.10272 | 0.10354 | 0.10383 | 100000 | 100000 | 0 | 0 | 0
4339 |  |  |  | 9795.2055 |  |  |  |  | 5144.2142 | 5945.5334 | 6746.8526 | 7548.1717 | 8349.4909 | 5869.4059 | 5710.8347 | 5552.2635 | 5393.6923 | 5235.1211 |  | 0.03888 |  |  |  |  | 1 | 1 | 1 | 1 | 1 | [5 empty] | 5.5591 | 6.6156 | 570.7763 | 26826.484 | 684.9315 | 0.12014 | 0.1572 | 0.1049 | 0.10532 | 0.1087 | 0.12014 | 0.1572 | 0.1049 | 0.10532 | 0.1087 | 100000 | 100000 | 0 | 0 | 0
4340 |  |  |  | 9795.2055 |  |  |  |  | 5131.584 | 5756.4699 | 6381.3557 | 7006.2415 | 7631.1274 | 6291.4756 | 6121.5016 | 5951.5275 | 5781.5534 | 5611.5794 |  | 0 |  |  |  |  | 1 | 1 | 1 | 1 | 1 | [5 empty] | 5.4848 | 6.6675 | 570.7763 | 26826.484 | 684.9315 | 0.12115 | 0.16376 | 0.10629 | 0.10854 | 0.10951 | 0.12115 | 0.16376 | 0.10629 | 0.10854 | 0.10951 | 100000 | 100000 | 0 | 0 | 0
4341 |  |  |  | 9795.2055 |  |  |  |  | 5027.5704 | 5569.1621 | 6110.7538 | 6652.3454 | 7193.9371 | 5675.8211 | 5522.4799 | 5369.1387 | 5215.7975 | 5062.4563 |  | 0 |  |  |  |  | 1 | 1 | 1 | 1 | 1 | [5 empty] | 8.4591 | 6.4946 | 570.7763 | 26826.484 | 684.9315 | 0.12014 | 0.15745 | 0.10529 | 0.10719 | 0.10915 | 0.12014 | 0.15745 | 0.10529 | 0.10719 | 0.10915 | 100000 | 100000 | 0 | 0 | 0
4342 |  |  |  | 9795.2055 |  |  |  |  | 4839.6031 | 5291.8231 | 5744.0431 | 6196.2631 | 6648.4831 | 4390.5458 | 4271.9283 | 4153.3108 | 4034.6934 | 3916.0759 |  | 0 |  |  |  |  | 1 | 1 | 1 | 1 | 1 | [5 empty] | 8.4376 | 5.8196 | 570.7763 | 26826.484 | 684.9315 | 0.11932 | 0.1554 | 0.10419 | 0.10531 | 0.10824 | 0.11932 | 0.1554 | 0.10419 | 0.10531 | 0.10824 | 100000 | 100000 | 0 | 0 | 0
4343 |  |  |  | 9795.2055 |  |  |  |  | 3518.6307 | 3915.4132 | 4312.1957 | 4708.9782 | 5105.7607 | 2497.3148 | 2429.8459 | 2362.3771 | 2294.9082 | 2227.4393 |  | 0 |  |  |  |  | 1 | 1 | 1 | 1 | 1 | [5 empty] | 7.6036 | 5.2153 | 570.7763 | 26826.484 | 684.9315 | 0.11932 | 0.14149 | 0.10306 | 0.10429 | 0.10504 | 0.11932 | 0.14149 | 0.10306 | 0.10429 | 0.10504 | 100000 | 100000 | 0 | 0 | 0
4344 |  |  |  | 9795.2055 |  |  |  |  | 2512.8082 | 2714.9257 | 2917.0432 | 3119.1607 | 3321.2782 | 1631.2445 | 1587.1739 | 1543.1032 | 1499.0326 | 1454.962 |  | 0 |  |  |  |  | 1 | 1 | 1 | 1 | 1 | [5 empty] | 7.8717 | 4.9738 | 570.7763 | 26826.484 | 684.9315 | 0.11807 | 0.14149 | 0.10267 | 0.10384 | 0.10459 | 0.11807 | 0.14149 | 0.10267 | 0.10384 | 0.10459 | 100000 | 100000 | 0 | 0 | 0
4345 |  |  |  | 9795.2055 |  |  |  |  | 2086.9588 | 2184.6346 | 2282.3105 | 2379.9863 | 2477.6621 | 1821.549 | 1772.337 | 1723.125 | 1673.913 | 1624.7011 |  | 0 |  |  |  |  | 1 | 1 | 1 | 1 | 1 | [5 empty] | 6.5993 | 3.6603 | 570.7763 | 26826.484 | 684.9315 | 0.11807 | 0.14147 | 0.10268 | 0.10378 | 0.10447 | 0.11807 | 0.14147 | 0.10268 | 0.10378 | 0.10447 | 100000 | 100000 | 0 | 0 | 0
4346 |  |  |  | 9795.2055 |  |  |  |  | 1925.967 | 1972.9895 | 2020.012 | 2067.0345 | 2114.057 | 1636.5704 | 1592.3559 | 1548.1413 | 1503.9268 | 1459.7123 |  | 0 |  |  |  |  | 1 | 1 | 1 | 1 | 1 | [5 empty] | 7.5309 | 4.1034 | 570.7763 | 26826.484 | 684.9315 | 0.11807 | 0.14146 | 0.10268 | 0.10365 | 0.10447 | 0.11807 | 0.14146 | 0.10269 | 0.10365 | 0.10447 | 100000 | 100000 | 0 | 0 | 0
4347 |  |  |  | 9795.2055 |  |  |  |  | 1879.2274 | 1919.5124 | 1959.7974 | 2000.0824 | 2040.3674 | 1834.9878 | 1785.4128 | 1735.8377 | 1686.2626 | 1636.6876 |  | 0 |  |  |  |  | 1 | 1 | 1 | 1 | 1 | [5 empty] | 7.0933 | 4.3525 | 570.7763 | 26826.484 | 684.9315 | 0.11807 | 0.14145 | 0.10265 | 0.10336 | 0.1044 | 0.11807 | 0.14145 | 0.10265 | 0.10336 | 0.1044 | 100000 | 100000 | 0 | 0 | 0
4348 |  |  |  | 9795.2055 |  |  |  |  | 1914.0966 | 1953.9691 | 1993.8416 | 2033.7141 | 2073.5866 | 3199.9387 | 3113.4874 | 3027.036 | 2940.5847 | 2854.1333 |  | 0 |  |  |  |  | 1 | 1 | 1 | 1 | 1 | [5 empty] | 6.1689 | 4.9241 | 570.7763 | 26826.484 | 684.9315 | 0.11301 | 0.11235 | 0.099387 | 0.10021 | 0.07993 | 0.11301 | 0.11235 | 0.099387 | 0.10021 | 0.07993 | 100000 | 100000 | 0 | 0 | 0
4349 |  |  |  | 9795.2055 |  |  |  |  | 2403.7492 | 2444.4467 | 2485.1442 | 2525.8417 | 2566.5392 | 6320.0659 | 6149.3195 | 5978.573 | 5807.8265 | 5637.08 |  | 0.00437 |  |  |  |  | 1 | 1 | 1 | 1 | 1 | [5 empty] | 5.607 | 4.5552 | 570.7763 | 26826.484 | 684.9315 | 0.11301 | 0.11169 | 0.097661 | 0.092491 | 0.074451 | 0.11301 | 0.11169 | 0.097661 | 0.092491 | 0.074451 | 100000 | 100000 | 0 | 0 | 0
4350 |  |  |  | 9795.2055 |  |  |  |  | 3228.7397 | 3272.1872 | 3315.6347 | 3359.0822 | 3402.5297 | 7893.5613 | 7680.3043 | 7467.0474 | 7253.7905 | 7040.5336 |  | 0.04916 |  |  |  |  | 1 | 1 | 1 | 1 | 1 | [5 empty] | 4.9187 | 5.0194 | 570.7763 | 26826.484 | 684.9315 | 0.10839 | 0.1067 | 0.091133 | 0.048019 | 0.047366 | 0.1084 | 0.1067 | 0.091133 | 0.048019 | 0.047366 | 100000 | 100000 | 0 | 0 | 0
4351 |  |  |  | 9795.2055 |  |  |  |  | 3775.5184 | 3816.0784 | 3856.6384 | 3897.1984 | 3937.7584 | 8678.0204 | 8443.5701 | 8209.1198 | 7974.6695 | 7740.2192 |  | 0.1471 |  |  |  |  | 1 | 1 | 1 | 1 | 1 | [5 empty] | 3.0924 | 5.6999 | 570.7763 | 26826.484 | 684.9315 | 0.10701 | 0.091483 | 0.040846 | 0.041992 | 0.044245 | 0.10701 | 0.091483 | 0.040846 | 0.041992 | 0.044245 | 100000 | 100000 | 0 | 0 | 0
4352 |  |  |  | 9795.2055 |  |  |  |  | 3565.5613 | 3614.8938 | 3664.2263 | 3713.5588 | 3762.8913 | 6749.8248 | 6567.4677 | 6385.1107 | 6202.7536 | 6020.3965 |  | 0.31697 |  |  |  |  | 1 | 1 | 1 | 1 | 1 | [5 empty] | 1.6049 | 5.2629 | 570.7763 | 26826.484 | 684.9315 | 0.099974 | 0.04444 | 0.037823 | 0.037009 | 0.041956 | 0.099974 | 0.04444 | 0.037823 | 0.037009 | 0.041956 | 100000 | 100000 | 0 | 0 | 0
4353 |  |  |  | 9795.2055 |  |  |  |  | 3524.7569 | 3599.9944 | 3675.2319 | 3750.4694 | 3825.7069 | 6697.0767 | 6516.1447 | 6335.2127 | 6154.2807 | 5973.3487 |  | 0.47454 |  |  |  |  | 1 | 1 | 1 | 1 | 1 | [5 empty] | 0.61803 | 5.1626 | 570.7763 | 26826.484 | 684.9315 | 0.098675 | 0.042008 | 0.033424 | 0.025085 | 0.036277 | 0.098675 | 0.042008 | 0.033424 | 0.025085 | 0.036277 | 100000 | 100000 | 0 | 0 | 0
4354 |  |  |  | 9795.2055 |  |  |  |  | 3765.8738 | 3874.9063 | 3983.9388 | 4092.9713 | 4202.0038 | 6349.5873 | 6178.0433 | 6006.4992 | 5834.9552 | 5663.4111 |  | 0.59772 |  |  |  |  | 1 | 1 | 1 | 1 | 1 | [5 empty] | 0.89693 | 5.4487 | 570.7763 | 26826.484 | 684.9315 | 0.098751 | 0.042026 | 0.033516 | 0.025332 | 0.036296 | 0.098751 | 0.042026 | 0.033516 | 0.025332 | 0.036296 | 100000 | 100000 | 0 | 0 | 0
4355 |  |  |  | 9795.2055 |  |  |  |  | 4236.237 | 4400.1295 | 4564.022 | 4727.9145 | 4891.807 | 5824.5783 | 5667.2182 | 5509.8581 | 5352.498 | 5195.1379 |  | 0.67471 |  |  |  |  | 1 | 1 | 1 | 1 | 1 | [5 empty] | 1.1772 | 5.3093 | 570.7763 | 26826.484 | 684.9315 | 0.098811 | 0.042013 | 0.033473 | 0.025305 | 0.036282 | 0.098811 | 0.042013 | 0.033473 | 0.025305 | 0.036282 | 100000 | 100000 | 0 | 0 | 0
4356 |  |  |  | 9795.2055 |  |  |  |  | 4373.4881 | 4576.9806 | 4780.4731 | 4983.9656 | 5187.4581 | 5834.8244 | 5677.1874 | 5519.5505 | 5361.9136 | 5204.2767 |  | 0.67458 |  |  |  |  | 1 | 1 | 1 | 1 | 1 | [5 empty] | 1.057 | 5.6769 | 570.7763 | 26826.484 | 684.9315 | 0.099014 | 0.04201 | 0.03355 | 0.025385 | 0.036296 | 0.099014 | 0.04201 | 0.03355 | 0.025385 | 0.036296 | 100000 | 100000 | 0 | 0 | 0
4357 |  |  |  | 9795.2055 |  |  |  |  | 4249.5912 | 4510.9412 | 4772.2912 | 5033.6412 | 5294.9912 | 5097.396 | 4959.6819 | 4821.9677 | 4684.2536 | 4546.5395 |  | 0.64172 |  |  |  |  | 1 | 1 | 1 | 1 | 1 | [5 empty] | 1.2613 | 3.9627 | 570.7763 | 26826.484 | 684.9315 | 0.099623 | 0.041992 | 0.033566 | 0.0254 | 0.03629 | 0.099623 | 0.041992 | 0.033566 | 0.0254 | 0.03629 | 100000 | 100000 | 0 | 0 | 0
4358 |  |  |  | 9795.2055 |  |  |  |  | 4103.4373 | 4409.0873 | 4714.7373 | 5020.3873 | 5326.0373 | 5022.1274 | 4886.4468 | 4750.7662 | 4615.0855 | 4479.4049 |  | 0.60789 |  |  |  |  | 1 | 1 | 1 | 1 | 1 | [5 empty] | 1.1981 | 2.8992 | 570.7763 | 26826.484 | 684.9315 | 0.10006 | 0.041962 | 0.033848 | 0.025539 | 0.036451 | 0.10006 | 0.041962 | 0.033848 | 0.025539 | 0.036451 | 100000 | 100000 | 0 | 0 | 0
4359 |  |  |  | 9795.2055 |  |  |  |  | 3808.1619 | 4231.4244 | 4654.6869 | 5077.9494 | 5501.2119 | 4556.4093 | 4433.3108 | 4310.2123 | 4187.1137 | 4064.0152 |  | 0.45512 |  |  |  |  | 1 | 1 | 1 | 1 | 1 | [5 empty] | 1.4757 | 1.5993 | 570.7763 | 26826.484 | 684.9315 | 0.10002 | 0.042011 | 0.034486 | 0.027931 | 0.038331 | 0.10002 | 0.042011 | 0.034486 | 0.027931 | 0.038331 | 100000 | 100000 | 0 | 0 | 0
4360 |  |  |  | 9795.2055 |  |  |  |  | 3812.6133 | 4474.65 | 5136.6867 | 5798.7233 | 6460.76 | 4940.1586 | 4806.6925 | 4673.2264 | 4539.7603 | 4406.2942 |  | 0.37852 |  |  |  |  | 1 | 1 | 1 | 1 | 1 | [5 empty] | 1.9054 | 2.3943 | 570.7763 | 26826.484 | 684.9315 | 0.10412 | 0.045979 | 0.039395 | 0.039948 | 0.041777 | 0.10412 | 0.045979 | 0.039395 | 0.039948 | 0.041777 | 100000 | 100000 | 0 | 0 | 0
4361 |  |  |  | 9795.2055 |  |  |  |  | 4164.2729 | 4940.1546 | 5716.0363 | 6491.9179 | 7267.7996 | 5372.2989 | 5227.1579 | 5082.0168 | 4936.8757 | 4791.7347 |  | 0.24765 |  |  |  |  | 1 | 1 | 1 | 1 | 1 | [5 empty] | 1.1986 | 2.9115 | 570.7763 | 26826.484 | 684.9315 | 0.11372 | 0.10528 | 0.083544 | 0.042259 | 0.043672 | 0.11372 | 0.10528 | 0.083544 | 0.042259 | 0.043672 | 100000 | 100000 | 0 | 0 | 0
4362 |  |  |  | 9795.2055 |  |  |  |  | 4737.76 | 5543.4784 | 6349.1967 | 7154.915 | 7960.6334 | 5387.9234 | 5242.3602 | 5096.797 | 4951.2338 | 4805.6706 |  | 0.11272 |  |  |  |  | 1 | 1 | 1 | 1 | 1 | [5 empty] | 0.4649 | 4.7792 | 570.7763 | 26826.484 | 684.9315 | 0.11869 | 0.11577 | 0.1009 | 0.10387 | 0.096836 | 0.11869 | 0.11577 | 0.1009 | 0.10387 | 0.096836 | 100000 | 100000 | 0 | 0 | 0
4363 |  |  |  | 9795.2055 |  |  |  |  | 5136.9011 | 5914.9561 | 6693.0111 | 7471.0661 | 8249.1211 | 5651.4683 | 5498.785 | 5346.1017 | 5193.4185 | 5040.7352 |  | 0.03779 |  |  |  |  | 1 | 1 | 1 | 1 | 1 | [5 empty] | 0.91542 | 5.5889 | 570.7763 | 26826.484 | 684.9315 | 0.11931 | 0.15565 | 0.10428 | 0.10575 | 0.10852 | 0.11931 | 0.15565 | 0.10428 | 0.10575 | 0.10852 | 100000 | 100000 | 0 | 0 | 0
4364 |  |  |  | 9795.2055 |  |  |  |  | 5124.2888 | 5776.3438 | 6428.3988 | 7080.4538 | 7732.5088 | 6058.3011 | 5894.6266 | 5730.9521 | 5567.2776 | 5403.6031 |  | 0 |  |  |  |  | 1 | 1 | 1 | 1 | 1 | [5 empty] | 1.834 | 4.3928 | 570.7763 | 26826.484 | 684.9315 | 0.1191 | 0.15883 | 0.10576 | 0.10901 | 0.10887 | 0.1191 | 0.15883 | 0.10576 | 0.10901 | 0.10887 | 100000 | 100000 | 0 | 0 | 0
4365 |  |  |  | 9795.2055 |  |  |  |  | 5020.4231 | 5547.7148 | 6075.0065 | 6602.2981 | 7129.5898 | 5467.4583 | 5319.7464 | 5172.0344 | 5024.3225 | 4876.6105 |  | 0 |  |  |  |  | 1 | 1 | 1 | 1 | 1 | [5 empty] | 4.0741 | 4.1316 | 570.7763 | 26826.484 | 684.9315 | 0.11817 | 0.15477 | 0.10346 | 0.10557 | 0.10842 | 0.11817 | 0.15477 | 0.10346 | 0.10557 | 0.10842 | 100000 | 100000 | 0 | 0 | 0
4366 |  |  |  | 9795.2055 |  |  |  |  | 4832.723 | 5277.3805 | 5722.038 | 6166.6955 | 6611.353 | 4232.9197 | 4118.5607 | 4004.2018 | 3889.8428 | 3775.4839 |  | 0 |  |  |  |  | 1 | 1 | 1 | 1 | 1 | [5 empty] | 5.2461 | 3.7467 | 570.7763 | 26826.484 | 684.9315 | 0.1159 | 0.12381 | 0.10266 | 0.10436 | 0.10647 | 0.1159 | 0.12381 | 0.10266 | 0.10436 | 0.10647 | 100000 | 100000 | 0 | 0 | 0
4367 |  |  |  | 9795.2055 |  |  |  |  | 3513.6285 | 3888.4385 | 4263.2485 | 4638.0585 | 5012.8685 | 2410.521 | 2345.397 | 2280.273 | 2215.149 | 2150.025 |  | 0 |  |  |  |  | 1 | 1 | 1 | 1 | 1 | [5 empty] | 6.0935 | 4.5939 | 570.7763 | 26826.484 | 684.9315 | 0.1159 | 0.11369 | 0.10175 | 0.10383 | 0.098711 | 0.1159 | 0.11369 | 0.10175 | 0.10383 | 0.098711 | 100000 | 100000 | 0 | 0 | 0
4368 |  |  |  | 9795.2055 |  |  |  |  | 2509.3989 | 2711.5164 | 2913.6339 | 3115.7514 | 3317.8689 | 1547.5605 | 1505.7507 | 1463.9409 | 1422.1312 | 1380.3214 |  | 0 |  |  |  |  | 1 | 1 | 1 | 1 | 1 | [5 empty] | 6.7581 | 4.5685 | 570.7763 | 26826.484 | 684.9315 | 0.11384 | 0.11368 | 0.099398 | 0.10358 | 0.096351 | 0.11384 | 0.11368 | 0.099398 | 0.10358 | 0.096351 | 100000 | 100000 | 0 | 0 | 0
4369 |  |  |  | 9795.2055 |  |  |  |  | 2084.1273 | 2185.4323 | 2286.7373 | 2388.0423 | 2489.3473 | 1727.1087 | 1680.4482 | 1633.7876 | 1587.1271 | 1540.4666 |  | 0 |  |  |  |  | 1 | 1 | 1 | 1 | 1 | [5 empty] | 7.2311 | 5.2225 | 570.7763 | 26826.484 | 684.9315 | 0.11286 | 0.11368 | 0.099437 | 0.10336 | 0.096346 | 0.11286 | 0.11368 | 0.099437 | 0.10336 | 0.096346 | 100000 | 100000 | 0 | 0 | 0
4370 |  |  |  | 9795.2055 |  |  |  |  | 1923.3538 | 1973.5113 | 2023.6688 | 2073.8263 | 2123.9838 | 1552.718 | 1510.7689 | 1468.8198 | 1426.8707 | 1384.9216 |  | 0 |  |  |  |  | 1 | 1 | 1 | 1 | 1 | [5 empty] | 6.9175 | 5.8461 | 570.7763 | 26826.484 | 684.9315 | 0.11282 | 0.11368 | 0.099407 | 0.10313 | 0.096351 | 0.11282 | 0.11368 | 0.099407 | 0.10313 | 0.096351 | 100000 | 100000 | 0 | 0 | 0
4371 |  |  |  | 9795.2055 |  |  |  |  | 1876.6777 | 1918.3377 | 1959.9977 | 2001.6577 | 2043.3177 | 1738.1876 | 1691.2277 | 1644.2679 | 1597.308 | 1550.3481 |  | 0 |  |  |  |  | 1 | 1 | 1 | 1 | 1 | [5 empty] | 6.5618 | 6.6673 | 570.7763 | 26826.484 | 684.9315 | 0.11283 | 0.11368 | 0.099368 | 0.10285 | 0.09631 | 0.11283 | 0.11368 | 0.099369 | 0.10285 | 0.09631 | 100000 | 100000 | 0 | 0 | 0
4372 |  |  |  | 9795.2055 |  |  |  |  | 1911.4996 | 1952.8846 | 1994.2696 | 2035.6546 | 2077.0396 | 3027.8714 | 2946.0687 | 2864.266 | 2782.4634 | 2700.6607 |  | 0 |  |  |  |  | 1 | 1 | 1 | 1 | 1 | [5 empty] | 5.9159 | 9.263 | 570.7763 | 26826.484 | 684.9315 | 0.1065 | 0.10666 | 0.087141 | 0.088753 | 0.069497 | 0.1065 | 0.10666 | 0.087141 | 0.088753 | 0.069497 | 100000 | 100000 | 0 | 0 | 0
4373 |  |  |  | 9795.2055 |  |  |  |  | 2400.4879 | 2442.5604 | 2484.6329 | 2526.7054 | 2568.7779 | 5960.6504 | 5799.6141 | 5638.5778 | 5477.5415 | 5316.5052 |  | 0.00645 |  |  |  |  | 1 | 1 | 1 | 1 | 1 | [5 empty] | 5.2652 | 8.6137 | 570.7763 | 26826.484 | 684.9315 | 0.10669 | 0.10093 | 0.085506 | 0.088835 | 0.065231 | 0.10669 | 0.10093 | 0.085506 | 0.088835 | 0.065231 | 100000 | 100000 | 0 | 0 | 0
4374 |  |  |  | 9795.2055 |  |  |  |  | 3224.359 | 3266.294 | 3308.229 | 3350.164 | 3392.099 | 7433.0321 | 7232.2171 | 7031.4021 | 6830.5871 | 6629.7721 |  | 0.05054 |  |  |  |  | 1 | 1 | 1 | 1 | 1 | [5 empty] | 5.0264 | 9.7162 | 570.7763 | 26826.484 | 684.9315 | 0.102 | 0.091356 | 0.074498 | 0.043721 | 0.045741 | 0.102 | 0.091356 | 0.074498 | 0.043721 | 0.045741 | 100000 | 100000 | 0 | 0 | 0
4375 |  |  |  | 9795.2055 |  |  |  |  | 3770.3959 | 3811.6434 | 3852.8909 | 3894.1384 | 3935.3859 | 8180.8916 | 7959.872 | 7738.8524 | 7517.8328 | 7296.8132 |  | 0.14636 |  |  |  |  | 1 | 1 | 1 | 1 | 1 | [5 empty] | 4.3221 | 11.0301 | 570.7763 | 26826.484 | 684.9315 | 0.099333 | 0.048339 | 0.039345 | 0.039579 | 0.042283 | 0.099333 | 0.048339 | 0.039345 | 0.039579 | 0.042283 | 100000 | 100000 | 0 | 0 | 0
4376 |  |  |  | 9795.2055 |  |  |  |  | 3560.7236 | 3609.3961 | 3658.0686 | 3706.7411 | 3755.4136 | 6367.0529 | 6195.037 | 6023.0211 | 5851.0052 | 5678.9893 |  | 0.322 |  |  |  |  | 1 | 1 | 1 | 1 | 1 | [5 empty] | 2.4821 | 10.0571 | 570.7763 | 26826.484 | 684.9315 | 0.098775 | 0.042166 | 0.029769 | 0.023547 | 0.033209 | 0.098775 | 0.042166 | 0.029769 | 0.023547 | 0.033209 | 100000 | 100000 | 0 | 0 | 0
4377 |  |  |  | 9795.2055 |  |  |  |  | 3519.9746 | 3594.4696 | 3668.9646 | 3743.4596 | 3817.9546 | 6318.391 | 6147.6898 | 5976.9886 | 5806.2874 | 5635.5861 |  | 0.48549 |  |  |  |  | 1 | 1 | 1 | 1 | 1 | [5 empty] | 1.218 | 9.4083 | 570.7763 | 26826.484 | 684.9315 | 0.097967 | 0.041998 | 0.027601 | 0.0089032 | 0.029071 | 0.097967 | 0.041998 | 0.027601 | 0.0089033 | 0.029071 | 100000 | 100000 | 0 | 0 | 0
4378 |  |  |  | 9795.2055 |  |  |  |  | 3760.7643 | 3865.5068 | 3970.2493 | 4074.9918 | 4179.7343 | 5989.8192 | 5827.9949 | 5666.1706 | 5504.3462 | 5342.5219 |  | 0.60826 |  |  |  |  | 1 | 1 | 1 | 1 | 1 | [5 empty] | 0.74842 | 9.1783 | 570.7763 | 26826.484 | 684.9315 | 0.097978 | 0.04198 | 0.027578 | 0.0089071 | 0.029061 | 0.097978 | 0.04198 | 0.027578 | 0.0089072 | 0.029061 | 100000 | 100000 | 0 | 0 | 0
4379 |  |  |  | 9795.2055 |  |  |  |  | 4230.4894 | 4397.1319 | 4563.7744 | 4730.4169 | 4897.0594 | 5496.1119 | 5347.6259 | 5199.1398 | 5050.6537 | 4902.1677 |  | 0.68528 |  |  |  |  | 1 | 1 | 1 | 1 | 1 | [5 empty] | 0.73439 | 8.5783 | 570.7763 | 26826.484 | 684.9315 | 0.098005 | 0.042282 | 0.02764 | 0.0089113 | 0.029068 | 0.098005 | 0.042282 | 0.02764 | 0.0089113 | 0.029068 | 100000 | 100000 | 0 | 0 | 0
4380 |  |  |  | 9795.2055 |  |  |  |  | 4367.5543 | 4569.6718 | 4771.7893 | 4973.9068 | 5176.0243 | 5506.1309 | 5357.3742 | 5208.6174 | 5059.8607 | 4911.1039 |  | 0.71473 |  |  |  |  | 1 | 1 | 1 | 1 | 1 | [5 empty] | 1.1248 | 7.5399 | 570.7763 | 26826.484 | 684.9315 | 0.098369 | 0.043666 | 0.029296 | 0.0097845 | 0.030495 | 0.098369 | 0.043666 | 0.029296 | 0.0097845 | 0.030495 | 100000 | 100000 | 0 | 0 | 0
4381 |  |  |  | 9795.2055 |  |  |  |  | 4243.8254 | 4507.8154 | 4771.8054 | 5035.7954 | 5299.7854 | 4811.6531 | 4681.6587 | 4551.6644 | 4421.6701 | 4291.6757 |  | 0.70212 |  |  |  |  | 1 | 1 | 1 | 1 | 1 | [5 empty] | 1.4859 | 6.7611 | 570.7763 | 26826.484 | 684.9315 | 0.10222 | 0.044156 | 0.033298 | 0.012647 | 0.032174 | 0.10222 | 0.044156 | 0.033298 | 0.012647 | 0.032174 | 100000 | 100000 | 0 | 0 | 0
4382 |  |  |  | 9795.2055 |  |  |  |  | 4097.8699 | 4421.7524 | 4745.6349 | 5069.5174 | 5393.3999 | 4741.4729 | 4613.3745 | 4485.2762 | 4357.1779 | 4229.0796 |  | 0.64976 |  |  |  |  | 1 | 1 | 1 | 1 | 1 | [5 empty] | 1.1323 | 6.8434 | 570.7763 | 26826.484 | 684.9315 | 0.10343 | 0.044197 | 0.036697 | 0.032195 | 0.033744 | 0.10343 | 0.044197 | 0.036697 | 0.032195 | 0.033744 | 100000 | 100000 | 0 | 0 | 0
4383 |  |  |  | 9795.2055 |  |  |  |  | 3802.9951 | 4230.5476 | 4658.1001 | 5085.6526 | 5513.2051 | 4302.4732 | 4186.2351 | 4069.9971 | 3953.759 | 3837.521 |  | 0.56604 |  |  |  |  | 1 | 1 | 1 | 1 | 1 | [5 empty] | 0.87217 | 5.8205 | 570.7763 | 26826.484 | 684.9315 | 0.10365 | 0.046328 | 0.038961 | 0.035501 | 0.03772 | 0.10365 | 0.046328 | 0.038961 | 0.035501 | 0.03772 | 100000 | 100000 | 0 | 0 | 0
4384 |  |  |  | 9795.2055 |  |  |  |  | 3807.4405 | 4417.9171 | 5028.3938 | 5638.8705 | 6249.3471 | 4661.3209 | 4535.388 | 4409.4551 | 4283.5222 | 4157.5893 |  | 0.43594 |  |  |  |  | 1 | 1 | 1 | 1 | 1 | [5 empty] | 0.8434 | 3.6479 | 570.7763 | 26826.484 | 684.9315 | 0.10759 | 0.051171 | 0.039894 | 0.038731 | 0.041811 | 0.10759 | 0.051171 | 0.039894 | 0.038731 | 0.041811 | 100000 | 100000 | 0 | 0 | 0
4385 |  |  |  | 9795.2055 |  |  |  |  | 4158.6229 | 4944.9554 | 5731.2879 | 6517.6204 | 7303.9529 | 5068.1911 | 4931.266 | 4794.3409 | 4657.4157 | 4520.4906 |  | 0.27563 |  |  |  |  | 1 | 1 | 1 | 1 | 1 | [5 empty] | 1.6297 | 2.806 | 570.7763 | 26826.484 | 684.9315 | 0.11158 | 0.098775 | 0.078359 | 0.042002 | 0.043724 | 0.11158 | 0.098776 | 0.078359 | 0.042002 | 0.043724 | 100000 | 100000 | 0 | 0 | 0
4386 |  |  |  | 9795.2055 |  |  |  |  | 4731.3319 | 5564.5486 | 6397.7653 | 7230.9819 | 8064.1986 | 5084.6763 | 4947.3058 | 4809.9353 | 4672.5648 | 4535.1943 |  | 0.11197 |  |  |  |  | 1 | 1 | 1 | 1 | 1 | [5 empty] | 1.1736 | 3.8733 | 570.7763 | 26826.484 | 684.9315 | 0.11747 | 0.12303 | 0.10318 | 0.10425 | 0.10536 | 0.11747 | 0.12303 | 0.10319 | 0.10425 | 0.10536 | 100000 | 100000 | 0 | 0 | 0
4387 |  |  |  | 9795.2055 |  |  |  |  | 5129.9315 | 5884.7215 | 6639.5115 | 7394.3015 | 8149.0915 | 5332.9245 | 5188.8472 | 5044.7699 | 4900.6926 | 4756.6152 |  | 0.03514 |  |  |  |  | 1 | 1 | 1 | 1 | 1 | [5 empty] | 3.3495 | 7.5132 | 570.7763 | 26826.484 | 684.9315 | 0.11931 | 0.15655 | 0.10582 | 0.10686 | 0.10879 | 0.11931 | 0.15655 | 0.10582 | 0.10686 | 0.10879 | 100000 | 100000 | 0 | 0 | 0
4388 |  |  |  | 9795.2055 |  |  |  |  | 5117.3363 | 5735.9521 | 6354.568 | 6973.1838 | 7591.7996 | 5717.5126 | 5563.045 | 5408.5775 | 5254.1099 | 5099.6424 |  | 0 |  |  |  |  | 1 | 1 | 1 | 1 | 1 | [5 empty] | 3.3375 | 9.3254 | 570.7763 | 26826.484 | 684.9315 | 0.11918 | 0.15897 | 0.10581 | 0.12076 | 0.10916 | 0.11918 | 0.15897 | 0.10581 | 0.12076 | 0.10916 | 100000 | 100000 | 0 | 0 | 0
4389 |  |  |  | 9795.2055 |  |  |  |  | 5013.6115 | 5567.7148 | 6121.8182 | 6675.9215 | 7230.0248 | 5163.0519 | 5023.564 | 4884.076 | 4744.5881 | 4605.1002 |  | 0 |  |  |  |  | 1 | 1 | 1 | 1 | 1 | [5 empty] | 4.985 | 9.3755 | 570.7763 | 26826.484 | 684.9315 | 0.11625 | 0.14463 | 0.1049 | 0.10706 | 0.10869 | 0.11625 | 0.14464 | 0.1049 | 0.10706 | 0.10869 | 100000 | 100000 | 0 | 0 | 0
4390 |  |  |  | 9795.2055 |  |  |  |  | 4826.166 | 5293.5102 | 5760.8543 | 6228.1985 | 6695.5427 | 4002.8513 | 3894.708 | 3786.5647 | 3678.4214 | 3570.2781 |  | 0 |  |  |  |  | 1 | 1 | 1 | 1 | 1 | [5 empty] | 1.773 | 8.8826 | 570.7763 | 26826.484 | 684.9315 | 0.11597 | 0.12821 | 0.10486 | 0.10531 | 0.10791 | 0.11597 | 0.12821 | 0.10486 | 0.10531 | 0.10791 | 100000 | 100000 | 0 | 0 | 0
4391 |  |  |  | 9795.2055 |  |  |  |  | 3508.8613 | 3886.2563 | 4263.6513 | 4641.0463 | 5018.4413 | 2284.0151 | 2222.3089 | 2160.6026 | 2098.8964 | 2037.1902 |  | 0 |  |  |  |  | 1 | 1 | 1 | 1 | 1 | [5 empty] | 5.9786 | 9.6731 | 570.7763 | 26826.484 | 684.9315 | 0.11597 | 0.12443 | 0.10446 | 0.10527 | 0.10788 | 0.11597 | 0.12443 | 0.10446 | 0.10527 | 0.10788 | 100000 | 100000 | 0 | 0 | 0
4392 |  |  |  | 9795.2055 |  |  |  |  | 2749.5967 | 3055.7692 | 3361.9417 | 3668.1142 | 3974.2867 | 1557.4255 | 1515.3492 | 1473.2729 | 1431.1966 | 1389.1204 |  | 0 |  |  |  |  | 1 | 1 | 1 | 1 | 1 | [5 empty] | 4.8907 | 9.7253 | 570.7763 | 26826.484 | 684.9315 | 0.11508 | 0.1244 | 0.10446 | 0.10529 | 0.10792 | 0.11508 | 0.1244 | 0.10446 | 0.1053 | 0.10792 | 100000 | 100000 | 0 | 0 | 0
4393 |  |  |  | 9795.2055 |  |  |  |  | 2136.191 | 2303.081 | 2469.971 | 2636.861 | 2803.751 | 1738.2447 | 1691.2833 | 1644.3219 | 1597.3605 | 1550.3991 |  | 0 |  |  |  |  | 1 | 1 | 1 | 1 | 1 | [5 empty] | 4.8751 | 11.0031 | 570.7763 | 26826.484 | 684.9315 | 0.11509 | 0.12444 | 0.10452 | 0.10535 | 0.10794 | 0.11509 | 0.12444 | 0.10452 | 0.10535 | 0.10793 | 100000 | 100000 | 0 | 0 | 0
4394 |  |  |  | 9795.2055 |  |  |  |  | 1921.61 | 2031.3575 | 2141.105 | 2250.8525 | 2360.6 | 1562.6026 | 1520.3864 | 1478.1703 | 1435.9541 | 1393.738 |  | 0 |  |  |  |  | 1 | 1 | 1 | 1 | 1 | [5 empty] | 4.7478 | 10.8999 | 570.7763 | 26826.484 | 684.9315 | 0.11512 | 0.12447 | 0.10458 | 0.10536 | 0.10794 | 0.11512 | 0.12447 | 0.10458 | 0.10536 | 0.10794 | 100000 | 100000 | 0 | 0 | 0
4395 |  |  |  | 9795.2055 |  |  |  |  | 1843.1769 | 1898.9994 | 1954.8219 | 2010.6444 | 2066.4669 | 1749.6068 | 1702.3384 | 1655.07 | 1607.8017 | 1560.5333 |  | 0 |  |  |  |  | 1 | 1 | 1 | 1 | 1 | [5 empty] | 4.1595 | 10.9435 | 570.7763 | 26826.484 | 684.9315 | 0.11514 | 0.12447 | 0.10458 | 0.10535 | 0.10792 | 0.11514 | 0.12447 | 0.10458 | 0.10535 | 0.10792 | 100000 | 100000 | 0 | 0 | 0
4396 |  |  |  | 9795.2055 |  |  |  |  | 1889.0528 | 1940.3653 | 1991.6778 | 2042.9903 | 2094.3028 | 3048.1791 | 2965.8278 | 2883.4765 | 2801.1251 | 2718.7738 |  | 0 |  |  |  |  | 1 | 1 | 1 | 1 | 1 | [5 empty] | 3.9392 | 12.0254 | 570.7763 | 26826.484 | 684.9315 | 0.11053 | 0.11034 | 0.099205 | 0.10374 | 0.10551 | 0.11053 | 0.11034 | 0.099205 | 0.10374 | 0.10551 | 100000 | 100000 | 0 | 0 | 0
4397 |  |  |  | 9795.2055 |  |  |  |  | 2153.2095 | 2204.027 | 2254.8445 | 2305.662 | 2356.4795 | 6003.1252 | 5840.9414 | 5678.7576 | 5516.5737 | 5354.3899 |  | 0.00388 |  |  |  |  | 1 | 1 | 1 | 1 | 1 | [5 empty] | 3.8479 | 11.7706 | 570.7763 | 26826.484 | 684.9315 | 0.11124 | 0.10848 | 0.10046 | 0.10226 | 0.10048 | 0.11124 | 0.10848 | 0.10046 | 0.10226 | 0.10048 | 100000 | 100000 | 0 | 0 | 0
4398 |  |  |  | 9795.2055 |  |  |  |  | 2550.5543 | 2592.2143 | 2633.8743 | 2675.5343 | 2717.1943 | 7487.4876 | 7285.2014 | 7082.9152 | 6880.629 | 6678.3428 |  | 0.04838 |  |  |  |  | 1 | 1 | 1 | 1 | 1 | [5 empty] | 3.5217 | 11.7764 | 570.7763 | 26826.484 | 684.9315 | 0.10794 | 0.10234 | 0.091119 | 0.055236 | 0.049906 | 0.10794 | 0.10234 | 0.091119 | 0.055236 | 0.049906 | 100000 | 100000 | 0 | 0 | 0
4399 |  |  |  | 9795.2055 |  |  |  |  | 2907.9427 | 2949.0527 | 2990.1627 | 3031.2727 | 3072.3827 | 8239.6508 | 8017.0437 | 7794.4366 | 7571.8296 | 7349.2225 |  | 0.14492 |  |  |  |  | 1 | 1 | 1 | 1 | 1 | [5 empty] | 2.9278 | 9.8744 | 570.7763 | 26826.484 | 684.9315 | 0.10411 | 0.091325 | 0.044638 | 0.041926 | 0.043444 | 0.10411 | 0.091325 | 0.044638 | 0.041926 | 0.043444 | 100000 | 100000 | 0 | 0 | 0
4400 |  |  |  | 9795.2055 |  |  |  |  | 3231.2941 | 3308.2641 | 3385.2341 | 3462.2041 | 3539.1741 | 6412.285 | 6239.0471 | 6065.8092 | 5892.5713 | 5719.3333 |  | 0.31689 |  |  |  |  | 1 | 1 | 1 | 1 | 1 | [5 empty] | 1.8299 | 8.6278 | 570.7763 | 26826.484 | 684.9315 | 0.10409 | 0.046854 | 0.03854 | 0.036416 | 0.041188 | 0.10409 | 0.046854 | 0.03854 | 0.036416 | 0.041188 | 100000 | 100000 | 0 | 0 | 0
4401 |  |  |  | 9795.2055 |  |  |  |  | 3877.2569 | 4001.8269 | 4126.3969 | 4250.9669 | 4375.5369 | 6363.1373 | 6191.2272 | 6019.317 | 5847.4069 | 5675.4968 |  | 0.47728 |  |  |  |  | 1 | 1 | 1 | 1 | 1 | [5 empty] | 1.3808 | 7.1646 | 570.7763 | 26826.484 | 684.9315 | 0.099658 | 0.043543 | 0.034029 | 0.024266 | 0.035674 | 0.099658 | 0.043543 | 0.034029 | 0.024266 | 0.035674 | 100000 | 100000 | 0 | 0 | 0
4402 |  |  |  | 9795.2055 |  |  |  |  | 4347.8552 | 4606.1527 | 4864.4502 | 5122.7477 | 5381.0452 | 6032.3321 | 5869.3592 | 5706.3863 | 5543.4134 | 5380.4405 |  | 0.60025 |  |  |  |  | 1 | 1 | 1 | 1 | 1 | [5 empty] | 1.312 | 3.7578 | 570.7763 | 26826.484 | 684.9315 | 0.099945 | 0.043455 | 0.034057 | 0.022616 | 0.033671 | 0.099945 | 0.043455 | 0.034057 | 0.022616 | 0.033671 | 100000 | 100000 | 0 | 0 | 0
4403 |  |  |  | 9795.2055 |  |  |  |  | 4788.1163 | 5117.3613 | 5446.6063 | 5775.8513 | 6105.0963 | 5534.9217 | 5385.3872 | 5235.8526 | 5086.318 | 4936.7834 |  | 0.68042 |  |  |  |  | 1 | 1 | 1 | 1 | 1 | [5 empty] | 1.6579 | 3.2724 | 570.7763 | 26826.484 | 684.9315 | 0.099969 | 0.043087 | 0.033871 | 0.022738 | 0.033656 | 0.099969 | 0.043087 | 0.033871 | 0.022738 | 0.033656 | 100000 | 100000 | 0 | 0 | 0
4404 |  |  |  | 9795.2055 |  |  |  |  | 4846.5711 | 5287.5986 | 5728.6261 | 6169.6536 | 6610.6811 | 5544.9666 | 5395.1607 | 5245.3547 | 5095.5488 | 4945.7428 |  | 0.7133 |  |  |  |  | 1 | 1 | 1 | 1 | 1 | [5 empty] | 2.2894 | 4.6777 | 570.7763 | 26826.484 | 684.9315 | 0.10031 | 0.043106 | 0.033975 | 0.02297 | 0.033728 | 0.10031 | 0.043106 | 0.033975 | 0.02297 | 0.033728 | 100000 | 100000 | 0 | 0 | 0
4405 |  |  |  | 9795.2055 |  |  |  |  | 4675.6462 | 5187.1262 | 5698.6062 | 6210.0862 | 6721.5662 | 4845.4103 | 4714.5039 | 4583.5976 | 4452.6912 | 4321.7849 |  | 0.71384 |  |  |  |  | 1 | 1 | 1 | 1 | 1 | [5 empty] | 2.1512 | 4.2362 | 570.7763 | 26826.484 | 684.9315 | 0.1036 | 0.043481 | 0.03489 | 0.023427 | 0.03429 | 0.1036 | 0.043481 | 0.03489 | 0.023427 | 0.03429 | 100000 | 100000 | 0 | 0 | 0
4406 |  |  |  | 9795.2055 |  |  |  |  | 4833.2523 | 5341.5148 | 5849.7773 | 6358.0398 | 6866.3023 | 4774.6265 | 4645.6325 | 4516.6385 | 4387.6445 | 4258.6505 |  | 0.61997 |  |  |  |  | 1 | 1 | 1 | 1 | 1 | [5 empty] | 1.4054 | 4.6521 | 570.7763 | 26826.484 | 684.9315 | 0.10382 | 0.045118 | 0.035391 | 0.024321 | 0.035268 | 0.10382 | 0.045118 | 0.035391 | 0.024321 | 0.035268 | 100000 | 100000 | 0 | 0 | 0
4407 |  |  |  | 9795.2055 |  |  |  |  | 5001.2174 | 5490.8633 | 5980.5091 | 6470.1549 | 6959.8008 | 4332.4687 | 4215.4203 | 4098.3718 | 3981.3234 | 3864.275 |  | 0.04463 |  |  |  |  | 1 | 1 | 1 | 1 | 1 | [5 empty] | 4.7102 | 6.2984 | 570.7763 | 26826.484 | 684.9315 | 0.10343 | 0.047637 | 0.037233 | 0.033691 | 0.03784 | 0.10343 | 0.047637 | 0.037233 | 0.033691 | 0.03784 | 100000 | 100000 | 0 | 0 | 0
4408 |  |  |  | 9795.2055 |  |  |  |  | 5049.3132 | 5519.8198 | 5990.3265 | 6460.8332 | 6931.3398 | 4694.2675 | 4567.4445 | 4440.6215 | 4313.7985 | 4186.9756 |  | 0.02807 |  |  |  |  | 1 | 1 | 1 | 1 | 1 | [5 empty] | 2.1778 | 8.86 | 570.7763 | 26826.484 | 684.9315 | 0.10454 | 0.062553 | 0.039441 | 0.039441 | 0.041796 | 0.10454 | 0.062553 | 0.039441 | 0.039441 | 0.041796 | 100000 | 100000 | 0 | 0 | 0
4409 |  |  |  | 9795.2055 |  |  |  |  | 5355.6461 | 5835.7769 | 6315.9077 | 6796.0386 | 7276.1694 | 5104.1259 | 4966.23 | 4828.334 | 4690.4381 | 4552.5421 |  | 0.02649 |  |  |  |  | 1 | 1 | 1 | 1 | 1 | [5 empty] | 2.3922 | 12.2465 | 570.7763 | 26826.484 | 684.9315 | 0.10686 | 0.091493 | 0.042825 | 0.040732 | 0.042705 | 0.10686 | 0.091493 | 0.042825 | 0.040732 | 0.042705 | 100000 | 100000 | 0 | 0 | 0
4410 |  |  |  | 9795.2055 |  |  |  |  | 5470.3359 | 5990.3409 | 6510.3459 | 7030.3509 | 7550.3559 | 5120.5047 | 4982.1663 | 4843.8278 | 4705.4894 | 4567.1509 |  | 0.03852 |  |  |  |  | 1 | 1 | 1 | 1 | 1 | [5 empty] | 2.9561 | 11.752 | 570.7763 | 26826.484 | 684.9315 | 0.10862 | 0.1006 | 0.087028 | 0.04977 | 0.049087 | 0.10862 | 0.1006 | 0.087028 | 0.04977 | 0.049087 | 100000 | 100000 | 0 | 0 | 0
4411 |  |  |  | 9795.2055 |  |  |  |  | 5306.8104 | 5790.2962 | 6273.782 | 6757.2679 | 7240.7537 | 5370.5614 | 5225.4673 | 5080.3732 | 4935.2791 | 4790.1849 |  | 0.0171 |  |  |  |  | 1 | 1 | 1 | 1 | 1 | [5 empty] | 0.43545 | 11.421 | 570.7763 | 26826.484 | 684.9315 | 0.1108 | 0.10267 | 0.08904 | 0.09449 | 0.058093 | 0.1108 | 0.10267 | 0.08904 | 0.09449 | 0.058093 | 100000 | 100000 | 0 | 0 | 0
4412 |  |  |  | 9795.2055 |  |  |  |  | 5026.3752 | 5444.3035 | 5862.2319 | 6280.1602 | 6698.0885 | 5757.776 | 5602.2206 | 5446.6653 | 5291.11 | 5135.5546 |  | 0 |  |  |  |  | 1 | 1 | 1 | 1 | 1 | [5 empty] | 2.6704 | 10.3291 | 570.7763 | 26826.484 | 684.9315 | 0.1105 | 0.10336 | 0.090559 | 0.094749 | 0.058294 | 0.1105 | 0.10336 | 0.090559 | 0.094749 | 0.058294 | 100000 | 100000 | 0 | 0 | 0
4413 |  |  |  | 9795.2055 |  |  |  |  | 4866.5493 | 5274.9627 | 5683.376 | 6091.7893 | 6500.2027 | 5199.0082 | 5058.5489 | 4918.0896 | 4777.6302 | 4637.1709 |  | 0 |  |  |  |  | 1 | 1 | 1 | 1 | 1 | [5 empty] | 1.8833 | 8.8908 | 570.7763 | 26826.484 | 684.9315 | 0.10975 | 0.10267 | 0.095069 | 0.10049 | 0.058197 | 0.10975 | 0.10267 | 0.095069 | 0.10049 | 0.058197 | 100000 | 100000 | 0 | 0 | 0
4414 |  |  |  | 9795.2055 |  |  |  |  | 4902.0662 | 5259.002 | 5615.9379 | 5972.8737 | 6329.8095 | 4030.0114 | 3921.1343 | 3812.2573 | 3703.3802 | 3594.5031 |  | 0 |  |  |  |  | 1 | 1 | 1 | 1 | 1 | [5 empty] | 3.3959 | 8.7707 | 570.7763 | 26826.484 | 684.9315 | 0.10964 | 0.10256 | 0.09541 | 0.10066 | 0.058323 | 0.10964 | 0.10256 | 0.09541 | 0.10066 | 0.058323 | 100000 | 100000 | 0 | 0 | 0
4415 |  |  |  | 9795.2055 |  |  |  |  | 3943.851 | 4293.8018 | 4643.7527 | 4993.7035 | 5343.6543 | 2298.9367 | 2236.8273 | 2174.7179 | 2112.6086 | 2050.4992 |  | 0 |  |  |  |  | 1 | 1 | 1 | 1 | 1 | [5 empty] | 2.9013 | 8.2623 | 570.7763 | 26826.484 | 684.9315 | 0.10945 | 0.10293 | 0.094955 | 0.10105 | 0.058365 | 0.10945 | 0.10293 | 0.094955 | 0.10105 | 0.058365 | 100000 | 100000 | 0 | 0 | 0
4416 |  |  |  | 9795.2055 |  |  |  |  | 2986.411 | 3368.426 | 3750.441 | 4132.456 | 4514.471 | 1673.2896 | 1628.0831 | 1582.8766 | 1537.67 | 1492.4635 |  | 0 |  |  |  |  | 1 | 1 | 1 | 1 | 1 | [5 empty] | 3.6843 | 9.0833 | 570.7763 | 26826.484 | 684.9315 | 0.10909 | 0.10319 | 0.094973 | 0.10093 | 0.058372 | 0.10909 | 0.10319 | 0.094973 | 0.10093 | 0.058372 | 100000 | 100000 | 0 | 0 | 0
4417 |  |  |  | 9795.2055 |  |  |  |  | 2447.6598 | 2760.1023 | 3072.5448 | 3384.9873 | 3697.4298 | 1868.9797 | 1818.4863 | 1767.9929 | 1717.4995 | 1667.0061 |  | 0 |  |  |  |  | 1 | 1 | 1 | 1 | 1 | [5 empty] | 3.2492 | 8.3356 | 570.7763 | 26826.484 | 684.9315 | 0.10914 | 0.10312 | 0.095009 | 0.1009 | 0.058366 | 0.10914 | 0.10312 | 0.095009 | 0.10091 | 0.058366 | 100000 | 100000 | 0 | 0 | 0
4418 |  |  |  | 9795.2055 |  |  |  |  | 2159.439 | 2373.9315 | 2588.424 | 2802.9165 | 3017.409 | 1678.7021 | 1633.3493 | 1587.9965 | 1542.6438 | 1497.291 |  | 0 |  |  |  |  | 1 | 1 | 1 | 1 | 1 | [5 empty] | 1.5829 | 4.0723 | 570.7763 | 26826.484 | 684.9315 | 0.10902 | 0.10318 | 0.095539 | 0.10104 | 0.058419 | 0.10902 | 0.10318 | 0.095539 | 0.10104 | 0.058419 | 100000 | 100000 | 0 | 0 | 0
4419 |  |  |  | 9795.2055 |  |  |  |  | 2068.5386 | 2166.8744 | 2265.2102 | 2363.5461 | 2461.8819 | 1883.5727 | 1832.6851 | 1781.7974 | 1730.9097 | 1680.0221 |  | 0 |  |  |  |  | 1 | 1 | 1 | 1 | 1 | [5 empty] | 1.2336 | 6.0564 | 570.7763 | 26826.484 | 684.9315 | 0.10903 | 0.10342 | 0.095563 | 0.10101 | 0.058415 | 0.10903 | 0.10342 | 0.095563 | 0.10101 | 0.058415 | 100000 | 100000 | 0 | 0 | 0
4420 |  |  |  | 9795.2055 |  |  |  |  | 2125.4437 | 2180.6887 | 2235.9337 | 2291.1787 | 2346.4237 | 3286.241 | 3197.458 | 3108.6751 | 3019.8921 | 2931.1092 |  | 0 |  |  |  |  | 1 | 1 | 1 | 1 | 1 | [5 empty] | 1.127 | 6.3888 | 570.7763 | 26826.484 | 684.9315 | 0.10675 | 0.10038 | 0.092638 | 0.09541 | 0.058003 | 0.10675 | 0.10038 | 0.092638 | 0.09541 | 0.058003 | 100000 | 100000 | 0 | 0 | 0
4421 |  |  |  | 9795.2055 |  |  |  |  | 2316.8519 | 2359.6119 | 2402.3719 | 2445.1319 | 2487.8919 | 6499.9827 | 6324.3755 | 6148.7683 | 5973.1611 | 5797.5539 |  | 0.00538 |  |  |  |  | 1 | 1 | 1 | 1 | 1 | [5 empty] | 1.663 | 6.4807 | 570.7763 | 26826.484 | 684.9315 | 0.10745 | 0.10267 | 0.092641 | 0.098301 | 0.058009 | 0.10745 | 0.10267 | 0.092641 | 0.098301 | 0.058009 | 100000 | 100000 | 0 | 0 | 0
4422 |  |  |  | 9795.2055 |  |  |  |  | 2585.858 | 2626.968 | 2668.078 | 2709.188 | 2750.298 | 8123.8959 | 7904.4161 | 7684.9363 | 7465.4566 | 7245.9768 |  | 0.05055 |  |  |  |  | 1 | 1 | 1 | 1 | 1 | [5 empty] | 1.7121 | 7.7177 | 570.7763 | 26826.484 | 684.9315 | 0.10658 | 0.09395 | 0.09017 | 0.052405 | 0.046637 | 0.10658 | 0.09395 | 0.09017 | 0.052405 | 0.046637 | 100000 | 100000 | 0 | 0 | 0
4423 |  |  |  | 9795.2055 |  |  |  |  | 3202.9461 | 3243.3686 | 3283.7911 | 3324.2136 | 3364.6361 | 8926.8124 | 8685.6406 | 8444.4688 | 8203.297 | 7962.1251 |  | 0.14407 |  |  |  |  | 1 | 1 | 1 | 1 | 1 | [5 empty] | 1.5372 | 7.4479 | 570.7763 | 26826.484 | 684.9315 | 0.10507 | 0.091577 | 0.044596 | 0.041674 | 0.043804 | 0.10507 | 0.091577 | 0.044596 | 0.041674 | 0.043804 | 100000 | 100000 | 0 | 0 | 0
4424 |  |  |  | 9795.2055 |  |  |  |  | 4143.7284 | 4184.5634 | 4225.3984 | 4266.2334 | 4307.0684 | 6941.4518 | 6753.9176 | 6566.3835 | 6378.8493 | 6191.3151 |  | 0.32245 |  |  |  |  | 1 | 1 | 1 | 1 | 1 | [5 empty] | 3.0827 | 7.201 | 570.7763 | 26826.484 | 684.9315 | 0.099494 | 0.047534 | 0.037277 | 0.03625 | 0.041504 | 0.099494 | 0.047534 | 0.037277 | 0.03625 | 0.041504 | 100000 | 100000 | 0 | 0 | 0
4425 |  |  |  | 9795.2055 |  |  |  |  | 5017.2591 | 5076.7391 | 5136.2191 | 5195.6991 | 5255.1791 | 6886.6767 | 6700.6223 | 6514.568 | 6328.5136 | 6142.4593 |  | 0.48484 |  |  |  |  | 1 | 1 | 1 | 1 | 1 | [5 empty] | 3.7788 | 6.2016 | 570.7763 | 26826.484 | 684.9315 | 0.097273 | 0.042488 | 0.033705 | 0.024469 | 0.032927 | 0.097273 | 0.042488 | 0.033705 | 0.024469 | 0.032927 | 100000 | 100000 | 0 | 0 | 0
4426 |  |  |  | 9795.2055 |  |  |  |  | 5625.4789 | 5699.7264 | 5773.9739 | 5848.2214 | 5922.4689 | 6529.7031 | 6353.293 | 6176.8828 | 6000.4727 | 5824.0625 |  | 0.55756 |  |  |  |  | 1 | 1 | 1 | 1 | 1 | [5 empty] | 4.1794 | 5.029 | 570.7763 | 26826.484 | 684.9315 | 0.09701 | 0.042232 | 0.03247 | 0.014513 | 0.023491 | 0.09701 | 0.042232 | 0.03247 | 0.014513 | 0.023491 | 100000 | 100000 | 0 | 0 | 0
4427 |  |  |  | 9795.2055 |  |  |  |  | 6240.35 | 6356.23 | 6472.11 | 6587.99 | 6703.87 | 5989.0496 | 5827.246 | 5665.4425 | 5503.639 | 5341.8354 |  | 0.68296 |  |  |  |  | 1 | 1 | 1 | 1 | 1 | [5 empty] | 3.2752 | 4.3755 | 570.7763 | 26826.484 | 684.9315 | 0.097102 | 0.042216 | 0.032448 | 0.0098487 | 0.022321 | 0.097102 | 0.042216 | 0.032448 | 0.0098487 | 0.022321 | 100000 | 100000 | 0 | 0 | 0
4428 |  |  |  | 9795.2055 |  |  |  |  | 6135.408 | 6306.3405 | 6477.273 | 6648.2055 | 6819.138 | 5999.4154 | 5837.3318 | 5675.2482 | 5513.1646 | 5351.081 |  | 0.61321 |  |  |  |  | 1 | 1 | 1 | 1 | 1 | [5 empty] | 4.1038 | 5.0516 | 570.7763 | 26826.484 | 684.9315 | 0.097136 | 0.042219 | 0.032456 | 0.0092445 | 0.022204 | 0.097136 | 0.042219 | 0.032456 | 0.0092445 | 0.022204 | 100000 | 100000 | 0 | 0 | 0
4429 |  |  |  | 9795.2055 |  |  |  |  | 5496.1491 | 5735.3891 | 5974.6291 | 6213.8691 | 6453.1091 | 5240.504 | 5098.9236 | 4957.3432 | 4815.7628 | 4674.1824 |  | 0.20398 |  |  |  |  | 1 | 1 | 1 | 1 | 1 | [5 empty] | 4.8155 | 5.5393 | 570.7763 | 26826.484 | 684.9315 | 0.097136 | 0.042291 | 0.032188 | 0.0092216 | 0.021199 | 0.097136 | 0.042291 | 0.032188 | 0.0092216 | 0.021199 | 100000 | 100000 | 0 | 0 | 0
4430 |  |  |  | 9795.2055 |  |  |  |  | 5094.857 | 5426.3295 | 5757.802 | 6089.2745 | 6420.747 | 5162.7021 | 5023.2236 | 4883.7452 | 4744.2667 | 4604.7882 |  | 0.30898 |  |  |  |  | 1 | 1 | 1 | 1 | 1 | [5 empty] | 5.1259 | 5.1953 | 570.7763 | 26826.484 | 684.9315 | 0.097117 | 0.042298 | 0.032177 | 0.0091994 | 0.021172 | 0.097117 | 0.042298 | 0.032177 | 0.0091994 | 0.021172 | 100000 | 100000 | 0 | 0 | 0
4431 |  |  |  | 9795.2055 |  |  |  |  | 4901.9708 | 5217.2733 | 5532.5758 | 5847.8783 | 6163.1808 | 4683.6132 | 4557.0781 | 4430.5429 | 4304.0078 | 4177.4727 |  | 0.30559 |  |  |  |  | 1 | 1 | 1 | 1 | 1 | [5 empty] | 4.9735 | 4.8551 | 570.7763 | 26826.484 | 684.9315 | 0.097015 | 0.042327 | 0.032277 | 0.0092559 | 0.021271 | 0.097015 | 0.042327 | 0.032277 | 0.0092559 | 0.021271 | 100000 | 100000 | 0 | 0 | 0
4432 |  |  |  | 9795.2055 |  |  |  |  | 4885.7122 | 5237.808 | 5589.9039 | 5941.9997 | 6294.0955 | 5079.7755 | 4942.5374 | 4805.2993 | 4668.0612 | 4530.8232 |  | 0.20407 |  |  |  |  | 1 | 1 | 1 | 1 | 1 | [5 empty] | 5.575 | 4.6986 | 570.7763 | 26826.484 | 684.9315 | 0.099201 | 0.044762 | 0.034654 | 0.030635 | 0.031502 | 0.099201 | 0.044762 | 0.034654 | 0.030635 | 0.031502 | 100000 | 100000 | 0 | 0 | 0
4433 |  |  |  | 9795.2055 |  |  |  |  | 5203.4941 | 5596.8391 | 5990.1841 | 6383.5291 | 6776.8741 | 5524.5537 | 5375.2992 | 5226.0448 | 5076.7903 | 4927.5358 |  | 0.08536 |  |  |  |  | 1 | 1 | 1 | 1 | 1 | [5 empty] | 5.4612 | 3.6279 | 570.7763 | 26826.484 | 684.9315 | 0.10259 | 0.081239 | 0.04012 | 0.037808 | 0.041044 | 0.10259 | 0.081239 | 0.04012 | 0.037808 | 0.041044 | 100000 | 100000 | 0 | 0 | 0
4434 |  |  |  | 9795.2055 |  |  |  |  | 5433.3317 | 5946.4617 | 6459.5917 | 6972.7217 | 7485.8517 | 5539.777 | 5390.1113 | 5240.4455 | 5090.7798 | 4941.114 |  | 0.05691 |  |  |  |  | 1 | 1 | 1 | 1 | 1 | [5 empty] | 3.7596 | 2.3057 | 570.7763 | 26826.484 | 684.9315 | 0.10758 | 0.09627 | 0.062826 | 0.043633 | 0.045927 | 0.10758 | 0.09627 | 0.062826 | 0.043633 | 0.045927 | 100000 | 100000 | 0 | 0 | 0
4435 |  |  |  | 9795.2055 |  |  |  |  | 5310.6531 | 5831.5931 | 6352.5331 | 6873.4731 | 7394.4131 | 5810.9739 | 5653.9813 | 5496.9888 | 5339.9962 | 5183.0037 |  | 0.02995 |  |  |  |  | 1 | 1 | 1 | 1 | 1 | [5 empty] | 3.0794 | 0.89856 | 570.7763 | 26826.484 | 684.9315 | 0.11107 | 0.10124 | 0.086039 | 0.082576 | 0.050376 | 0.11107 | 0.10124 | 0.086039 | 0.082576 | 0.050376 | 100000 | 100000 | 0 | 0 | 0
4436 |  |  |  | 9795.2055 |  |  |  |  | 5121.462 | 5609.8154 | 6098.1687 | 6586.522 | 7074.8754 | 6228.9572 | 6060.6721 | 5892.3871 | 5724.1021 | 5555.817 |  | 0 |  |  |  |  | 1 | 1 | 1 | 1 | 1 | [5 empty] | 2.781 | 0.71072 | 570.7763 | 26826.484 | 684.9315 | 0.11125 | 0.10457 | 0.08621 | 0.084351 | 0.051118 | 0.11125 | 0.10457 | 0.08621 | 0.084351 | 0.051118 | 100000 | 100000 | 0 | 0 | 0
4437 |  |  |  | 9795.2055 |  |  |  |  | 4938.9222 | 5333.7247 | 5728.5272 | 6123.3297 | 6518.1322 | 5619.9495 | 5468.1177 | 5316.286 | 5164.4543 | 5012.6225 |  | 0 |  |  |  |  | 1 | 1 | 1 | 1 | 1 | [5 empty] | 3.9356 | 0.87141 | 570.7763 | 26826.484 | 684.9315 | 0.11052 | 0.10124 | 0.08574 | 0.082455 | 0.050754 | 0.11052 | 0.10124 | 0.08574 | 0.082455 | 0.050754 | 100000 | 100000 | 0 | 0 | 0
4438 |  |  |  | 9795.2055 |  |  |  |  | 4743.8189 | 5065.0064 | 5386.1939 | 5707.3814 | 6028.5689 | 4348.2688 | 4230.7936 | 4113.3183 | 3995.843 | 3878.3677 |  | 0 |  |  |  |  | 1 | 1 | 1 | 1 | 1 | [5 empty] | 2.2144 | 1.3771 | 570.7763 | 26826.484 | 684.9315 | 0.11043 | 0.10109 | 0.085547 | 0.082119 | 0.050722 | 0.11043 | 0.10109 | 0.085547 | 0.082119 | 0.050722 | 100000 | 100000 | 0 | 0 | 0
4439 |  |  |  | 9795.2055 |  |  |  |  | 3539.9427 | 3816.2527 | 4092.5627 | 4368.8727 | 4645.1827 | 2474.0275 | 2407.1877 | 2340.348 | 2273.5083 | 2206.6686 |  | 0 |  |  |  |  | 1 | 1 | 1 | 1 | 1 | [5 empty] | 3.3638 | 2.2039 | 570.7763 | 26826.484 | 684.9315 | 0.10993 | 0.10108 | 0.084895 | 0.081368 | 0.050672 | 0.10993 | 0.10108 | 0.084895 | 0.081368 | 0.050672 | 100000 | 100000 | 0 | 0 | 0
4440 |  |  |  | 9795.2055 |  |  |  |  | 2500.1853 | 2709.1778 | 2918.1703 | 3127.1628 | 3336.1553 | 1752.4997 | 1705.1532 | 1657.8067 | 1610.4601 | 1563.1136 |  | 0 |  |  |  |  | 1 | 1 | 1 | 1 | 1 | [5 empty] | 6.8536 | 4.1473 | 570.7763 | 26826.484 | 684.9315 | 0.10885 | 0.10108 | 0.08504 | 0.081734 | 0.050702 | 0.10885 | 0.10108 | 0.08504 | 0.081734 | 0.050702 | 100000 | 100000 | 0 | 0 | 0
4441 |  |  |  | 9795.2055 |  |  |  |  | 2076.4752 | 2177.4502 | 2278.4252 | 2379.4002 | 2480.3752 | 1958.3087 | 1905.4019 | 1852.4951 | 1799.5883 | 1746.6816 |  | 0 |  |  |  |  | 1 | 1 | 1 | 1 | 1 | [5 empty] | 7.2349 | 4.9277 | 570.7763 | 26826.484 | 684.9315 | 0.10838 | 0.10107 | 0.085002 | 0.082574 | 0.050729 | 0.10838 | 0.10107 | 0.085002 | 0.082574 | 0.050729 | 100000 | 100000 | 0 | 0 | 0
4442 |  |  |  | 9795.2055 |  |  |  |  | 1916.292 | 1966.7795 | 2017.267 | 2067.7545 | 2118.242 | 1758.078 | 1710.5808 | 1663.0836 | 1615.5864 | 1568.0891 |  | 0 |  |  |  |  | 1 | 1 | 1 | 1 | 1 | [5 empty] | 7.7132 | 5.1396 | 570.7763 | 26826.484 | 684.9315 | 0.10839 | 0.10112 | 0.085952 | 0.083058 | 0.051234 | 0.10839 | 0.10112 | 0.085952 | 0.083058 | 0.051234 | 100000 | 100000 | 0 | 0 | 0
4443 |  |  |  | 9795.2055 |  |  |  |  | 1869.7873 | 1911.7223 | 1953.6573 | 1995.5923 | 2037.5273 | 1975.0306 | 1921.6721 | 1868.3135 | 1814.955 | 1761.5964 |  | 0 |  |  |  |  | 1 | 1 | 1 | 1 | 1 | [5 empty] | 6.3058 | 5.7633 | 570.7763 | 26826.484 | 684.9315 | 0.10838 | 0.10131 | 0.090617 | 0.083317 | 0.05124 | 0.10838 | 0.10131 | 0.090617 | 0.083317 | 0.05124 | 100000 | 100000 | 0 | 0 | 0
4444 |  |  |  | 9795.2055 |  |  |  |  | 1904.4813 | 1946.5538 | 1988.6263 | 2030.6988 | 2072.7713 | 3448.6129 | 3355.4432 | 3262.2735 | 3169.1039 | 3075.9342 |  | 0 |  |  |  |  | 1 | 1 | 1 | 1 | 1 | [5 empty] | 5.0769 | 6.4142 | 570.7763 | 26826.484 | 684.9315 | 0.10809 | 0.10284 | 0.091625 | 0.081007 | 0.052148 | 0.10809 | 0.10284 | 0.091625 | 0.081007 | 0.052148 | 100000 | 100000 | 0 | 0 | 0
4445 |  |  |  | 9795.2055 |  |  |  |  | 2391.6742 | 2432.5092 | 2473.3442 | 2514.1792 | 2555.0142 | 6837.9747 | 6653.2361 | 6468.4975 | 6283.7589 | 6099.0203 |  | 0.00386 |  |  |  |  | 1 | 1 | 1 | 1 | 1 | [5 empty] | 4.5865 | 7.0382 | 570.7763 | 26826.484 | 684.9315 | 0.10882 | 0.10341 | 0.092274 | 0.088098 | 0.052624 | 0.10882 | 0.10341 | 0.092274 | 0.088098 | 0.052624 | 100000 | 100000 | 0 | 0 | 0
4446 |  |  |  | 9795.2055 |  |  |  |  | 3212.5204 | 3255.2804 | 3298.0404 | 3340.8004 | 3383.5604 | 8556.3161 | 8325.1538 | 8093.9916 | 7862.8293 | 7631.667 |  | 0.02197 |  |  |  |  | 1 | 1 | 1 | 1 | 1 | [5 empty] | 4.2041 | 8.0525 | 570.7763 | 26826.484 | 684.9315 | 0.10911 | 0.10314 | 0.0927 | 0.057319 | 0.050276 | 0.10912 | 0.10314 | 0.0927 | 0.057319 | 0.050276 | 100000 | 100000 | 0 | 0 | 0
4447 |  |  |  | 9795.2055 |  |  |  |  | 3756.5525 | 3799.0375 | 3841.5225 | 3884.0075 | 3926.4925 | 9394.1042 | 9140.3078 | 8886.5113 | 8632.7149 | 8378.9185 |  | 0.1313 |  |  |  |  | 1 | 1 | 1 | 1 | 1 | [5 empty] | 2.4345 | 7.7086 | 570.7763 | 26826.484 | 684.9315 | 0.10967 | 0.10154 | 0.090946 | 0.045399 | 0.045198 | 0.10967 | 0.10154 | 0.090946 | 0.045399 | 0.045198 | 100000 | 100000 | 0 | 0 | 0
4448 |  |  |  | 9795.2055 |  |  |  |  | 3547.6501 | 3597.8076 | 3647.9651 | 3698.1226 | 3748.2801 | 7301.4693 | 7104.2087 | 6906.9481 | 6709.6875 | 6512.4268 |  | 0.30913 |  |  |  |  | 1 | 1 | 1 | 1 | 1 | [5 empty] | 2.2881 | 7.0828 | 570.7763 | 26826.484 | 684.9315 | 0.10862 | 0.091378 | 0.044381 | 0.042658 | 0.042851 | 0.10862 | 0.091378 | 0.044381 | 0.042658 | 0.042851 | 100000 | 100000 | 0 | 0 | 0
4449 |  |  |  | 9795.2055 |  |  |  |  | 3507.0507 | 3582.0407 | 3657.0307 | 3732.0207 | 3807.0107 | 7242.913 | 7047.2344 | 6851.5558 | 6655.8771 | 6460.1985 |  | 0.48148 |  |  |  |  | 1 | 1 | 1 | 1 | 1 | [5 empty] | 3.2123 | 6.0464 | 570.7763 | 26826.484 | 684.9315 | 0.1057 | 0.073845 | 0.041316 | 0.03767 | 0.04051 | 0.1057 | 0.073845 | 0.041316 | 0.03767 | 0.04051 | 100000 | 100000 | 0 | 0 | 0
4450 |  |  |  | 9795.2055 |  |  |  |  | 3746.9562 | 3851.6987 | 3956.4412 | 4061.1837 | 4165.9262 | 6868.1017 | 6682.5492 | 6496.9967 | 6311.4442 | 6125.8916 |  | 0.59342 |  |  |  |  | 1 | 1 | 1 | 1 | 1 | [5 empty] | 3.4347 | 6.3913 | 570.7763 | 26826.484 | 684.9315 | 0.10558 | 0.072733 | 0.041129 | 0.037455 | 0.035898 | 0.10558 | 0.072733 | 0.041129 | 0.037455 | 0.035898 | 100000 | 100000 | 0 | 0 | 0
4451 |  |  |  | 9795.2055 |  |  |  |  | 4214.9567 | 4378.8492 | 4542.7417 | 4706.6342 | 4870.5267 | 6298.0941 | 6127.9412 | 5957.7883 | 5787.6354 | 5617.4826 |  | 0.64693 |  |  |  |  | 1 | 1 | 1 | 1 | 1 | [5 empty] | 3.7076 | 6.6931 | 570.7763 | 26826.484 | 684.9315 | 0.10596 | 0.072315 | 0.041052 | 0.037427 | 0.035815 | 0.10596 | 0.072315 | 0.041052 | 0.037427 | 0.035815 | 100000 | 100000 | 0 | 0 | 0
4452 |  |  |  | 9795.2055 |  |  |  |  | 4351.5183 | 4556.3858 | 4761.2533 | 4966.1208 | 5170.9883 | 6308.6936 | 6138.2543 | 5967.8151 | 5797.3759 | 5626.9366 |  | 0.6935 |  |  |  |  | 1 | 1 | 1 | 1 | 1 | [5 empty] | 3.8999 | 8.2149 | 570.7763 | 26826.484 | 684.9315 | 0.10647 | 0.072554 | 0.04109 | 0.037523 | 0.036012 | 0.10647 | 0.072554 | 0.04109 | 0.037523 | 0.036012 | 100000 | 100000 | 0 | 0 | 0
4453 |  |  |  | 9795.2055 |  |  |  |  | 4228.2438 | 4498.3938 | 4768.5438 | 5038.6938 | 5308.8438 | 5509.4492 | 5360.6028 | 5211.7564 | 5062.91 | 4914.0636 |  | 0.72818 |  |  |  |  | 1 | 1 | 1 | 1 | 1 | [5 empty] | 3.9907 | 6.3026 | 570.7763 | 26826.484 | 684.9315 | 0.10674 | 0.07282 | 0.04761 | 0.037475 | 0.035866 | 0.10674 | 0.07282 | 0.04761 | 0.037475 | 0.035866 | 100000 | 100000 | 0 | 0 | 0
4454 |  |  |  | 9795.2055 |  |  |  |  | 4082.8241 | 4400.2716 | 4717.7191 | 5035.1666 | 5352.6141 | 5426.908 | 5280.2915 | 5133.6751 | 4987.0587 | 4840.4423 |  | 0.69688 |  |  |  |  | 1 | 1 | 1 | 1 | 1 | [5 empty] | 4.344 | 7.2348 | 570.7763 | 26826.484 | 684.9315 | 0.10647 | 0.072887 | 0.047614 | 0.037363 | 0.035642 | 0.10647 | 0.072887 | 0.047614 | 0.037363 | 0.035642 | 100000 | 100000 | 0 | 0 | 0
4455 |  |  |  | 9795.2055 |  |  |  |  | 3789.032 | 4213.7245 | 4638.417 | 5063.1095 | 5487.802 | 4922.7065 | 4789.7118 | 4656.7172 | 4523.7226 | 4390.728 |  | 0.60554 |  |  |  |  | 1 | 1 | 1 | 1 | 1 | [5 empty] | 4.5912 | 7.9877 | 570.7763 | 26826.484 | 684.9315 | 0.10621 | 0.084743 | 0.048315 | 0.038592 | 0.036334 | 0.10621 | 0.084743 | 0.048315 | 0.038592 | 0.036334 | 100000 | 100000 | 0 | 0 | 0
4456 |  |  |  | 9795.2055 |  |  |  |  | 3793.461 | 4414.2494 | 5035.0377 | 5655.826 | 6276.6144 | 5342.1118 | 5197.7863 | 5053.4608 | 4909.1353 | 4764.8098 |  | 0.47118 |  |  |  |  | 1 | 1 | 1 | 1 | 1 | [5 empty] | 4.9456 | 8.6442 | 570.7763 | 26826.484 | 684.9315 | 0.10926 | 0.08919 | 0.051678 | 0.040369 | 0.042151 | 0.10926 | 0.08919 | 0.051678 | 0.040369 | 0.042151 | 100000 | 100000 | 0 | 0 | 0
4457 |  |  |  | 9795.2055 |  |  |  |  | 4143.3541 | 4919.2366 | 5695.1191 | 6471.0016 | 7246.8841 | 5810.6145 | 5653.6317 | 5496.6488 | 5339.666 | 5182.6831 |  | 0.29385 |  |  |  |  | 1 | 1 | 1 | 1 | 1 | [5 empty] | 5.1265 | 9.1303 | 570.7763 | 26826.484 | 684.9315 | 0.11036 | 0.10113 | 0.080042 | 0.043026 | 0.043745 | 0.11036 | 0.10113 | 0.080042 | 0.043026 | 0.043745 | 100000 | 100000 | 0 | 0 | 0
4458 |  |  |  | 9795.2055 |  |  |  |  | 4713.9603 | 5538.9287 | 6363.897 | 7188.8653 | 8013.8337 | 5825.1274 | 5667.7524 | 5510.3775 | 5353.0026 | 5195.6276 |  | 0.10843 |  |  |  |  | 1 | 1 | 1 | 1 | 1 | [5 empty] | 4.8599 | 8.9389 | 570.7763 | 26826.484 | 684.9315 | 0.11311 | 0.1043 | 0.09333 | 0.089229 | 0.07913 | 0.11311 | 0.1043 | 0.09333 | 0.089229 | 0.07913 | 100000 | 100000 | 0 | 0 | 0
4459 |  |  |  | 9795.2055 |  |  |  |  | 5111.0963 | 5886.5663 | 6662.0363 | 7437.5063 | 8212.9763 | 6110.6917 | 5945.6018 | 5780.5119 | 5615.422 | 5450.3321 |  | 0.02968 |  |  |  |  | 1 | 1 | 1 | 1 | 1 | [5 empty] | 5.6884 | 8.3613 | 570.7763 | 26826.484 | 684.9315 | 0.11584 | 0.11391 | 0.097703 | 0.10424 | 0.091683 | 0.11584 | 0.11391 | 0.097703 | 0.10424 | 0.091683 | 100000 | 100000 | 0 | 0 | 0
4460 |  |  |  | 9795.2055 |  |  |  |  | 5098.5474 | 5742.2424 | 6385.9374 | 7029.6324 | 7673.3274 | 6549.6442 | 6372.6953 | 6195.7464 | 6018.7975 | 5841.8486 |  | 0 |  |  |  |  | 1 | 1 | 1 | 1 | 1 | [5 empty] | 6.5933 | 8.2948 | 570.7763 | 26826.484 | 684.9315 | 0.11546 | 0.1143 | 0.09975 | 0.10423 | 0.096595 | 0.11546 | 0.1143 | 0.09975 | 0.10423 | 0.096595 | 100000 | 100000 | 0 | 0 | 0
4461 |  |  |  | 9795.2055 |  |  |  |  | 4995.2035 | 5502.8335 | 6010.4635 | 6518.0935 | 7025.7235 | 5906.5804 | 5747.0049 | 5587.4294 | 5427.8539 | 5268.2784 |  | 0 |  |  |  |  | 1 | 1 | 1 | 1 | 1 | [5 empty] | 6.4122 | 7.5418 | 570.7763 | 26826.484 | 684.9315 | 0.11369 | 0.10866 | 0.097394 | 0.10349 | 0.091323 | 0.11369 | 0.10865 | 0.097394 | 0.10349 | 0.091323 | 100000 | 100000 | 0 | 0 | 0
4462 |  |  |  | 9795.2055 |  |  |  |  | 4808.4462 | 5247.0537 | 5685.6612 | 6124.2687 | 6562.8762 | 4565.2267 | 4441.8899 | 4318.5532 | 4195.2164 | 4071.8797 |  | 0 |  |  |  |  | 1 | 1 | 1 | 1 | 1 | [5 empty] | 6.1978 | 7.7924 | 570.7763 | 26826.484 | 684.9315 | 0.11272 | 0.10364 | 0.096121 | 0.10208 | 0.082707 | 0.11272 | 0.10364 | 0.096121 | 0.10208 | 0.082707 | 100000 | 100000 | 0 | 0 | 0
4463 |  |  |  | 9795.2055 |  |  |  |  | 3495.9781 | 3895.3448 | 4294.7114 | 4694.0781 | 5093.4448 | 2593.5915 | 2523.5216 | 2453.4517 | 2383.3817 | 2313.3118 |  | 0 |  |  |  |  | 1 | 1 | 1 | 1 | 1 | [5 empty] | 6.0418 | 7.8337 | 570.7763 | 26826.484 | 684.9315 | 0.11212 | 0.10356 | 0.093466 | 0.090428 | 0.079059 | 0.11212 | 0.10356 | 0.093466 | 0.090428 | 0.079059 | 100000 | 100000 | 0 | 0 | 0
4464 |  |  |  | 9795.2055 |  |  |  |  | 2497.4543 | 2704.3843 | 2911.3143 | 3118.2443 | 3325.1743 | 2120.7367 | 2063.4417 | 2006.1467 | 1948.8516 | 1891.5566 |  | 0 |  |  |  |  | 1 | 1 | 1 | 1 | 1 | [5 empty] | 5.9126 | 7.4528 | 570.7763 | 26826.484 | 684.9315 | 0.10984 | 0.10293 | 0.092839 | 0.089178 | 0.079093 | 0.10984 | 0.10293 | 0.092839 | 0.089178 | 0.079093 | 100000 | 100000 | 0 | 0 | 0
4465 |  |  |  | 9795.2055 |  |  |  |  | 2074.2069 | 2173.8619 | 2273.5169 | 2373.1719 | 2472.8269 | 2283.0407 | 2221.3607 | 2159.6808 | 2098.0009 | 2036.321 |  | 0 |  |  |  |  | 1 | 1 | 1 | 1 | 1 | [5 empty] | 5.9621 | 7.7234 | 570.7763 | 26826.484 | 684.9315 | 0.10985 | 0.10293 | 0.092878 | 0.089048 | 0.07862 | 0.10985 | 0.10293 | 0.092878 | 0.089048 | 0.07862 | 100000 | 100000 | 0 | 0 | 0
4466 |  |  |  | 9795.2055 |  |  |  |  | 1914.1988 | 1962.8713 | 2011.5438 | 2060.2163 | 2108.8888 | 2219.0014 | 2159.0516 | 2099.1018 | 2039.152 | 1979.2022 |  | 0 |  |  |  |  | 1 | 1 | 1 | 1 | 1 | [5 empty] | 6.5071 | 7.6012 | 570.7763 | 26826.484 | 684.9315 | 0.10978 | 0.1029 | 0.092853 | 0.089048 | 0.078639 | 0.10979 | 0.1029 | 0.092853 | 0.089048 | 0.078639 | 100000 | 100000 | 0 | 0 | 0
4467 |  |  |  | 9795.2055 |  |  |  |  | 1867.7448 | 1909.8173 | 1951.8898 | 1993.9623 | 2036.0348 | 2799.0799 | 2723.4583 | 2647.8368 | 2572.2153 | 2496.5938 |  | 0 |  |  |  |  | 1 | 1 | 1 | 1 | 1 | [5 empty] | 6.2312 | 7.1961 | 570.7763 | 26826.484 | 684.9315 | 0.10978 | 0.10287 | 0.092781 | 0.088924 | 0.078558 | 0.10978 | 0.10287 | 0.092781 | 0.088924 | 0.078558 | 100000 | 100000 | 0 | 0 | 0
4468 |  |  |  | 9795.2055 |  |  |  |  | 1902.4009 | 1943.3734 | 1984.3459 | 2025.3184 | 2066.2909 | 4487.2999 | 4366.0684 | 4244.837 | 4123.6056 | 4002.3741 |  | 0 |  |  |  |  | 1 | 1 | 1 | 1 | 1 | [5 empty] | 5.5396 | 7.6649 | 570.7763 | 26826.484 | 684.9315 | 0.10505 | 0.093508 | 0.055538 | 0.047205 | 0.047347 | 0.10505 | 0.093508 | 0.055538 | 0.047205 | 0.047348 | 100000 | 100000 | 0 | 0 | 0
4469 |  |  |  | 9795.2055 |  |  |  |  | 2389.0616 | 2429.0716 | 2469.0816 | 2509.0916 | 2549.1016 | 8368.3165 | 8142.2334 | 7916.1502 | 7690.067 | 7463.9838 |  | 0.00343 |  |  |  |  | 1 | 1 | 1 | 1 | 1 | [5 empty] | 8.0876 | 8.0204 | 570.7763 | 26826.484 | 684.9315 | 0.10497 | 0.094225 | 0.056543 | 0.047476 | 0.045817 | 0.10497 | 0.094225 | 0.056543 | 0.047476 | 0.045817 | 100000 | 100000 | 0 | 0 | 0
4470 |  |  |  | 9795.2055 |  |  |  |  | 3209.0112 | 3251.2212 | 3293.4312 | 3335.6412 | 3377.8512 | 9867.9303 | 9601.3328 | 9334.7352 | 9068.1376 | 8801.54 |  | 0.01041 |  |  |  |  | 1 | 1 | 1 | 1 | 1 | [5 empty] | 7.2772 | 8.191 | 570.7763 | 26826.484 | 684.9315 | 0.10489 | 0.09343 | 0.052552 | 0.043749 | 0.044553 | 0.10489 | 0.09343 | 0.052552 | 0.043749 | 0.044553 | 100000 | 100000 | 0 | 0 | 0
4471 |  |  |  | 9795.2055 |  |  |  |  | 3752.449 | 3793.9715 | 3835.494 | 3877.0165 | 3918.539 | 10059.4776 | 9787.705 | 9515.9325 | 9244.16 | 8972.3874 |  | 0.14426 |  |  |  |  | 1 | 1 | 1 | 1 | 1 | [5 empty] | 6.3992 | 8.3038 | 570.7763 | 26826.484 | 684.9315 | 0.10496 | 0.06065 | 0.044237 | 0.04219 | 0.044071 | 0.10496 | 0.06065 | 0.044237 | 0.04219 | 0.044071 | 100000 | 100000 | 0 | 0 | 0
4472 |  |  |  | 9795.2055 |  |  |  |  | 3543.7748 | 3595.7473 | 3647.7198 | 3699.6923 | 3751.6648 | 8316.0692 | 8091.3976 | 7866.7259 | 7642.0543 | 7417.3827 |  | 0.31215 |  |  |  |  | 1 | 1 | 1 | 1 | 1 | [5 empty] | 6.1932 | 8.2427 | 570.7763 | 26826.484 | 684.9315 | 0.09972 | 0.042291 | 0.039893 | 0.039525 | 0.041451 | 0.09972 | 0.042291 | 0.039893 | 0.039525 | 0.041451 | 100000 | 100000 | 0 | 0 | 0
4473 |  |  |  | 9795.2055 |  |  |  |  | 3503.2197 | 3577.9622 | 3652.7047 | 3727.4472 | 3802.1897 | 8155.3517 | 7935.0221 | 7714.6925 | 7494.3629 | 7274.0333 |  | 0.29832 |  |  |  |  | 1 | 1 | 1 | 1 | 1 | [5 empty] | 5.8782 | 6.4897 | 570.7763 | 26826.484 | 684.9315 | 0.093378 | 0.036191 | 0.032621 | 0.03273 | 0.033902 | 0.093378 | 0.036191 | 0.032621 | 0.03273 | 0.033902 | 100000 | 100000 | 0 | 0 | 0
4474 |  |  |  | 9795.2055 |  |  |  |  | 3742.8632 | 3849.3932 | 3955.9232 | 4062.4532 | 4168.9832 | 7417.7287 | 7217.3272 | 7016.9256 | 6816.5241 | 6616.1225 |  | 0.37618 |  |  |  |  | 1 | 1 | 1 | 1 | 1 | [5 empty] | 5.0546 | 9.103 | 570.7763 | 26826.484 | 684.9315 | 0.093655 | 0.035843 | 0.032433 | 0.031649 | 0.030417 | 0.093655 | 0.035843 | 0.032433 | 0.031649 | 0.030417 | 100000 | 100000 | 0 | 0 | 0
4475 |  |  |  | 9795.2055 |  |  |  |  | 4210.3525 | 4373.145 | 4535.9375 | 4698.73 | 4861.5225 | 6827.2221 | 6642.7741 | 6458.326 | 6273.8779 | 6089.4298 |  | 0.42305 |  |  |  |  | 1 | 1 | 1 | 1 | 1 | [5 empty] | 4.6212 | 9.7047 | 570.7763 | 26826.484 | 684.9315 | 0.093751 | 0.035808 | 0.032408 | 0.03158 | 0.03021 | 0.093751 | 0.035808 | 0.032408 | 0.03158 | 0.03021 | 100000 | 100000 | 0 | 0 | 0
4476 |  |  |  | 9795.2055 |  |  |  |  | 4346.7649 | 4546.8199 | 4746.8749 | 4946.9299 | 5146.9849 | 6458.2993 | 6283.8183 | 6109.3372 | 5934.8561 | 5760.3751 |  | 0.51909 |  |  |  |  | 1 | 1 | 1 | 1 | 1 | [5 empty] | 4.1032 | 9.8896 | 570.7763 | 26826.484 | 684.9315 | 0.094089 | 0.036807 | 0.032416 | 0.031619 | 0.030098 | 0.094089 | 0.036807 | 0.032416 | 0.031619 | 0.030098 | 100000 | 100000 | 0 | 0 | 0
4477 |  |  |  | 9795.2055 |  |  |  |  | 4223.625 | 4481.455 | 4739.285 | 4997.115 | 5254.945 | 5898.5065 | 5739.1491 | 5579.7918 | 5420.4344 | 5261.077 |  | 0.62234 |  |  |  |  | 1 | 1 | 1 | 1 | 1 | [5 empty] | 4.4806 | 9.6295 | 570.7763 | 26826.484 | 684.9315 | 0.093419 | 0.035864 | 0.032345 | 0.031339 | 0.029974 | 0.093419 | 0.035864 | 0.032345 | 0.03134 | 0.029974 | 100000 | 100000 | 0 | 0 | 0
4478 |  |  |  | 9795.2055 |  |  |  |  | 4078.3642 | 4384.0142 | 4689.6642 | 4995.3142 | 5300.9642 | 5749.0104 | 5593.6919 | 5438.3734 | 5283.0549 | 5127.7364 |  | 0.62996 |  |  |  |  | 1 | 1 | 1 | 1 | 1 | [5 empty] | 4.3864 | 9.5076 | 570.7763 | 26826.484 | 684.9315 | 0.093243 | 0.035772 | 0.032356 | 0.031231 | 0.029756 | 0.093243 | 0.035772 | 0.032356 | 0.031231 | 0.029756 | 100000 | 100000 | 0 | 0 | 0
4479 |  |  |  | 9795.2055 |  |  |  |  | 3784.893 | 4206.7264 | 4628.5597 | 5050.393 | 5472.2264 | 5417.9406 | 5271.5665 | 5125.1923 | 4978.8182 | 4832.444 |  | 0.60369 |  |  |  |  | 1 | 1 | 1 | 1 | 1 | [5 empty] | 4.5266 | 5.4274 | 570.7763 | 26826.484 | 684.9315 | 0.093195 | 0.035746 | 0.032331 | 0.031193 | 0.029529 | 0.093195 | 0.035746 | 0.032331 | 0.031193 | 0.029529 | 100000 | 100000 | 0 | 0 | 0
4480 |  |  |  | 9795.2055 |  |  |  |  | 3789.3172 | 4401.8555 | 5014.3939 | 5626.9322 | 6239.4705 | 5757.2815 | 5601.7395 | 5446.1976 | 5290.6556 | 5135.1136 |  | 0.46577 |  |  |  |  | 1 | 1 | 1 | 1 | 1 | [5 empty] | 4.2993 | 8.8333 | 570.7763 | 26826.484 | 684.9315 | 0.093737 | 0.036066 | 0.032385 | 0.032303 | 0.033461 | 0.093737 | 0.036066 | 0.032385 | 0.032303 | 0.033461 | 100000 | 100000 | 0 | 0 | 0
4481 |  |  |  | 9795.2055 |  |  |  |  | 4138.8281 | 4935.6097 | 5732.3914 | 6529.1731 | 7325.9547 | 6078.7165 | 5914.4904 | 5750.2644 | 5586.0383 | 5421.8123 |  | 0.26494 |  |  |  |  | 1 | 1 | 1 | 1 | 1 | [5 empty] | 4.4004 | 8.4967 | 570.7763 | 26826.484 | 684.9315 | 0.10022 | 0.043643 | 0.040092 | 0.040215 | 0.041952 | 0.10022 | 0.043643 | 0.040092 | 0.040215 | 0.041952 | 100000 | 100000 | 0 | 0 | 0
4482 |  |  |  | 9795.2055 |  |  |  |  | 4708.811 | 5539.2777 | 6369.7443 | 7200.211 | 8030.6777 | 6355.4978 | 6183.7941 | 6012.0904 | 5840.3867 | 5668.683 |  | 0.11417 |  |  |  |  | 1 | 1 | 1 | 1 | 1 | [5 empty] | 4.6788 | 8.4674 | 570.7763 | 26826.484 | 684.9315 | 0.10642 | 0.0943 | 0.049375 | 0.044045 | 0.045035 | 0.10642 | 0.0943 | 0.049375 | 0.044045 | 0.045035 | 100000 | 100000 | 0 | 0 | 0
4483 |  |  |  | 9795.2055 |  |  |  |  | 5105.5132 | 5875.8132 | 6646.1132 | 7416.4132 | 8186.7132 | 7015.9351 | 6826.3886 | 6636.8421 | 6447.2957 | 6257.7492 |  | 0.03803 |  |  |  |  | 1 | 1 | 1 | 1 | 1 | [5 empty] | 5.4061 | 8.6107 | 570.7763 | 26826.484 | 684.9315 | 0.10982 | 0.10268 | 0.088944 | 0.048804 | 0.047218 | 0.10982 | 0.10268 | 0.088944 | 0.048804 | 0.047218 | 100000 | 100000 | 0 | 0 | 0
4484 |  |  |  | 9795.2055 |  |  |  |  | 5092.978 | 5734.583 | 6376.188 | 7017.793 | 7659.398 | 7254.2929 | 7058.3068 | 6862.3207 | 6666.3347 | 6470.3486 |  | 0 |  |  |  |  | 1 | 1 | 1 | 1 | 1 | [5 empty] | 6.8188 | 8.2526 | 570.7763 | 26826.484 | 684.9315 | 0.10982 | 0.10307 | 0.089089 | 0.059976 | 0.048779 | 0.10982 | 0.10307 | 0.089089 | 0.059976 | 0.048779 | 100000 | 100000 | 0 | 0 | 0
4485 |  |  |  | 9795.2055 |  |  |  |  | 4989.747 | 5513.4645 | 6037.182 | 6560.8995 | 7084.617 | 6721.9342 | 6540.3306 | 6358.7271 | 6177.1235 | 5995.5199 |  | 0 |  |  |  |  | 1 | 1 | 1 | 1 | 1 | [5 empty] | 7.5688 | 7.3192 | 570.7763 | 26826.484 | 684.9315 | 0.10982 | 0.10241 | 0.089833 | 0.053365 | 0.048201 | 0.10982 | 0.10241 | 0.089833 | 0.053365 | 0.048201 | 100000 | 100000 | 0 | 0 | 0
4486 |  |  |  | 9795.2055 |  |  |  |  | 4803.1937 | 5278.0995 | 5753.0053 | 6227.9112 | 6702.817 | 5320.2465 | 5176.5117 | 5032.7769 | 4889.0421 | 4745.3073 |  | 0 |  |  |  |  | 1 | 1 | 1 | 1 | 1 | [5 empty] | 6.9803 | 6.6436 | 570.7763 | 26826.484 | 684.9315 | 0.10953 | 0.10231 | 0.088967 | 0.050367 | 0.0472 | 0.10953 | 0.10231 | 0.088967 | 0.050367 | 0.0472 | 100000 | 100000 | 0 | 0 | 0
4487 |  |  |  | 9795.2055 |  |  |  |  | 3492.1592 | 3865.6767 | 4239.1942 | 4612.7117 | 4986.2292 | 2998.9074 | 2917.8872 | 2836.8671 | 2755.8469 | 2674.8267 |  | 0 |  |  |  |  | 1 | 1 | 1 | 1 | 1 | [5 empty] | 4.7874 | 6.3171 | 570.7763 | 26826.484 | 684.9315 | 0.10951 | 0.10228 | 0.088916 | 0.04884 | 0.047197 | 0.10951 | 0.10228 | 0.088916 | 0.04884 | 0.047197 | 100000 | 100000 | 0 | 0 | 0
4488 |  |  |  | 9795.2055 |  |  |  |  | 2494.8941 | 2706.6366 | 2918.3791 | 3130.1216 | 3341.8641 | 2268.9697 | 2207.67 | 2146.3702 | 2085.0704 | 2023.7707 |  | 0 |  |  |  |  | 1 | 1 | 1 | 1 | 1 | [5 empty] | 4.1062 | 6.74 | 570.7763 | 26826.484 | 684.9315 | 0.10945 | 0.10225 | 0.088877 | 0.0488 | 0.047205 | 0.10945 | 0.10225 | 0.088877 | 0.0488 | 0.047205 | 100000 | 100000 | 0 | 0 | 0
4489 |  |  |  | 9795.2055 |  |  |  |  | 2072.0806 | 2172.3956 | 2272.7106 | 2373.0256 | 2473.3406 | 2443.5053 | 2377.4902 | 2311.4751 | 2245.4599 | 2179.4448 |  | 0 |  |  |  |  | 1 | 1 | 1 | 1 | 1 | [5 empty] | 4.7948 | 4.7662 | 570.7763 | 26826.484 | 684.9315 | 0.1095 | 0.10227 | 0.088954 | 0.048878 | 0.047208 | 0.1095 | 0.10227 | 0.088954 | 0.048878 | 0.047207 | 100000 | 100000 | 0 | 0 | 0
4490 |  |  |  | 9795.2055 |  |  |  |  | 1912.2365 | 1961.569 | 2010.9015 | 2060.234 | 2109.5665 | 2375.7696 | 2311.5845 | 2247.3994 | 2183.2142 | 2119.0291 |  | 0 |  |  |  |  | 1 | 1 | 1 | 1 | 1 | [5 empty] | 7.1061 | 4.8728 | 570.7763 | 26826.484 | 684.9315 | 0.10953 | 0.10229 | 0.089023 | 0.048867 | 0.047202 | 0.10953 | 0.1023 | 0.089023 | 0.048867 | 0.047202 | 100000 | 100000 | 0 | 0 | 0
4491 |  |  |  | 9795.2055 |  |  |  |  | 1865.8302 | 1906.1152 | 1946.4002 | 1986.6852 | 2026.9702 | 2999.2461 | 2918.2168 | 2837.1875 | 2756.1582 | 2675.1288 |  | 0 |  |  |  |  | 1 | 1 | 1 | 1 | 1 | [5 empty] | 6.6095 | 5.9962 | 570.7763 | 26826.484 | 684.9315 | 0.10959 | 0.10236 | 0.089033 | 0.048853 | 0.047184 | 0.10959 | 0.10236 | 0.089033 | 0.048853 | 0.047184 | 100000 | 100000 | 0 | 0 | 0
4492 |  |  |  | 9795.2055 |  |  |  |  | 1900.4508 | 1941.5608 | 1982.6708 | 2023.7808 | 2064.8908 | 4808.5601 | 4678.6493 | 4548.7385 | 4418.8277 | 4288.9169 |  | 0 |  |  |  |  | 1 | 1 | 1 | 1 | 1 | [5 empty] | 6.4656 | 6.1951 | 570.7763 | 26826.484 | 684.9315 | 0.10683 | 0.10168 | 0.084056 | 0.045743 | 0.04582 | 0.10683 | 0.10168 | 0.084056 | 0.045743 | 0.04582 | 100000 | 100000 | 0 | 0 | 0
4493 |  |  |  | 9795.2055 |  |  |  |  | 2386.6126 | 2425.9351 | 2465.2576 | 2504.5801 | 2543.9026 | 8980.402 | 8737.7824 | 8495.1628 | 8252.5432 | 8009.9236 |  | 0.00554 |  |  |  |  | 1 | 1 | 1 | 1 | 1 | [5 empty] | 6.1295 | 7.1343 | 570.7763 | 26826.484 | 684.9315 | 0.10683 | 0.10168 | 0.077724 | 0.046096 | 0.045732 | 0.10683 | 0.10168 | 0.077724 | 0.046096 | 0.045732 | 100000 | 100000 | 0 | 0 | 0
4494 |  |  |  | 9795.2055 |  |  |  |  | 3205.7216 | 3248.0691 | 3290.4166 | 3332.7641 | 3375.1116 | 10591.5489 | 10305.4017 | 10019.2544 | 9733.1071 | 9446.9598 |  | 0.03682 |  |  |  |  | 1 | 1 | 1 | 1 | 1 | [5 empty] | 5.2345 | 7.0242 | 570.7763 | 26826.484 | 684.9315 | 0.10586 | 0.093871 | 0.047514 | 0.043195 | 0.044612 | 0.10586 | 0.093871 | 0.047514 | 0.043195 | 0.044612 | 100000 | 100000 | 0 | 0 | 0
4495 |  |  |  | 9795.2055 |  |  |  |  | 3748.6023 | 3789.4373 | 3830.2723 | 3871.1073 | 3911.9423 | 10796.6445 | 10504.9563 | 10213.268 | 9921.5798 | 9629.8915 |  | 0.14178 |  |  |  |  | 1 | 1 | 1 | 1 | 1 | [5 empty] | 3.9052 | 6.5372 | 570.7763 | 26826.484 | 684.9315 | 0.10361 | 0.045573 | 0.040672 | 0.038289 | 0.042823 | 0.10361 | 0.045573 | 0.040672 | 0.038289 | 0.042823 | 100000 | 100000 | 0 | 0 | 0
4496 |  |  |  | 9795.2055 |  |  |  |  | 3540.142 | 3589.3095 | 3638.477 | 3687.6445 | 3736.812 | 8922.4347 | 8681.3812 | 8440.3276 | 8199.2741 | 7958.2205 |  | 0.33562 |  |  |  |  | 1 | 1 | 1 | 1 | 1 | [5 empty] | 2.9859 | 5.8126 | 570.7763 | 26826.484 | 684.9315 | 0.094998 | 0.036582 | 0.0081572 | 0.0071508 | 0.028269 | 0.094998 | 0.036582 | 0.0081572 | 0.0071508 | 0.028269 | 100000 | 100000 | 0 | 0 | 0
4497 |  |  |  | 9795.2055 |  |  |  |  | 3499.6285 | 3572.6385 | 3645.6485 | 3718.6585 | 3791.6685 | 8749.7893 | 8513.4 | 8277.0108 | 8040.6215 | 7804.2323 |  | 0.50359 |  |  |  |  | 1 | 1 | 1 | 1 | 1 | [5 empty] | 2.0621 | 6.1496 | 570.7763 | 26826.484 | 684.9315 | 0.094679 | 0.011874 | 0.0058345 | 0.0025604 | 0.0015516 | 0.094679 | 0.011874 | 0.0058345 | 0.0025604 | 0.0015516 | 100000 | 100000 | 0 | 0 | 0
4498 |  |  |  | 9795.2055 |  |  |  |  | 3739.0264 | 3848.0589 | 3957.0914 | 4066.1239 | 4175.1564 | 7957.4477 | 7742.4648 | 7527.4819 | 7312.499 | 7097.5161 |  | 0.63363 |  |  |  |  | 1 | 1 | 1 | 1 | 1 | [5 empty] | 1.0741 | 6.1513 | 570.7763 | 26826.484 | 684.9315 | 0.094732 | 0.011882 | 0.005832 | 0.0023108 | 0.0015517 | 0.094732 | 0.011882 | 0.005832 | 0.0023108 | 0.0015517 | 100000 | 100000 | 0 | 0 | 0
4499 |  |  |  | 9795.2055 |  |  |  |  | 4206.0364 | 4368.8297 | 4531.6231 | 4694.4164 | 4857.2097 | 7323.2593 | 7125.41 | 6927.5607 | 6729.7114 | 6531.8621 |  | 0.72192 |  |  |  |  | 1 | 1 | 1 | 1 | 1 | [5 empty] | 1.1924 | 6.5136 | 570.7763 | 26826.484 | 684.9315 | 0.095285 | 0.011903 | 0.0058402 | 0.0023156 | 0.0015581 | 0.095286 | 0.011903 | 0.0058402 | 0.0023156 | 0.0015581 | 100000 | 100000 | 0 | 0 | 0
4500 |  |  |  | 9795.2055 |  |  |  |  | 4342.309 | 4551.3015 | 4760.294 | 4969.2865 | 5178.279 | 6925.6716 | 6738.5638 | 6551.4559 | 6364.3481 | 6177.2402 |  | 0.75686 |  |  |  |  | 1 | 1 | 1 | 1 | 1 | [5 empty] | 0.98168 | 6.3782 | 570.7763 | 26826.484 | 684.9315 | 0.095313 | 0.011898 | 0.0058356 | 0.0023145 | 0.0015561 | 0.095313 | 0.011898 | 0.0058356 | 0.0023145 | 0.0015561 | 100000 | 100000 | 0 | 0 | 0
4501 |  |  |  | 9795.2055 |  |  |  |  | 4219.2954 | 4479.7654 | 4740.2354 | 5000.7054 | 5261.1754 | 6325.5076 | 6154.6141 | 5983.7206 | 5812.8271 | 5641.9336 |  | 0.75564 |  |  |  |  | 1 | 1 | 1 | 1 | 1 | [5 empty] | 1.1606 | 6.3431 | 570.7763 | 26826.484 | 684.9315 | 0.095279 | 0.011902 | 0.0058373 | 0.0023109 | 0.0015533 | 0.095279 | 0.011902 | 0.0058373 | 0.0023109 | 0.0015533 | 100000 | 100000 | 0 | 0 | 0
4502 |  |  |  | 9795.2055 |  |  |  |  | 4074.1834 | 4388.4134 | 4702.6434 | 5016.8734 | 5331.1034 | 6164.5192 | 5997.975 | 5831.4309 | 5664.8868 | 5498.3426 |  | 0.70447 |  |  |  |  | 1 | 1 | 1 | 1 | 1 | [5 empty] | 1.2053 | 5.9517 | 570.7763 | 26826.484 | 684.9315 | 0.095392 | 0.011894 | 0.0058421 | 0.0023085 | 0.0015511 | 0.095392 | 0.011894 | 0.0058421 | 0.0023085 | 0.0015511 | 100000 | 100000 | 0 | 0 | 0
4503 |  |  |  | 9795.2055 |  |  |  |  | 3781.0131 | 4209.9956 | 4638.9781 | 5067.9606 | 5496.9431 | 5809.4615 | 5652.5098 | 5495.5582 | 5338.6065 | 5181.6548 |  | 0.61613 |  |  |  |  | 1 | 1 | 1 | 1 | 1 | [5 empty] | 1.9159 | 5.9572 | 570.7763 | 26826.484 | 684.9315 | 0.095344 | 0.012545 | 0.0062587 | 0.0025649 | 0.0015593 | 0.095344 | 0.012545 | 0.0062587 | 0.0025649 | 0.0015594 | 100000 | 100000 | 0 | 0 | 0
4504 |  |  |  | 9795.2055 |  |  |  |  | 3785.4328 | 4404.1586 | 5022.8844 | 5641.6103 | 6260.3361 | 6175.2296 | 6008.3961 | 5841.5626 | 5674.7291 | 5507.8956 |  | 0.47304 |  |  |  |  | 1 | 1 | 1 | 1 | 1 | [5 empty] | 1.3309 | 7.2918 | 570.7763 | 26826.484 | 684.9315 | 0.095403 | 0.030844 | 0.0072733 | 0.0058405 | 0.0064215 | 0.095403 | 0.030844 | 0.0072733 | 0.0058405 | 0.0064215 | 100000 | 100000 | 0 | 0 | 0
4505 |  |  |  | 9795.2055 |  |  |  |  | 4134.5854 | 4913.0804 | 5691.5754 | 6470.0704 | 7248.5654 | 6520.5204 | 6344.3583 | 6168.1962 | 5992.0342 | 5815.8721 |  | 0.29583 |  |  |  |  | 1 | 1 | 1 | 1 | 1 | [5 empty] | 1.527 | 8.0688 | 570.7763 | 26826.484 | 684.9315 | 0.10524 | 0.043524 | 0.033571 | 0.036997 | 0.039278 | 0.10524 | 0.043524 | 0.033571 | 0.036997 | 0.039278 | 100000 | 100000 | 0 | 0 | 0
4506 |  |  |  | 9795.2055 |  |  |  |  | 4703.984 | 5534.4515 | 6364.919 | 7195.3865 | 8025.854 | 6816.035 | 6631.8891 | 6447.7433 | 6263.5974 | 6079.4516 |  | 0.10711 |  |  |  |  | 1 | 1 | 1 | 1 | 1 | [5 empty] | 2.6976 | 8.4217 | 570.7763 | 26826.484 | 684.9315 | 0.11329 | 0.10228 | 0.081281 | 0.044637 | 0.044716 | 0.11329 | 0.10228 | 0.081281 | 0.044637 | 0.044716 | 100000 | 100000 | 0 | 0 | 0
4507 |  |  |  | 9795.2055 |  |  |  |  | 5100.2795 | 5901.5987 | 6702.9179 | 7504.237 | 8305.5562 | 7525.8342 | 7322.512 | 7119.1898 | 6915.8676 | 6712.5454 |  | 0.02721 |  |  |  |  | 1 | 1 | 1 | 1 | 1 | [5 empty] | 4.5237 | 8.519 | 570.7763 | 26826.484 | 684.9315 | 0.11646 | 0.11391 | 0.091837 | 0.05866 | 0.048674 | 0.11646 | 0.11391 | 0.091837 | 0.05866 | 0.048674 | 100000 | 100000 | 0 | 0 | 0
4508 |  |  |  | 9795.2055 |  |  |  |  | 5087.7572 | 5712.643 | 6337.5288 | 6962.4147 | 7587.3005 | 7780.7075 | 7570.4995 | 7360.2915 | 7150.0835 | 6939.8755 |  | 0 |  |  |  |  | 1 | 1 | 1 | 1 | 1 | [5 empty] | 6.2575 | 6.5878 | 570.7763 | 26826.484 | 684.9315 | 0.11773 | 0.14199 | 0.099641 | 0.10316 | 0.053316 | 0.11773 | 0.14199 | 0.099641 | 0.10316 | 0.053316 | 100000 | 100000 | 0 | 0 | 0
4509 |  |  |  | 9795.2055 |  |  |  |  | 4984.6319 | 5526.2236 | 6067.8153 | 6609.4069 | 7150.9986 | 7206.3796 | 7011.6879 | 6816.9963 | 6622.3047 | 6427.6131 |  | 0 |  |  |  |  | 1 | 1 | 1 | 1 | 1 | [5 empty] | 7.3309 | 3.5804 | 570.7763 | 26826.484 | 684.9315 | 0.11647 | 0.12247 | 0.09938 | 0.099507 | 0.050072 | 0.11647 | 0.12247 | 0.09938 | 0.099507 | 0.050072 | 100000 | 100000 | 0 | 0 | 0
4510 |  |  |  | 9795.2055 |  |  |  |  | 4798.2699 | 5250.4899 | 5702.7099 | 6154.9299 | 6607.1499 | 5700.773 | 5546.7577 | 5392.7424 | 5238.7271 | 5084.7117 |  | 0 |  |  |  |  | 1 | 1 | 1 | 1 | 1 | [5 empty] | 7.8773 | 5.0554 | 570.7763 | 26826.484 | 684.9315 | 0.11549 | 0.11039 | 0.096382 | 0.073033 | 0.04855 | 0.11548 | 0.11039 | 0.096382 | 0.073033 | 0.04855 | 100000 | 100000 | 0 | 0 | 0
4511 |  |  |  | 9795.2055 |  |  |  |  | 3488.5794 | 3885.3619 | 4282.1444 | 4678.9269 | 5075.7094 | 3209.0701 | 3122.3721 | 3035.674 | 2948.976 | 2862.2779 |  | 0 |  |  |  |  | 1 | 1 | 1 | 1 | 1 | [5 empty] | 8.125 | 3.5948 | 570.7763 | 26826.484 | 684.9315 | 0.11501 | 0.10974 | 0.091325 | 0.057653 | 0.048564 | 0.11501 | 0.10974 | 0.091325 | 0.057653 | 0.048564 | 100000 | 100000 | 0 | 0 | 0
4512 |  |  |  | 9795.2055 |  |  |  |  | 2492.5054 | 2694.6229 | 2896.7404 | 3098.8579 | 3300.9754 | 1846.7159 | 1796.824 | 1746.9321 | 1697.0402 | 1647.1482 |  | 0 |  |  |  |  | 1 | 1 | 1 | 1 | 1 | [5 empty] | 8.2499 | 2.9944 | 570.7763 | 26826.484 | 684.9315 | 0.11441 | 0.10899 | 0.091372 | 0.057745 | 0.048462 | 0.11441 | 0.10899 | 0.091372 | 0.057745 | 0.048462 | 100000 | 100000 | 0 | 0 | 0
4513 |  |  |  | 9795.2055 |  |  |  |  | 2070.0967 | 2167.7726 | 2265.4484 | 2363.1242 | 2460.8001 | 2064.5233 | 2008.747 | 1952.9707 | 1897.1944 | 1841.418 |  | 0 |  |  |  |  | 1 | 1 | 1 | 1 | 1 | [5 empty] | 9.103 | 11.2493 | 570.7763 | 26826.484 | 684.9315 | 0.1142 | 0.10863 | 0.086648 | 0.057739 | 0.048371 | 0.1142 | 0.10863 | 0.086648 | 0.057739 | 0.048371 | 100000 | 100000 | 0 | 0 | 0
4514 |  |  |  | 9795.2055 |  |  |  |  | 1910.4057 | 1957.4282 | 2004.4507 | 2051.4732 | 2098.4957 | 1852.4956 | 1802.4475 | 1752.3994 | 1702.3514 | 1652.3033 |  | 0 |  |  |  |  | 1 | 1 | 1 | 1 | 1 | [5 empty] | 8.3641 | 11.8615 | 570.7763 | 26826.484 | 684.9315 | 0.11418 | 0.10853 | 0.086831 | 0.057833 | 0.048289 | 0.11418 | 0.10853 | 0.086831 | 0.057833 | 0.048289 | 100000 | 100000 | 0 | 0 | 0
4515 |  |  |  | 9795.2055 |  |  |  |  | 1864.0437 | 1904.3287 | 1944.6137 | 1984.8987 | 2025.1837 | 2083.7146 | 2027.4198 | 1971.125 | 1914.8302 | 1858.5354 |  | 0 |  |  |  |  | 1 | 1 | 1 | 1 | 1 | [5 empty] | 7.0916 | 11.529 | 570.7763 | 26826.484 | 684.9315 | 0.11412 | 0.10807 | 0.083953 | 0.057068 | 0.047981 | 0.11412 | 0.10807 | 0.083953 | 0.057068 | 0.047981 | 100000 | 100000 | 0 | 0 | 0
4516 |  |  |  | 9795.2055 |  |  |  |  | 1898.6312 | 1938.5037 | 1978.3762 | 2018.2487 | 2058.1212 | 3641.4478 | 3543.0684 | 3444.689 | 3346.3096 | 3247.9302 |  | 0 |  |  |  |  | 1 | 1 | 1 | 1 | 1 | [5 empty] | 6.1583 | 11.8071 | 570.7763 | 26826.484 | 684.9315 | 0.10701 | 0.096925 | 0.081117 | 0.046865 | 0.04731 | 0.10701 | 0.096925 | 0.081117 | 0.046865 | 0.04731 | 100000 | 100000 | 0 | 0 | 0
4517 |  |  |  | 9795.2055 |  |  |  |  | 2384.3276 | 2425.0251 | 2465.7226 | 2506.4201 | 2547.1176 | 7238.6727 | 7043.1086 | 6847.5445 | 6651.9805 | 6456.4164 |  | 0.0055 |  |  |  |  | 1 | 1 | 1 | 1 | 1 | [5 empty] | 5.3925 | 10.8372 | 570.7763 | 26826.484 | 684.9315 | 0.10702 | 0.09504 | 0.082225 | 0.047312 | 0.046891 | 0.10702 | 0.09504 | 0.082225 | 0.047312 | 0.046891 | 100000 | 100000 | 0 | 0 | 0
4518 |  |  |  | 9795.2055 |  |  |  |  | 3202.6523 | 3246.0998 | 3289.5473 | 3332.9948 | 3376.4423 | 9068.5633 | 8823.5619 | 8578.5605 | 8333.559 | 8088.5576 |  | 0.03452 |  |  |  |  | 1 | 1 | 1 | 1 | 1 | [5 empty] | 5.5587 | 10.3809 | 570.7763 | 26826.484 | 684.9315 | 0.10471 | 0.091355 | 0.048645 | 0.045494 | 0.045829 | 0.10471 | 0.091355 | 0.048645 | 0.045494 | 0.045829 | 100000 | 100000 | 0 | 0 | 0
4519 |  |  |  | 9795.2055 |  |  |  |  | 3745.0132 | 3785.5732 | 3826.1332 | 3866.6932 | 3907.2532 | 9947.9666 | 9679.2067 | 9410.4468 | 9141.6869 | 8872.927 |  | 0.13982 |  |  |  |  | 1 | 1 | 1 | 1 | 1 | [5 empty] | 3.8376 | 10.3924 | 570.7763 | 26826.484 | 684.9315 | 0.10087 | 0.043868 | 0.040005 | 0.041294 | 0.043346 | 0.10087 | 0.043868 | 0.040005 | 0.041294 | 0.043346 | 100000 | 100000 | 0 | 0 | 0
4520 |  |  |  | 9795.2055 |  |  |  |  | 3536.7525 | 3586.085 | 3635.4175 | 3684.75 | 3734.0825 | 7728.3162 | 7519.5236 | 7310.7311 | 7101.9385 | 6893.146 |  | 0.33058 |  |  |  |  | 1 | 1 | 1 | 1 | 1 | [5 empty] | 1.4241 | 6.6736 | 570.7763 | 26826.484 | 684.9315 | 0.098888 | 0.03829 | 0.030266 | 0.037547 | 0.04171 | 0.098888 | 0.03829 | 0.030266 | 0.037547 | 0.04171 | 100000 | 100000 | 0 | 0 | 0
4521 |  |  |  | 9795.2055 |  |  |  |  | 3496.2778 | 3571.5153 | 3646.7528 | 3721.9903 | 3797.2278 | 7665.3144 | 7458.224 | 7251.1335 | 7044.043 | 6836.9525 |  | 0.4934 |  |  |  |  | 1 | 1 | 1 | 1 | 1 | [5 empty] | 0.70361 | 7.4355 | 570.7763 | 26826.484 | 684.9315 | 0.099288 | 0.037565 | 0.028027 | 0.028422 | 0.031563 | 0.099288 | 0.037565 | 0.028027 | 0.028422 | 0.031563 | 100000 | 100000 | 0 | 0 | 0
4522 |  |  |  | 9795.2055 |  |  |  |  | 3735.4465 | 3844.479 | 3953.5115 | 4062.544 | 4171.5765 | 7269.3271 | 7072.9349 | 6876.5426 | 6680.1504 | 6483.7581 |  | 0.61698 |  |  |  |  | 1 | 1 | 1 | 1 | 1 | [5 empty] | 0.63212 | 7.9964 | 570.7763 | 26826.484 | 684.9315 | 0.10015 | 0.037673 | 0.028445 | 0.029045 | 0.032012 | 0.10015 | 0.037673 | 0.028445 | 0.029045 | 0.032012 | 100000 | 100000 | 0 | 0 | 0
4523 |  |  |  | 9795.2055 |  |  |  |  | 4202.0094 | 4365.9019 | 4529.7944 | 4693.6869 | 4857.5794 | 6664.5688 | 6484.5151 | 6304.4613 | 6124.4075 | 5944.3538 |  | 0.70081 |  |  |  |  | 1 | 1 | 1 | 1 | 1 | [5 empty] | 0.98924 | 7.7815 | 570.7763 | 26826.484 | 684.9315 | 0.1006 | 0.037849 | 0.02854 | 0.029043 | 0.032141 | 0.1006 | 0.037849 | 0.02854 | 0.029043 | 0.032141 | 100000 | 100000 | 0 | 0 | 0
4524 |  |  |  | 9795.2055 |  |  |  |  | 4338.1515 | 4541.644 | 4745.1365 | 4948.629 | 5152.1215 | 6675.4575 | 6495.1096 | 6314.7617 | 6134.4137 | 5954.0658 |  | 0.73478 |  |  |  |  | 1 | 1 | 1 | 1 | 1 | [5 empty] | 1.5638 | 5.3968 | 570.7763 | 26826.484 | 684.9315 | 0.1019 | 0.038368 | 0.028386 | 0.028854 | 0.032013 | 0.10191 | 0.038368 | 0.028386 | 0.028854 | 0.032013 | 100000 | 100000 | 0 | 0 | 0
4525 |  |  |  | 9795.2055 |  |  |  |  | 4215.2556 | 4476.6056 | 4737.9556 | 4999.3056 | 5260.6556 | 5828.432 | 5670.9678 | 5513.5036 | 5356.0394 | 5198.5752 |  | 0.72653 |  |  |  |  | 1 | 1 | 1 | 1 | 1 | [5 empty] | 1.5753 | 3.9678 | 570.7763 | 26826.484 | 684.9315 | 0.10219 | 0.038537 | 0.028373 | 0.028923 | 0.032149 | 0.10219 | 0.038537 | 0.028373 | 0.028923 | 0.032149 | 100000 | 100000 | 0 | 0 | 0
4526 |  |  |  | 9795.2055 |  |  |  |  | 4070.2826 | 4375.9326 | 4681.5826 | 4987.2326 | 5292.8826 | 5740.2999 | 5585.2167 | 5430.1335 | 5275.0503 | 5119.9671 |  | 0.67514 |  |  |  |  | 1 | 1 | 1 | 1 | 1 | [5 empty] | 1.9282 | 3.7216 | 570.7763 | 26826.484 | 684.9315 | 0.10216 | 0.03851 | 0.028122 | 0.02878 | 0.032197 | 0.10216 | 0.03851 | 0.028122 | 0.02878 | 0.032197 | 100000 | 100000 | 0 | 0 | 0
4527 |  |  |  | 9795.2055 |  |  |  |  | 3777.393 | 4200.6555 | 4623.918 | 5047.1805 | 5470.443 | 5206.3347 | 5065.6775 | 4925.0202 | 4784.3629 | 4643.7056 |  | 0.5868 |  |  |  |  | 1 | 1 | 1 | 1 | 1 | [5 empty] | 1.646 | 4.5123 | 570.7763 | 26826.484 | 684.9315 | 0.10216 | 0.038513 | 0.028291 | 0.028664 | 0.032309 | 0.10216 | 0.038513 | 0.028291 | 0.028664 | 0.032309 | 100000 | 100000 | 0 | 0 | 0
4528 |  |  |  | 9795.2055 |  |  |  |  | 3781.8084 | 4443.8451 | 5105.8818 | 5767.9184 | 6429.9551 | 5653.1901 | 5500.4603 | 5347.7305 | 5195.0007 | 5042.271 |  | 0.45389 |  |  |  |  | 1 | 1 | 1 | 1 | 1 | [5 empty] | 1.5776 | 4.8264 | 570.7763 | 26826.484 | 684.9315 | 0.10217 | 0.038519 | 0.028537 | 0.030947 | 0.040145 | 0.10217 | 0.038519 | 0.028537 | 0.030947 | 0.040145 | 100000 | 100000 | 0 | 0 | 0
4529 |  |  |  | 9795.2055 |  |  |  |  | 4130.6267 | 4906.5084 | 5682.3901 | 6458.2717 | 7234.1534 | 6149.795 | 5983.6486 | 5817.5023 | 5651.3559 | 5485.2096 |  | 0.2839 |  |  |  |  | 1 | 1 | 1 | 1 | 1 | [5 empty] | 1.8816 | 4.2649 | 570.7763 | 26826.484 | 684.9315 | 0.10813 | 0.077466 | 0.042493 | 0.041147 | 0.04219 | 0.10813 | 0.077466 | 0.042493 | 0.041147 | 0.04219 | 100000 | 100000 | 0 | 0 | 0
4530 |  |  |  | 9795.2055 |  |  |  |  | 4699.4802 | 5505.1985 | 6310.9168 | 7116.6352 | 7922.3535 | 6163.5254 | 5997.0082 | 5830.4909 | 5663.9736 | 5497.4563 |  | 0.10685 |  |  |  |  | 1 | 1 | 1 | 1 | 1 | [5 empty] | 1.6296 | 4.1324 | 570.7763 | 26826.484 | 684.9315 | 0.11689 | 0.11559 | 0.10007 | 0.10189 | 0.064742 | 0.11689 | 0.11559 | 0.10007 | 0.10189 | 0.064742 | 100000 | 100000 | 0 | 0 | 0
4531 |  |  |  | 9795.2055 |  |  |  |  | 5095.3963 | 5873.4513 | 6651.5063 | 7429.5613 | 8207.6163 | 6466.1121 | 6291.42 | 6116.7278 | 5942.0357 | 5767.3435 |  | 0.03093 |  |  |  |  | 1 | 1 | 1 | 1 | 1 | [5 empty] | 1.0149 | 3.6033 | 570.7763 | 26826.484 | 684.9315 | 0.11869 | 0.15565 | 0.10365 | 0.10632 | 0.10888 | 0.11869 | 0.15565 | 0.10365 | 0.10632 | 0.10888 | 100000 | 100000 | 0 | 0 | 0
4532 |  |  |  | 9795.2055 |  |  |  |  | 5082.8859 | 5734.9409 | 6386.9959 | 7039.0509 | 7691.1059 | 6929.9546 | 6742.7311 | 6555.5075 | 6368.2839 | 6181.0604 |  | 0 |  |  |  |  | 1 | 1 | 1 | 1 | 1 | [5 empty] | 0.59613 | 3.6946 | 570.7763 | 26826.484 | 684.9315 | 0.11959 | 0.16153 | 0.1083 | 0.11289 | 0.1102 | 0.11959 | 0.16153 | 0.1083 | 0.11289 | 0.1102 | 100000 | 100000 | 0 | 0 | 0
4533 |  |  |  | 9795.2055 |  |  |  |  | 4979.8594 | 5507.1511 | 6034.4428 | 6561.7344 | 7089.0261 | 6246.6118 | 6077.8498 | 5909.0878 | 5740.3258 | 5571.5638 |  | 0 |  |  |  |  | 1 | 1 | 1 | 1 | 1 | [5 empty] | 0.66142 | 3.3745 | 570.7763 | 26826.484 | 684.9315 | 0.11853 | 0.1572 | 0.1042 | 0.10845 | 0.10915 | 0.11853 | 0.1572 | 0.1042 | 0.10845 | 0.10915 | 100000 | 100000 | 0 | 0 | 0
4534 |  |  |  | 9795.2055 |  |  |  |  | 4793.6758 | 5238.3333 | 5682.9908 | 6127.6483 | 6572.3058 | 4822.8 | 4692.5045 | 4562.2091 | 4431.9136 | 4301.6181 |  | 0 |  |  |  |  | 1 | 1 | 1 | 1 | 1 | [5 empty] | 1.2226 | 2.2053 | 570.7763 | 26826.484 | 684.9315 | 0.11718 | 0.14021 | 0.10349 | 0.10544 | 0.10868 | 0.11718 | 0.14021 | 0.10349 | 0.10544 | 0.10868 | 100000 | 100000 | 0 | 0 | 0
4535 |  |  |  | 9795.2055 |  |  |  |  | 3485.2393 | 3860.0493 | 4234.8593 | 4609.6693 | 4984.4793 | 2735.6996 | 2661.7904 | 2587.8812 | 2513.972 | 2440.0628 |  | 0 |  |  |  |  | 1 | 1 | 1 | 1 | 1 | [5 empty] | 2.0542 | 1.2274 | 570.7763 | 26826.484 | 684.9315 | 0.11629 | 0.12773 | 0.1027 | 0.10516 | 0.10789 | 0.11629 | 0.12773 | 0.1027 | 0.10516 | 0.10789 | 100000 | 100000 | 0 | 0 | 0
4536 |  |  |  | 9795.2055 |  |  |  |  | 2490.2886 | 2692.4061 | 2894.5236 | 3096.6411 | 3298.7586 | 1552.5679 | 1510.6229 | 1468.6778 | 1426.7328 | 1384.7877 |  | 0 |  |  |  |  | 1 | 1 | 1 | 1 | 1 | [5 empty] | 2.8273 | 0.83085 | 570.7763 | 26826.484 | 684.9315 | 0.11589 | 0.12772 | 0.10269 | 0.10517 | 0.10792 | 0.11589 | 0.12772 | 0.10269 | 0.10518 | 0.10792 | 100000 | 100000 | 0 | 0 | 0
4537 |  |  |  | 9795.2055 |  |  |  |  | 2068.2556 | 2169.5606 | 2270.8656 | 2372.1706 | 2473.4756 | 1732.7614 | 1685.9482 | 1639.1349 | 1592.3216 | 1545.5084 |  | 0 |  |  |  |  | 1 | 1 | 1 | 1 | 1 | [5 empty] | 3.1663 | 0.56649 | 570.7763 | 26826.484 | 684.9315 | 0.11589 | 0.12771 | 0.1027 | 0.10519 | 0.10793 | 0.11589 | 0.12771 | 0.1027 | 0.10519 | 0.10793 | 100000 | 100000 | 0 | 0 | 0
4538 |  |  |  | 9795.2055 |  |  |  |  | 1908.7065 | 1958.864 | 2009.0215 | 2059.179 | 2109.3365 | 1557.7353 | 1515.6507 | 1473.566 | 1431.4814 | 1389.3967 |  | 0 |  |  |  |  | 1 | 1 | 1 | 1 | 1 | [5 empty] | 3.3656 | 1.3624 | 570.7763 | 26826.484 | 684.9315 | 0.11589 | 0.1277 | 0.10271 | 0.10522 | 0.10794 | 0.11589 | 0.1277 | 0.10271 | 0.10522 | 0.10794 | 100000 | 100000 | 0 | 0 | 0
4539 |  |  |  | 9795.2055 |  |  |  |  | 1862.3859 | 1904.0459 | 1945.7059 | 1987.3659 | 2029.0259 | 1743.9842 | 1696.8677 | 1649.7513 | 1602.6348 | 1555.5183 |  | 0 |  |  |  |  | 1 | 1 | 1 | 1 | 1 | [5 empty] | 3.3901 | 1.9336 | 570.7763 | 26826.484 | 684.9315 | 0.11589 | 0.12767 | 0.10271 | 0.10521 | 0.10791 | 0.11589 | 0.12767 | 0.10271 | 0.10521 | 0.10791 | 100000 | 100000 | 0 | 0 | 0
4540 |  |  |  | 9795.2055 |  |  |  |  | 1896.9426 | 1938.3276 | 1979.7126 | 2021.0976 | 2062.4826 | 3038.1804 | 2956.0992 | 2874.018 | 2791.9368 | 2709.8556 |  | 0 |  |  |  |  | 1 | 1 | 1 | 1 | 1 | [5 empty] | 3.3818 | 2.8612 | 570.7763 | 26826.484 | 684.9315 | 0.11302 | 0.11262 | 0.10214 | 0.10444 | 0.10396 | 0.11302 | 0.11262 | 0.10214 | 0.10444 | 0.10396 | 100000 | 100000 | 0 | 0 | 0
4541 |  |  |  | 9795.2055 |  |  |  |  | 2382.2069 | 2424.2794 | 2466.3519 | 2508.4244 | 2550.4969 | 5982.2143 | 5820.5954 | 5658.9765 | 5497.3576 | 5335.7388 |  | 0.00437 |  |  |  |  | 1 | 1 | 1 | 1 | 1 | [5 empty] | 3.4696 | 3.0125 | 570.7763 | 26826.484 | 684.9315 | 0.11364 | 0.11297 | 0.10215 | 0.10479 | 0.10391 | 0.11364 | 0.11297 | 0.10215 | 0.10479 | 0.10391 | 100000 | 100000 | 0 | 0 | 0
4542 |  |  |  | 9795.2055 |  |  |  |  | 3199.8039 | 3241.7389 | 3283.6739 | 3325.6089 | 3367.5439 | 7460.6796 | 7259.1176 | 7057.5557 | 6855.9938 | 6654.4318 |  | 0.04001 |  |  |  |  | 1 | 1 | 1 | 1 | 1 | [5 empty] | 3.3582 | 2.3593 | 570.7763 | 26826.484 | 684.9315 | 0.11242 | 0.10885 | 0.099403 | 0.10163 | 0.094096 | 0.11242 | 0.10885 | 0.099403 | 0.10163 | 0.094097 | 100000 | 100000 | 0 | 0 | 0
4543 |  |  |  | 9795.2055 |  |  |  |  | 3741.6824 | 3782.9299 | 3824.1774 | 3865.4249 | 3906.6724 | 8210.7232 | 7988.8977 | 7767.0721 | 7545.2466 | 7323.421 |  | 0.13836 |  |  |  |  | 1 | 1 | 1 | 1 | 1 | [5 empty] | 3.0416 | 2.4713 | 570.7763 | 26826.484 | 684.9315 | 0.10883 | 0.098058 | 0.082418 | 0.043504 | 0.044019 | 0.10883 | 0.098058 | 0.082418 | 0.043504 | 0.044019 | 100000 | 100000 | 0 | 0 | 0
4544 |  |  |  | 9795.2055 |  |  |  |  | 3533.607 | 3582.2795 | 3630.952 | 3679.6245 | 3728.297 | 6390.0165 | 6217.3802 | 6044.7439 | 5872.1076 | 5699.4713 |  | 0.30483 |  |  |  |  | 1 | 1 | 1 | 1 | 1 | [5 empty] | 1.6844 | 1.946 | 570.7763 | 26826.484 | 684.9315 | 0.10797 | 0.079631 | 0.040564 | 0.039404 | 0.041895 | 0.10797 | 0.079631 | 0.040564 | 0.039403 | 0.041895 | 100000 | 100000 | 0 | 0 | 0
4545 |  |  |  | 9795.2055 |  |  |  |  | 3493.1683 | 3567.6633 | 3642.1583 | 3716.6533 | 3791.1483 | 6341.1079 | 6169.7929 | 5998.478 | 5827.163 | 5655.848 |  | 0.43214 |  |  |  |  | 1 | 1 | 1 | 1 | 1 | [5 empty] | 0.99048 | 1.9134 | 570.7763 | 26826.484 | 684.9315 | 0.10699 | 0.06784 | 0.039419 | 0.036267 | 0.039432 | 0.10699 | 0.06784 | 0.039419 | 0.036267 | 0.039431 | 100000 | 100000 | 0 | 0 | 0
4546 |  |  |  | 9795.2055 |  |  |  |  | 3732.1242 | 3836.8667 | 3941.6092 | 4046.3517 | 4151.0942 | 6011.4023 | 5848.9949 | 5686.5874 | 5524.18 | 5361.7725 |  | 0.59264 |  |  |  |  | 1 | 1 | 1 | 1 | 1 | [5 empty] | 1.5306 | 2.0563 | 570.7763 | 26826.484 | 684.9315 | 0.1075 | 0.067653 | 0.039429 | 0.03577 | 0.039371 | 0.1075 | 0.067653 | 0.039429 | 0.03577 | 0.039371 | 100000 | 100000 | 0 | 0 | 0
4547 |  |  |  | 9795.2055 |  |  |  |  | 4198.2721 | 4364.9146 | 4531.5571 | 4698.1996 | 4864.8421 | 5515.8149 | 5366.7965 | 5217.7781 | 5068.7597 | 4919.7414 |  | 0.66445 |  |  |  |  | 1 | 1 | 1 | 1 | 1 | [5 empty] | 1.7689 | 2.096 | 570.7763 | 26826.484 | 684.9315 | 0.10873 | 0.0679 | 0.039445 | 0.035716 | 0.038766 | 0.10873 | 0.0679 | 0.039445 | 0.035716 | 0.038766 | 100000 | 100000 | 0 | 0 | 0
4548 |  |  |  | 9795.2055 |  |  |  |  | 4334.2932 | 4536.4107 | 4738.5282 | 4940.6457 | 5142.7632 | 5525.847 | 5376.5575 | 5227.2681 | 5077.9787 | 4928.6893 |  | 0.37544 |  |  |  |  | 1 | 1 | 1 | 1 | 1 | [5 empty] | 2.294 | 2.5468 | 570.7763 | 26826.484 | 684.9315 | 0.1089 | 0.067921 | 0.03947 | 0.035729 | 0.038733 | 0.1089 | 0.067921 | 0.03947 | 0.035729 | 0.038733 | 100000 | 100000 | 0 | 0 | 0
4549 |  |  |  | 9795.2055 |  |  |  |  | 4211.5066 | 4475.4966 | 4739.4866 | 5003.4766 | 5267.4666 | 4828.7907 | 4698.3334 | 4567.876 | 4437.4187 | 4306.9614 |  | 0.55414 |  |  |  |  | 1 | 1 | 1 | 1 | 1 | [5 empty] | 1.7667 | 3.221 | 570.7763 | 26826.484 | 684.9315 | 0.10885 | 0.071424 | 0.03956 | 0.035812 | 0.038761 | 0.10885 | 0.071424 | 0.03956 | 0.035812 | 0.038761 | 100000 | 100000 | 0 | 0 | 0
4550 |  |  |  | 9795.2055 |  |  |  |  | 4066.6625 | 4390.545 | 4714.4275 | 5038.31 | 5362.1925 | 4758.304 | 4629.751 | 4501.198 | 4372.6449 | 4244.0919 |  | 0.58438 |  |  |  |  | 1 | 1 | 1 | 1 | 1 | [5 empty] | 1.7334 | 3.2699 | 570.7763 | 26826.484 | 684.9315 | 0.10944 | 0.08307 | 0.03998 | 0.036002 | 0.038902 | 0.10944 | 0.08307 | 0.03998 | 0.036002 | 0.038902 | 100000 | 100000 | 0 | 0 | 0
4551 |  |  |  | 9795.2055 |  |  |  |  | 3774.0334 | 4201.5859 | 4629.1384 | 5056.6909 | 5484.2434 | 4317.701 | 4201.0515 | 4084.4021 | 3967.7526 | 3851.1032 |  | 0.56253 |  |  |  |  | 1 | 1 | 1 | 1 | 1 | [5 empty] | 0.28759 | 3.3158 | 570.7763 | 26826.484 | 684.9315 | 0.10893 | 0.083445 | 0.039985 | 0.036116 | 0.03893 | 0.10893 | 0.083445 | 0.039985 | 0.036116 | 0.03893 | 100000 | 100000 | 0 | 0 | 0
4552 |  |  |  | 9795.2055 |  |  |  |  | 3778.4449 | 4388.9216 | 4999.3982 | 5609.8749 | 6220.3516 | 4678.0472 | 4551.6624 | 4425.2777 | 4298.8929 | 4172.5081 |  | 0.4082 |  |  |  |  | 1 | 1 | 1 | 1 | 1 | [5 empty] | 1.2784 | 1.6031 | 570.7763 | 26826.484 | 684.9315 | 0.10979 | 0.087764 | 0.040164 | 0.039184 | 0.042214 | 0.10979 | 0.087764 | 0.040164 | 0.039184 | 0.042214 | 100000 | 100000 | 0 | 0 | 0
4553 |  |  |  | 9795.2055 |  |  |  |  | 4126.953 | 4913.2855 | 5699.618 | 6485.9505 | 7272.283 | 5086.4346 | 4949.0166 | 4811.5986 | 4674.1806 | 4536.7626 |  | 0.21953 |  |  |  |  | 1 | 1 | 1 | 1 | 1 | [5 empty] | 1.9494 | 1.707 | 570.7763 | 26826.484 | 684.9315 | 0.11458 | 0.10229 | 0.085482 | 0.043099 | 0.044014 | 0.11458 | 0.10229 | 0.085482 | 0.043099 | 0.044014 | 100000 | 100000 | 0 | 0 | 0
4554 |  |  |  | 9795.2055 |  |  |  |  | 4695.3005 | 5528.5171 | 6361.7338 | 7194.9505 | 8028.1671 | 5102.8656 | 4965.0037 | 4827.1418 | 4689.2799 | 4551.418 |  | 0.10817 |  |  |  |  | 1 | 1 | 1 | 1 | 1 | [5 empty] | 3.1524 | 3.0195 | 570.7763 | 26826.484 | 684.9315 | 0.11761 | 0.10873 | 0.10034 | 0.10138 | 0.087604 | 0.11761 | 0.10873 | 0.10034 | 0.10138 | 0.087604 | 100000 | 100000 | 0 | 0 | 0
4555 |  |  |  | 9795.2055 |  |  |  |  | 5090.8645 | 5845.6545 | 6600.4445 | 7355.2345 | 8110.0245 | 5352.0319 | 5207.4384 | 5062.8449 | 4918.2514 | 4773.6579 |  | 0.03327 |  |  |  |  | 1 | 1 | 1 | 1 | 1 | [5 empty] | 4.9682 | 3.4065 | 570.7763 | 26826.484 | 684.9315 | 0.11879 | 0.14656 | 0.10422 | 0.10508 | 0.10152 | 0.11879 | 0.14656 | 0.10422 | 0.10508 | 0.10152 | 100000 | 100000 | 0 | 0 | 0
4556 |  |  |  | 9795.2055 |  |  |  |  | 5078.3652 | 5696.9811 | 6315.5969 | 6934.2127 | 7552.8286 | 5737.9534 | 5582.9336 | 5427.9138 | 5272.894 | 5117.8742 |  | 0 |  |  |  |  | 1 | 1 | 1 | 1 | 1 | [5 empty] | 6.7447 | 4.1865 | 570.7763 | 26826.484 | 684.9315 | 0.11726 | 0.15622 | 0.10486 | 0.10646 | 0.1076 | 0.11726 | 0.15622 | 0.10486 | 0.10646 | 0.1076 | 100000 | 100000 | 0 | 0 | 0
4557 |  |  |  | 9795.2055 |  |  |  |  | 4975.4304 | 5529.5337 | 6083.637 | 6637.7404 | 7191.8437 | 5181.3058 | 5041.3247 | 4901.3436 | 4761.3625 | 4621.3814 |  | 0 |  |  |  |  | 1 | 1 | 1 | 1 | 1 | [5 empty] | 7.9678 | 5.4277 | 570.7763 | 26826.484 | 684.9315 | 0.11577 | 0.13774 | 0.10394 | 0.10554 | 0.10102 | 0.11576 | 0.13774 | 0.10394 | 0.10554 | 0.10102 | 100000 | 100000 | 0 | 0 | 0
4558 |  |  |  | 9795.2055 |  |  |  |  | 4789.4124 | 5256.7565 | 5724.1007 | 6191.4449 | 6658.789 | 4016.639 | 3908.1232 | 3799.6075 | 3691.0917 | 3582.5759 |  | 0 |  |  |  |  | 1 | 1 | 1 | 1 | 1 | [5 empty] | 6.781 | 7.6057 | 570.7763 | 26826.484 | 684.9315 | 0.1149 | 0.10871 | 0.0998 | 0.10445 | 0.096401 | 0.1149 | 0.10871 | 0.0998 | 0.10445 | 0.096401 | 100000 | 100000 | 0 | 0 | 0
4559 |  |  |  | 9795.2055 |  |  |  |  | 3482.1395 | 3859.5345 | 4236.9295 | 4614.3245 | 4991.7195 | 2291.5895 | 2229.6787 | 2167.7678 | 2105.8569 | 2043.946 |  | 0 |  |  |  |  | 1 | 1 | 1 | 1 | 1 | [5 empty] | 6.4826 | 8.4215 | 570.7763 | 26826.484 | 684.9315 | 0.11418 | 0.10864 | 0.09963 | 0.10426 | 0.095621 | 0.11418 | 0.10864 | 0.09963 | 0.10426 | 0.095621 | 100000 | 100000 | 0 | 0 | 0
4560 |  |  |  | 9795.2055 |  |  |  |  | 2729.9424 | 3036.1149 | 3342.2874 | 3648.4599 | 3954.6324 | 1438.7009 | 1399.8322 | 1360.9634 | 1322.0946 | 1283.2259 |  | 0 |  |  |  |  | 1 | 1 | 1 | 1 | 1 | [5 empty] | 6.4642 | 9.5522 | 570.7763 | 26826.484 | 684.9315 | 0.11427 | 0.10872 | 0.099723 | 0.10444 | 0.095714 | 0.11427 | 0.10872 | 0.099723 | 0.10444 | 0.095714 | 100000 | 100000 | 0 | 0 | 0
4561 |  |  |  | 9795.2055 |  |  |  |  | 2120.9213 | 2287.8113 | 2454.7013 | 2621.5913 | 2788.4813 | 1604.1534 | 1560.8147 | 1517.476 | 1474.1373 | 1430.7985 |  | 0 |  |  |  |  | 1 | 1 | 1 | 1 | 1 | [5 empty] | 5.128 | 9.1374 | 570.7763 | 26826.484 | 684.9315 | 0.11471 | 0.10873 | 0.099751 | 0.10451 | 0.09615 | 0.11471 | 0.10873 | 0.099751 | 0.10451 | 0.09615 | 100000 | 100000 | 0 | 0 | 0
4562 |  |  |  | 9795.2055 |  |  |  |  | 1907.8742 | 2017.6217 | 2127.3692 | 2237.1167 | 2346.8642 | 1443.6504 | 1404.6479 | 1365.6454 | 1326.643 | 1287.6405 |  | 0 |  |  |  |  | 1 | 1 | 1 | 1 | 1 | [5 empty] | 3.8364 | 9.4119 | 570.7763 | 26826.484 | 684.9315 | 0.11472 | 0.10878 | 0.099765 | 0.10455 | 0.096192 | 0.11472 | 0.10878 | 0.099765 | 0.10455 | 0.096192 | 100000 | 100000 | 0 | 0 | 0
4563 |  |  |  | 9795.2055 |  |  |  |  | 1830.0018 | 1885.8243 | 1941.6468 | 1997.4693 | 2053.2918 | 1611.9882 | 1568.4379 | 1524.8875 | 1481.3371 | 1437.7867 |  | 0 |  |  |  |  | 1 | 1 | 1 | 1 | 1 | [5 empty] | 3.7229 | 8.4655 | 570.7763 | 26826.484 | 684.9315 | 0.11475 | 0.10881 | 0.099777 | 0.10471 | 0.096215 | 0.11475 | 0.10881 | 0.099777 | 0.10471 | 0.096215 | 100000 | 100000 | 0 | 0 | 0
4564 |  |  |  | 9795.2055 |  |  |  |  | 1875.5498 | 1926.8623 | 1978.1748 | 2029.4873 | 2080.7998 | 2803.2151 | 2727.4819 | 2651.7486 | 2576.0154 | 2500.2822 |  | 0 |  |  |  |  | 1 | 1 | 1 | 1 | 1 | [5 empty] | 3.3869 | 3.8322 | 570.7763 | 26826.484 | 684.9315 | 0.11107 | 0.10706 | 0.09848 | 0.10176 | 0.095943 | 0.11107 | 0.10707 | 0.09848 | 0.10176 | 0.095943 | 100000 | 100000 | 0 | 0 | 0
4565 |  |  |  | 9795.2055 |  |  |  |  | 2137.8182 | 2188.6357 | 2239.4532 | 2290.2707 | 2341.0882 | 5489.4406 | 5341.1348 | 5192.8289 | 5044.5231 | 4896.2173 |  | 0.00285 |  |  |  |  | 1 | 1 | 1 | 1 | 1 | [5 empty] | 3.3896 | 4.3194 | 570.7763 | 26826.484 | 684.9315 | 0.1127 | 0.10803 | 0.099138 | 0.1034 | 0.095949 | 0.1127 | 0.10803 | 0.099138 | 0.10341 | 0.095949 | 100000 | 100000 | 0 | 0 | 0
4566 |  |  |  | 9795.2055 |  |  |  |  | 2532.3228 | 2573.9828 | 2615.6428 | 2657.3028 | 2698.9628 | 6828.1643 | 6643.6908 | 6459.2172 | 6274.7437 | 6090.2701 |  | 0.04555 |  |  |  |  | 1 | 1 | 1 | 1 | 1 | [5 empty] | 2.1938 | 3.8965 | 570.7763 | 26826.484 | 684.9315 | 0.10983 | 0.10299 | 0.096891 | 0.09681 | 0.076067 | 0.10983 | 0.10299 | 0.096891 | 0.09681 | 0.076067 | 100000 | 100000 | 0 | 0 | 0
4567 |  |  |  | 9795.2055 |  |  |  |  | 2887.1565 | 2928.2665 | 2969.3765 | 3010.4865 | 3051.5965 | 7528.7933 | 7325.3912 | 7121.989 | 6918.5869 | 6715.1847 |  | 0.13803 |  |  |  |  | 1 | 1 | 1 | 1 | 1 | [5 empty] | 1.2156 | 3.8691 | 570.7763 | 26826.484 | 684.9315 | 0.10678 | 0.093525 | 0.073149 | 0.042855 | 0.043917 | 0.10678 | 0.093525 | 0.073149 | 0.042855 | 0.043917 | 100000 | 100000 | 0 | 0 | 0
4568 |  |  |  | 9795.2055 |  |  |  |  | 3208.1966 | 3285.1666 | 3362.1366 | 3439.1066 | 3516.0766 | 5865.3237 | 5706.8628 | 5548.4019 | 5389.941 | 5231.4801 |  | 0.30442 |  |  |  |  | 1 | 1 | 1 | 1 | 1 | [5 empty] | 0.18139 | 1.9213 | 570.7763 | 26826.484 | 684.9315 | 0.10605 | 0.074495 | 0.038789 | 0.037788 | 0.040752 | 0.10605 | 0.074495 | 0.038789 | 0.037788 | 0.040752 | 100000 | 100000 | 0 | 0 | 0
4569 |  |  |  | 9795.2055 |  |  |  |  | 3849.542 | 3974.112 | 4098.682 | 4223.252 | 4347.822 | 5822.1212 | 5664.8275 | 5507.5338 | 5350.24 | 5192.9463 |  | 0.37164 |  |  |  |  | 1 | 1 | 1 | 1 | 1 | [5 empty] | 0.27861 | 1.7043 | 570.7763 | 26826.484 | 684.9315 | 0.10051 | 0.047303 | 0.035766 | 0.025139 | 0.035768 | 0.10051 | 0.047303 | 0.035766 | 0.025139 | 0.035768 | 100000 | 100000 | 0 | 0 | 0
4570 |  |  |  | 9795.2055 |  |  |  |  | 4316.7765 | 4575.074 | 4833.3715 | 5091.669 | 5349.9665 | 5518.2719 | 5369.1871 | 5220.1024 | 5071.0176 | 4921.9329 |  | 0.53937 |  |  |  |  | 1 | 1 | 1 | 1 | 1 | [5 empty] | 0.40577 | 2.0919 | 570.7763 | 26826.484 | 684.9315 | 0.10042 | 0.047453 | 0.03572 | 0.022961 | 0.024613 | 0.10042 | 0.047453 | 0.03572 | 0.022961 | 0.024613 | 100000 | 100000 | 0 | 0 | 0
4571 |  |  |  | 9795.2055 |  |  |  |  | 4753.8905 | 5083.1355 | 5412.3805 | 5741.6255 | 6070.8705 | 5065.7384 | 4928.8795 | 4792.0207 | 4655.1618 | 4518.303 |  | 0.64488 |  |  |  |  | 1 | 1 | 1 | 1 | 1 | [5 empty] | 0.80058 | 2.5847 | 570.7763 | 26826.484 | 684.9315 | 0.10196 | 0.047996 | 0.035939 | 0.023184 | 0.024724 | 0.10196 | 0.047996 | 0.035939 | 0.023184 | 0.024724 | 100000 | 100000 | 0 | 0 | 0
4572 |  |  |  | 9795.2055 |  |  |  |  | 4811.9275 | 5252.955 | 5693.9825 | 6135.01 | 6576.0375 | 5075.4931 | 4938.3707 | 4801.2483 | 4664.1259 | 4527.0035 |  | 0.68885 |  |  |  |  | 1 | 1 | 1 | 1 | 1 | [5 empty] | 1.0848 | 2.2166 | 570.7763 | 26826.484 | 684.9315 | 0.1036 | 0.048308 | 0.036364 | 0.023313 | 0.025263 | 0.1036 | 0.048308 | 0.036364 | 0.023313 | 0.025263 | 100000 | 100000 | 0 | 0 | 0
4573 |  |  |  | 9795.2055 |  |  |  |  | 4642.2244 | 5153.7044 | 5665.1844 | 6176.6644 | 6688.1444 | 4437.4206 | 4317.5368 | 4197.6529 | 4077.769 | 3957.8852 |  | 0.69964 |  |  |  |  | 1 | 1 | 1 | 1 | 1 | [5 empty] | 1.2839 | 1.926 | 570.7763 | 26826.484 | 684.9315 | 0.10443 | 0.04846 | 0.036693 | 0.023954 | 0.025194 | 0.10443 | 0.04846 | 0.036693 | 0.023954 | 0.025194 | 100000 | 100000 | 0 | 0 | 0
4574 |  |  |  | 9795.2055 |  |  |  |  | 4798.7039 | 5306.9664 | 5815.2289 | 6323.4914 | 6831.7539 | 4373.9874 | 4255.8172 | 4137.6471 | 4019.477 | 3901.3069 |  | 0.65051 |  |  |  |  | 1 | 1 | 1 | 1 | 1 | [5 empty] | 1.799 | 3.2891 | 570.7763 | 26826.484 | 684.9315 | 0.10391 | 0.048472 | 0.036748 | 0.02459 | 0.025104 | 0.10391 | 0.048472 | 0.036748 | 0.02459 | 0.025104 | 100000 | 100000 | 0 | 0 | 0
4575 |  |  |  | 9795.2055 |  |  |  |  | 4965.4684 | 5455.1143 | 5944.7601 | 6434.4059 | 6924.0518 | 3970.0387 | 3862.7819 | 3755.5251 | 3648.2682 | 3541.0114 |  | 0.5633 |  |  |  |  | 1 | 1 | 1 | 1 | 1 | [5 empty] | 2.2264 | 4.0526 | 570.7763 | 26826.484 | 684.9315 | 0.1039 | 0.049381 | 0.037053 | 0.025488 | 0.025523 | 0.10391 | 0.049381 | 0.037053 | 0.025488 | 0.025523 | 100000 | 100000 | 0 | 0 | 0
4576 |  |  |  | 9795.2055 |  |  |  |  | 5013.2204 | 5483.727 | 5954.2337 | 6424.7404 | 6895.247 | 4295.9498 | 4179.888 | 4063.8262 | 3947.7644 | 3831.7026 |  | 0.31236 |  |  |  |  | 1 | 1 | 1 | 1 | 1 | [5 empty] | 5.4202 | 4.6712 | 570.7763 | 26826.484 | 684.9315 | 0.10729 | 0.075657 | 0.039216 | 0.038927 | 0.04121 | 0.10729 | 0.075657 | 0.039216 | 0.038927 | 0.04121 | 100000 | 100000 | 0 | 0 | 0
4577 |  |  |  | 9795.2055 |  |  |  |  | 5317.3636 | 5797.4944 | 6277.6252 | 6757.7561 | 7237.8869 | 4669.6245 | 4543.4673 | 4417.3101 | 4291.1529 | 4164.9957 |  | 0.26204 |  |  |  |  | 1 | 1 | 1 | 1 | 1 | [5 empty] | 8.8379 | 5.0472 | 570.7763 | 26826.484 | 684.9315 | 0.11099 | 0.097432 | 0.046875 | 0.041251 | 0.042358 | 0.11099 | 0.097432 | 0.046875 | 0.041251 | 0.042358 | 100000 | 100000 | 0 | 0 | 0
4578 |  |  |  | 9795.2055 |  |  |  |  | 5431.2336 | 5951.2386 | 6471.2436 | 6991.2486 | 7511.2536 | 4687.4027 | 4560.7652 | 4434.1277 | 4307.4901 | 4180.8526 |  | 0.02465 |  |  |  |  | 1 | 1 | 1 | 1 | 1 | [5 empty] | 8.0033 | 2.5466 | 570.7763 | 26826.484 | 684.9315 | 0.1161 | 0.1088 | 0.0993 | 0.10067 | 0.063312 | 0.1161 | 0.1088 | 0.0993 | 0.10067 | 0.063312 | 100000 | 100000 | 0 | 0 | 0
4579 |  |  |  | 9795.2055 |  |  |  |  | 5268.877 | 5752.3628 | 6235.8487 | 6719.3345 | 7202.8203 | 4915.5671 | 4782.7654 | 4649.9636 | 4517.1619 | 4384.3602 |  | 0.00188 |  |  |  |  | 1 | 1 | 1 | 1 | 1 | [5 empty] | 4.8999 | 1.5265 | 570.7763 | 26826.484 | 684.9315 | 0.11772 | 0.15576 | 0.10464 | 0.10533 | 0.10719 | 0.11773 | 0.15576 | 0.10464 | 0.10533 | 0.10719 | 100000 | 100000 | 0 | 0 | 0
4580 |  |  |  | 9795.2055 |  |  |  |  | 4990.4464 | 5408.3747 | 5826.303 | 6244.2314 | 6662.1597 | 5271.0753 | 5128.6689 | 4986.2626 | 4843.8562 | 4701.4499 |  | 0 |  |  |  |  | 1 | 1 | 1 | 1 | 1 | [5 empty] | 1.6997 | 1.6261 | 570.7763 | 26826.484 | 684.9315 | 0.11773 | 0.15522 | 0.10463 | 0.10719 | 0.10869 | 0.11773 | 0.15522 | 0.10463 | 0.10719 | 0.10869 | 100000 | 100000 | 0 | 0 | 0
4581 |  |  |  | 9795.2055 |  |  |  |  | 4831.763 | 5240.1763 | 5648.5896 | 6057.003 | 6465.4163 | 4764.5746 | 4635.8522 | 4507.1298 | 4378.4073 | 4249.6849 |  | 0 |  |  |  |  | 1 | 1 | 1 | 1 | 1 | [5 empty] | 1.6191 | 3.4486 | 570.7763 | 26826.484 | 684.9315 | 0.11601 | 0.12284 | 0.10455 | 0.10533 | 0.10676 | 0.11601 | 0.12284 | 0.10455 | 0.10532 | 0.10676 | 100000 | 100000 | 0 | 0 | 0
4582 |  |  |  | 9795.2055 |  |  |  |  | 4867.0259 | 5223.9618 | 5580.8976 | 5937.8334 | 6294.7693 | 3702.2229 | 3602.2015 | 3502.1802 | 3402.1589 | 3302.1375 |  | 0 |  |  |  |  | 1 | 1 | 1 | 1 | 1 | [5 empty] | 3.8913 | 1.2974 | 570.7763 | 26826.484 | 684.9315 | 0.11396 | 0.10833 | 0.10032 | 0.10341 | 0.096427 | 0.11396 | 0.10832 | 0.10032 | 0.10341 | 0.096427 | 100000 | 100000 | 0 | 0 | 0
4583 |  |  |  | 9795.2055 |  |  |  |  | 3915.6601 | 4265.6109 | 4615.5618 | 4965.5126 | 5315.4634 | 2119.1547 | 2061.9024 | 2004.6501 | 1947.3978 | 1890.1456 |  | 0 |  |  |  |  | 1 | 1 | 1 | 1 | 1 | [5 empty] | 5.1234 | 0.98464 | 570.7763 | 26826.484 | 684.9315 | 0.11222 | 0.10541 | 0.096394 | 0.10024 | 0.062894 | 0.11222 | 0.10541 | 0.096394 | 0.10024 | 0.062894 | 100000 | 100000 | 0 | 0 | 0
4584 |  |  |  | 9795.2055 |  |  |  |  | 2966.469 | 3348.484 | 3730.499 | 4112.514 | 4494.529 | 1437.184 | 1398.3562 | 1359.5284 | 1320.7006 | 1281.8729 |  | 0 |  |  |  |  | 1 | 1 | 1 | 1 | 1 | [5 empty] | 8.4084 | 4.4331 | 570.7763 | 26826.484 | 684.9315 | 0.10922 | 0.10471 | 0.095928 | 0.099528 | 0.062509 | 0.10922 | 0.10471 | 0.095928 | 0.099528 | 0.062509 | 100000 | 100000 | 0 | 0 | 0
4585 |  |  |  | 9795.2055 |  |  |  |  | 2431.3153 | 2743.7578 | 3056.2003 | 3368.6428 | 3681.0853 | 1602.4389 | 1559.1465 | 1515.8541 | 1472.5617 | 1429.2693 |  | 0 |  |  |  |  | 1 | 1 | 1 | 1 | 1 | [5 empty] | 5.3263 | 2.5642 | 570.7763 | 26826.484 | 684.9315 | 0.1084 | 0.10466 | 0.095739 | 0.091984 | 0.062415 | 0.1084 | 0.10466 | 0.095739 | 0.091985 | 0.062415 | 100000 | 100000 | 0 | 0 | 0
4586 |  |  |  | 9795.2055 |  |  |  |  | 2145.0191 | 2359.5116 | 2574.0041 | 2788.4966 | 3002.9891 | 1442.1307 | 1403.1692 | 1364.2078 | 1325.2464 | 1286.285 |  | 0 |  |  |  |  | 1 | 1 | 1 | 1 | 1 | [5 empty] | 4.9619 | 4.454 | 570.7763 | 26826.484 | 684.9315 | 0.10889 | 0.10468 | 0.095879 | 0.092904 | 0.062436 | 0.10889 | 0.10468 | 0.095879 | 0.092904 | 0.062436 | 100000 | 100000 | 0 | 0 | 0
4587 |  |  |  | 9795.2055 |  |  |  |  | 2054.7257 | 2153.0616 | 2251.3974 | 2349.7332 | 2448.0691 | 1610.2266 | 1566.7238 | 1523.221 | 1479.7183 | 1436.2155 |  | 0 |  |  |  |  | 1 | 1 | 1 | 1 | 1 | [5 empty] | 4.2751 | 5.5595 | 570.7763 | 26826.484 | 684.9315 | 0.10943 | 0.10472 | 0.095926 | 0.094479 | 0.062483 | 0.10943 | 0.10472 | 0.095926 | 0.094479 | 0.062483 | 100000 | 100000 | 0 | 0 | 0
4588 |  |  |  | 9795.2055 |  |  |  |  | 2111.2509 | 2166.4959 | 2221.7409 | 2276.9859 | 2332.2309 | 2800.0755 | 2724.4271 | 2648.7787 | 2573.1303 | 2497.4818 |  | 0 |  |  |  |  | 1 | 1 | 1 | 1 | 1 | [5 empty] | 3.1418 | 15.1449 | 570.7763 | 26826.484 | 684.9315 | 0.10585 | 0.10105 | 0.081146 | 0.063836 | 0.048056 | 0.10585 | 0.10105 | 0.081146 | 0.063836 | 0.048056 | 100000 | 100000 | 0 | 0 | 0
4589 |  |  |  | 9795.2055 |  |  |  |  | 2301.3809 | 2344.1409 | 2386.9009 | 2429.6609 | 2472.4209 | 5482.8342 | 5334.7068 | 5186.5795 | 5038.4521 | 4890.3248 |  | 0.0043 |  |  |  |  | 1 | 1 | 1 | 1 | 1 | [5 empty] | 3.0777 | 13.6292 | 570.7763 | 26826.484 | 684.9315 | 0.10599 | 0.091919 | 0.080785 | 0.072177 | 0.047744 | 0.10599 | 0.091919 | 0.080785 | 0.072177 | 0.047744 | 100000 | 100000 | 0 | 0 | 0
4590 |  |  |  | 9795.2055 |  |  |  |  | 2568.5907 | 2609.7007 | 2650.8107 | 2691.9207 | 2733.0307 | 6819.6721 | 6635.4279 | 6451.1838 | 6266.9397 | 6082.6956 |  | 0.04729 |  |  |  |  | 1 | 1 | 1 | 1 | 1 | [5 empty] | 3.2463 | 11.7703 | 570.7763 | 26826.484 | 684.9315 | 0.10443 | 0.079023 | 0.065333 | 0.043294 | 0.044283 | 0.10443 | 0.079023 | 0.065333 | 0.043294 | 0.044283 | 100000 | 100000 | 0 | 0 | 0
4591 |  |  |  | 9795.2055 |  |  |  |  | 3181.5582 | 3221.9807 | 3262.4032 | 3302.8257 | 3343.2482 | 7519.647 | 7316.492 | 7113.337 | 6910.1819 | 6707.0269 |  | 0.10676 |  |  |  |  | 1 | 1 | 1 | 1 | 1 | [5 empty] | 2.7042 | 11.4193 | 570.7763 | 26826.484 | 684.9315 | 0.10266 | 0.067443 | 0.039113 | 0.037091 | 0.040238 | 0.10266 | 0.067443 | 0.039113 | 0.037091 | 0.040238 | 100000 | 100000 | 0 | 0 | 0
4592 |  |  |  | 9795.2055 |  |  |  |  | 4116.0583 | 4156.8933 | 4197.7283 | 4238.5633 | 4279.3983 | 5858.2905 | 5700.0196 | 5541.7487 | 5383.4778 | 5225.2069 |  | 0.05306 |  |  |  |  | 1 | 1 | 1 | 1 | 1 | [5 empty] | 2.2466 | 11.0846 | 570.7763 | 26826.484 | 684.9315 | 0.099601 | 0.046515 | 0.033023 | 0.010976 | 0.036291 | 0.099601 | 0.046515 | 0.033023 | 0.010976 | 0.036291 | 100000 | 100000 | 0 | 0 | 0
4593 |  |  |  | 9795.2055 |  |  |  |  | 4983.756 | 5043.236 | 5102.716 | 5162.196 | 5221.676 | 5815.1656 | 5658.0598 | 5500.954 | 5343.8482 | 5186.7424 |  | 0.14936 |  |  |  |  | 1 | 1 | 1 | 1 | 1 | [5 empty] | 2.6695 | 9.745 | 570.7763 | 26826.484 | 684.9315 | 0.09727 | 0.042343 | 0.01039 | 0.0069169 | 0.008694 | 0.09727 | 0.042343 | 0.01039 | 0.0069169 | 0.008694 | 100000 | 100000 | 0 | 0 | 0
4594 |  |  |  | 9795.2055 |  |  |  |  | 5587.9143 | 5662.1618 | 5736.4093 | 5810.6568 | 5884.9043 | 5511.6621 | 5362.7559 | 5213.8497 | 5064.9435 | 4916.0373 |  | 0.13698 |  |  |  |  | 1 | 1 | 1 | 1 | 1 | [5 empty] | 2.6851 | 9.5414 | 570.7763 | 26826.484 | 684.9315 | 0.097437 | 0.041884 | 0.0088348 | 0.00596 | 0.006102 | 0.097437 | 0.041884 | 0.0088348 | 0.00596 | 0.006102 | 100000 | 100000 | 0 | 0 | 0
4595 |  |  |  | 9795.2055 |  |  |  |  | 6198.6795 | 6314.5595 | 6430.4395 | 6546.3195 | 6662.1995 | 5059.7073 | 4923.0114 | 4786.3155 | 4649.6196 | 4512.9236 |  | 0.39316 |  |  |  |  | 1 | 1 | 1 | 1 | 1 | [5 empty] | 2.5987 | 7.6117 | 570.7763 | 26826.484 | 684.9315 | 0.097266 | 0.04176 | 0.0084764 | 0.0059625 | 0.0052847 | 0.097266 | 0.04176 | 0.0084764 | 0.0059625 | 0.0052847 | 100000 | 100000 | 0 | 0 | 0
4596 |  |  |  | 9795.2055 |  |  |  |  | 6094.4384 | 6265.3709 | 6436.3034 | 6607.2359 | 6778.1684 | 5069.4586 | 4932.4993 | 4795.5399 | 4658.5806 | 4521.6212 |  | 0.66815 |  |  |  |  | 1 | 1 | 1 | 1 | 1 | [5 empty] | 2.4512 | 4.4703 | 570.7763 | 26826.484 | 684.9315 | 0.097244 | 0.04175 | 0.0084821 | 0.0059608 | 0.0052059 | 0.097244 | 0.04175 | 0.0084821 | 0.0059608 | 0.0052059 | 100000 | 100000 | 0 | 0 | 0
4597 |  |  |  | 9795.2055 |  |  |  |  | 5459.4481 | 5698.6881 | 5937.9281 | 6177.1681 | 6416.4081 | 4432.178 | 4312.4358 | 4192.6936 | 4072.9514 | 3953.2091 |  | 0.69497 |  |  |  |  | 1 | 1 | 1 | 1 | 1 | [5 empty] | 2.5242 | 2.763 | 570.7763 | 26826.484 | 684.9315 | 0.097244 | 0.04173 | 0.0084939 | 0.0058851 | 0.0052063 | 0.097244 | 0.04173 | 0.0084939 | 0.0058851 | 0.0052063 | 100000 | 100000 | 0 | 0 | 0
4598 |  |  |  | 9795.2055 |  |  |  |  | 5060.8357 | 5392.3082 | 5723.7807 | 6055.2532 | 6386.7257 | 4368.8402 | 4250.8091 | 4132.7781 | 4014.747 | 3896.716 |  | 0.62447 |  |  |  |  | 1 | 1 | 1 | 1 | 1 | [5 empty] | 2.6713 | 1.5479 | 570.7763 | 26826.484 | 684.9315 | 0.097833 | 0.042234 | 0.008915 | 0.0058749 | 0.005642 | 0.097833 | 0.042234 | 0.008915 | 0.0058749 | 0.005642 | 100000 | 100000 | 0 | 0 | 0
4599 |  |  |  | 9795.2055 |  |  |  |  | 4869.2375 | 5184.54 | 5499.8425 | 5815.145 | 6130.4475 | 3965.3832 | 3858.2521 | 3751.1211 | 3643.9901 | 3536.859 |  | 0.51699 |  |  |  |  | 1 | 1 | 1 | 1 | 1 | [5 empty] | 3.2502 | 1.6617 | 570.7763 | 26826.484 | 684.9315 | 0.097914 | 0.043076 | 0.0093269 | 0.0061196 | 0.00722 | 0.097914 | 0.043076 | 0.0093269 | 0.0061196 | 0.00722 | 100000 | 100000 | 0 | 0 | 0
4600 |  |  |  | 9795.2055 |  |  |  |  | 4853.0874 | 5205.1833 | 5557.2791 | 5909.3749 | 6261.4708 | 4290.8294 | 4174.9059 | 4058.9824 | 3943.059 | 3827.1355 |  | 0.41328 |  |  |  |  | 1 | 1 | 1 | 1 | 1 | [5 empty] | 3.2589 | 2.3877 | 570.7763 | 26826.484 | 684.9315 | 0.098373 | 0.046434 | 0.03611 | 0.028855 | 0.035812 | 0.098373 | 0.046434 | 0.03611 | 0.028855 | 0.035812 | 100000 | 100000 | 0 | 0 | 0
4601 |  |  |  | 9795.2055 |  |  |  |  | 5168.7473 | 5562.0923 | 5955.4373 | 6348.7823 | 6742.1273 | 4664.038 | 4538.0317 | 4412.0254 | 4286.0191 | 4160.0128 |  | 0.2695 |  |  |  |  | 1 | 1 | 1 | 1 | 1 | [5 empty] | 3.3842 | 2.1878 | 570.7763 | 26826.484 | 684.9315 | 0.10939 | 0.096217 | 0.044586 | 0.040828 | 0.042462 | 0.10939 | 0.096217 | 0.044586 | 0.040828 | 0.042462 | 100000 | 100000 | 0 | 0 | 0
4602 |  |  |  | 9795.2055 |  |  |  |  | 5397.0502 | 5910.1802 | 6423.3102 | 6936.4402 | 7449.5702 | 4681.8361 | 4555.349 | 4428.8618 | 4302.3747 | 4175.8876 |  | 0.09826 |  |  |  |  | 1 | 1 | 1 | 1 | 1 | [5 empty] | 2.3936 | 1.6185 | 570.7763 | 26826.484 | 684.9315 | 0.11355 | 0.10445 | 0.094666 | 0.048609 | 0.048626 | 0.11355 | 0.10445 | 0.094666 | 0.048609 | 0.048626 | 100000 | 100000 | 0 | 0 | 0
4603 |  |  |  | 9795.2055 |  |  |  |  | 5275.1908 | 5796.1308 | 6317.0708 | 6838.0108 | 7358.9508 | 4909.7186 | 4777.0749 | 4644.4311 | 4511.7874 | 4379.1437 |  | 0.00191 |  |  |  |  | 1 | 1 | 1 | 1 | 1 | [5 empty] | 1.4503 | 2.7023 | 570.7763 | 26826.484 | 684.9315 | 0.11575 | 0.11263 | 0.10463 | 0.10487 | 0.10787 | 0.11575 | 0.11263 | 0.10463 | 0.10487 | 0.10787 | 100000 | 100000 | 0 | 0 | 0
4604 |  |  |  | 9795.2055 |  |  |  |  | 5087.263 | 5575.6164 | 6063.9697 | 6552.323 | 7040.6764 | 5264.8199 | 5122.5826 | 4980.3452 | 4838.1079 | 4695.8705 |  | 0 |  |  |  |  | 1 | 1 | 1 | 1 | 1 | [5 empty] | 2.8645 | 3.8987 | 570.7763 | 26826.484 | 684.9315 | 0.11648 | 0.13346 | 0.1062 | 0.10785 | 0.10907 | 0.11648 | 0.13346 | 0.1062 | 0.10785 | 0.10907 | 100000 | 100000 | 0 | 0 | 0
4605 |  |  |  | 9795.2055 |  |  |  |  | 4905.9421 | 5300.7446 | 5695.5471 | 6090.3496 | 6485.1521 | 4758.9946 | 4630.4229 | 4501.8512 | 4373.2795 | 4244.7078 |  | 0 |  |  |  |  | 1 | 1 | 1 | 1 | 1 | [5 empty] | 3.0907 | 5.9043 | 570.7763 | 26826.484 | 684.9315 | 0.11596 | 0.11682 | 0.10603 | 0.11837 | 0.1086 | 0.11596 | 0.11681 | 0.10603 | 0.11837 | 0.1086 | 100000 | 100000 | 0 | 0 | 0
4606 |  |  |  | 9795.2055 |  |  |  |  | 4712.1416 | 5033.3291 | 5354.5166 | 5675.7041 | 5996.8916 | 3698.0189 | 3598.1111 | 3498.2034 | 3398.2956 | 3298.3878 |  | 0 |  |  |  |  | 1 | 1 | 1 | 1 | 1 | [5 empty] | 3.2022 | 6.9787 | 570.7763 | 26826.484 | 684.9315 | 0.11558 | 0.11036 | 0.10489 | 0.10608 | 0.10859 | 0.11558 | 0.11036 | 0.10489 | 0.10608 | 0.10859 | 100000 | 100000 | 0 | 0 | 0
4607 |  |  |  | 9795.2055 |  |  |  |  | 3516.3045 | 3792.6145 | 4068.9245 | 4345.2345 | 4621.5445 | 2116.8541 | 2059.664 | 2002.4739 | 1945.2837 | 1888.0936 |  | 0 |  |  |  |  | 1 | 1 | 1 | 1 | 1 | [5 empty] | 2.7263 | 7.2353 | 570.7763 | 26826.484 | 684.9315 | 0.11475 | 0.10963 | 0.10451 | 0.10517 | 0.10824 | 0.11475 | 0.10963 | 0.10452 | 0.10517 | 0.10824 | 100000 | 100000 | 0 | 0 | 0
4608 |  |  |  | 9795.2055 |  |  |  |  | 2484.6736 | 2693.6661 | 2902.6586 | 3111.6511 | 3320.6436 | 1460.4773 | 1421.0202 | 1381.5631 | 1342.1061 | 1302.649 |  | 0 |  |  |  |  | 1 | 1 | 1 | 1 | 1 | [5 empty] | 3.1234 | 7.3432 | 570.7763 | 26826.484 | 684.9315 | 0.11427 | 0.10798 | 0.10389 | 0.10476 | 0.10823 | 0.11426 | 0.10798 | 0.10389 | 0.10476 | 0.10823 | 100000 | 100000 | 0 | 0 | 0
4609 |  |  |  | 9795.2055 |  |  |  |  | 2063.5922 | 2164.5672 | 2265.5422 | 2366.5172 | 2467.4922 | 1628.7618 | 1584.7582 | 1540.7547 | 1496.7511 | 1452.7476 |  | 0 |  |  |  |  | 1 | 1 | 1 | 1 | 1 | [5 empty] | 1.8498 | 3.5444 | 570.7763 | 26826.484 | 684.9315 | 0.1136 | 0.10784 | 0.10356 | 0.10485 | 0.10803 | 0.1136 | 0.10784 | 0.10356 | 0.10485 | 0.10803 | 100000 | 100000 | 0 | 0 | 0
4610 |  |  |  | 9795.2055 |  |  |  |  | 1904.4029 | 1954.8904 | 2005.3779 | 2055.8654 | 2106.3529 | 1465.4671 | 1425.8752 | 1386.2833 | 1346.6914 | 1307.0996 |  | 0 |  |  |  |  | 1 | 1 | 1 | 1 | 1 | [5 empty] | 1.5943 | 1.6527 | 570.7763 | 26826.484 | 684.9315 | 0.11361 | 0.10785 | 0.10357 | 0.10488 | 0.10804 | 0.11361 | 0.10785 | 0.10357 | 0.10488 | 0.10804 | 100000 | 100000 | 0 | 0 | 0
4611 |  |  |  | 9795.2055 |  |  |  |  | 1858.1867 | 1900.1217 | 1942.0567 | 1983.9917 | 2025.9267 | 1637.2662 | 1593.0328 | 1548.7995 | 1504.5662 | 1460.3329 |  | 0 |  |  |  |  | 1 | 1 | 1 | 1 | 1 | [5 empty] | 3.3741 | 0.96894 | 570.7763 | 26826.484 | 684.9315 | 0.1136 | 0.10779 | 0.10345 | 0.10476 | 0.10797 | 0.1136 | 0.10779 | 0.10345 | 0.10476 | 0.10797 | 100000 | 100000 | 0 | 0 | 0
4612 |  |  |  | 9795.2055 |  |  |  |  | 1892.6655 | 1934.738 | 1976.8105 | 2018.883 | 2060.9555 | 2848.2532 | 2771.3031 | 2694.3531 | 2617.4031 | 2540.4531 |  | 0 |  |  |  |  | 1 | 1 | 1 | 1 | 1 | [5 empty] | 3.8469 | 1.1386 | 570.7763 | 26826.484 | 684.9315 | 0.11022 | 0.10566 | 0.10056 | 0.10439 | 0.10648 | 0.11022 | 0.10566 | 0.10056 | 0.10439 | 0.10648 | 100000 | 100000 | 0 | 0 | 0
4613 |  |  |  | 9795.2055 |  |  |  |  | 2376.8357 | 2417.6707 | 2458.5057 | 2499.3407 | 2540.1757 | 5584.136 | 5433.2718 | 5282.4076 | 5131.5435 | 4980.6793 |  | 0.00382 |  |  |  |  | 1 | 1 | 1 | 1 | 1 | [5 empty] | 4.0335 | 1.6004 | 570.7763 | 26826.484 | 684.9315 | 0.11118 | 0.10646 | 0.10198 | 0.10414 | 0.10649 | 0.11118 | 0.10646 | 0.10198 | 0.10414 | 0.10649 | 100000 | 100000 | 0 | 0 | 0
4614 |  |  |  | 9795.2055 |  |  |  |  | 3192.5892 | 3235.3492 | 3278.1092 | 3320.8692 | 3363.6292 | 6949.8483 | 6762.0873 | 6574.3262 | 6386.5652 | 6198.8042 |  | 0.04457 |  |  |  |  | 1 | 1 | 1 | 1 | 1 | [5 empty] | 5.0395 | 0.49397 | 570.7763 | 26826.484 | 684.9315 | 0.11063 | 0.10093 | 0.097731 | 0.10132 | 0.089522 | 0.11063 | 0.10093 | 0.097731 | 0.10132 | 0.089522 | 100000 | 100000 | 0 | 0 | 0
4615 |  |  |  | 9795.2055 |  |  |  |  | 3733.246 | 3775.731 | 3818.216 | 3860.701 | 3903.186 | 7659.8804 | 7452.9367 | 7245.9931 | 7039.0494 | 6832.1057 |  | 0.1325 |  |  |  |  | 1 | 1 | 1 | 1 | 1 | [5 empty] | 4.3768 | 1.9547 | 570.7763 | 26826.484 | 684.9315 | 0.10979 | 0.094611 | 0.082347 | 0.046844 | 0.044615 | 0.10979 | 0.094611 | 0.082347 | 0.046844 | 0.044615 | 100000 | 100000 | 0 | 0 | 0
4616 |  |  |  | 9795.2055 |  |  |  |  | 3525.6396 | 3575.7971 | 3625.9546 | 3676.1121 | 3726.2696 | 5966.1404 | 5804.9558 | 5643.7711 | 5482.5865 | 5321.4019 |  | 0.26071 |  |  |  |  | 1 | 1 | 1 | 1 | 1 | [5 empty] | 3.2365 | 2.7422 | 570.7763 | 26826.484 | 684.9315 | 0.10843 | 0.083097 | 0.043614 | 0.040987 | 0.042437 | 0.10843 | 0.083097 | 0.043614 | 0.040987 | 0.042437 | 100000 | 100000 | 0 | 0 | 0
4617 |  |  |  | 9795.2055 |  |  |  |  | 3485.2921 | 3560.2821 | 3635.2721 | 3710.2621 | 3785.2521 | 5921.8287 | 5761.8413 | 5601.8538 | 5441.8663 | 5281.8788 |  | 0.48762 |  |  |  |  | 1 | 1 | 1 | 1 | 1 | [5 empty] | 2.3461 | 3.284 | 570.7763 | 26826.484 | 684.9315 | 0.10564 | 0.077609 | 0.040773 | 0.039608 | 0.041072 | 0.10564 | 0.077609 | 0.040773 | 0.039608 | 0.041072 | 100000 | 100000 | 0 | 0 | 0
4618 |  |  |  | 9795.2055 |  |  |  |  | 3723.7093 | 3828.4518 | 3933.1943 | 4037.9368 | 4142.6793 | 5613.0205 | 5461.3759 | 5309.7314 | 5158.0869 | 5006.4423 |  | 0.5983 |  |  |  |  | 1 | 1 | 1 | 1 | 1 | [5 empty] | 3.104 | 3.0564 | 570.7763 | 26826.484 | 684.9315 | 0.10515 | 0.077781 | 0.040779 | 0.039089 | 0.041084 | 0.10515 | 0.077781 | 0.040779 | 0.039089 | 0.041084 | 100000 | 100000 | 0 | 0 | 0
4619 |  |  |  | 9795.2055 |  |  |  |  | 4188.8061 | 4352.6986 | 4516.5911 | 4680.4836 | 4844.3761 | 5152.1966 | 5013.002 | 4873.8073 | 4734.6126 | 4595.418 |  | 0.67957 |  |  |  |  | 1 | 1 | 1 | 1 | 1 | [5 empty] | 2.5442 | 5.3243 | 570.7763 | 26826.484 | 684.9315 | 0.1051 | 0.077892 | 0.040781 | 0.039091 | 0.04096 | 0.1051 | 0.077892 | 0.040781 | 0.039091 | 0.04096 | 100000 | 100000 | 0 | 0 | 0
4620 |  |  |  | 9795.2055 |  |  |  |  | 4324.5205 | 4529.388 | 4734.2555 | 4939.123 | 5143.9905 | 5162.0005 | 5022.541 | 4883.0815 | 4743.6219 | 4604.1624 |  | 0.70455 |  |  |  |  | 1 | 1 | 1 | 1 | 1 | [5 empty] | 2.285 | 7.6445 | 570.7763 | 26826.484 | 684.9315 | 0.1052 | 0.077744 | 0.040779 | 0.039162 | 0.041039 | 0.1052 | 0.077744 | 0.040779 | 0.039162 | 0.041039 | 100000 | 100000 | 0 | 0 | 0
4621 |  |  |  | 9795.2055 |  |  |  |  | 4202.0108 | 4472.1608 | 4742.3108 | 5012.4608 | 5282.6108 | 4512.5815 | 4390.667 | 4268.7526 | 4146.8381 | 4024.9237 |  | 0.67932 |  |  |  |  | 1 | 1 | 1 | 1 | 1 | [5 empty] | 2.5067 | 4.7619 | 570.7763 | 26826.484 | 684.9315 | 0.10566 | 0.077716 | 0.040784 | 0.039167 | 0.041044 | 0.10566 | 0.077716 | 0.040784 | 0.039167 | 0.041044 | 100000 | 100000 | 0 | 0 | 0
4622 |  |  |  | 9795.2055 |  |  |  |  | 4057.4933 | 4374.9408 | 4692.3883 | 5009.8358 | 5327.2833 | 4447.7834 | 4327.6196 | 4207.4558 | 4087.2919 | 3967.1281 |  | 0.57141 |  |  |  |  | 1 | 1 | 1 | 1 | 1 | [5 empty] | 2.1501 | 5.7311 | 570.7763 | 26826.484 | 684.9315 | 0.10643 | 0.077679 | 0.040764 | 0.039142 | 0.041023 | 0.10643 | 0.077679 | 0.040764 | 0.039142 | 0.041023 | 100000 | 100000 | 0 | 0 | 0
4623 |  |  |  | 9795.2055 |  |  |  |  | 3765.524 | 4190.2165 | 4614.909 | 5039.6015 | 5464.294 | 4036.7882 | 3927.7281 | 3818.6679 | 3709.6078 | 3600.5476 |  | 0.03575 |  |  |  |  | 1 | 1 | 1 | 1 | 1 | [5 empty] | 1.0097 | 3.661 | 570.7763 | 26826.484 | 684.9315 | 0.10655 | 0.079959 | 0.040779 | 0.039166 | 0.041266 | 0.10655 | 0.079959 | 0.040779 | 0.039166 | 0.041266 | 100000 | 100000 | 0 | 0 | 0
4624 |  |  |  | 9795.2055 |  |  |  |  | 3769.9255 | 4390.7139 | 5011.5022 | 5632.2905 | 6253.0789 | 4369.3524 | 4251.3075 | 4133.2626 | 4015.2177 | 3897.1728 |  | 0.22163 |  |  |  |  | 1 | 1 | 1 | 1 | 1 | [5 empty] | 1.7439 | 3.0231 | 570.7763 | 26826.484 | 684.9315 | 0.10707 | 0.085846 | 0.042949 | 0.040688 | 0.043162 | 0.10707 | 0.085846 | 0.042949 | 0.040689 | 0.043162 | 100000 | 100000 | 0 | 0 | 0
4625 |  |  |  | 9795.2055 |  |  |  |  | 4117.6478 | 4893.5303 | 5669.4128 | 6445.2953 | 7221.1778 | 4749.7058 | 4621.3851 | 4493.0643 | 4364.7436 | 4236.4229 |  | 0.13643 |  |  |  |  | 1 | 1 | 1 | 1 | 1 | [5 empty] | 1.5739 | 8.6001 | 570.7763 | 26826.484 | 684.9315 | 0.11089 | 0.099648 | 0.088356 | 0.045613 | 0.044665 | 0.11089 | 0.099648 | 0.088356 | 0.045613 | 0.044665 | 100000 | 100000 | 0 | 0 | 0
4626 |  |  |  | 9795.2055 |  |  |  |  | 4684.7138 | 5509.6822 | 6334.6505 | 7159.6188 | 7984.5872 | 4767.2048 | 4638.4113 | 4509.6178 | 4380.8243 | 4252.0308 |  | 0.02305 |  |  |  |  | 1 | 1 | 1 | 1 | 1 | [5 empty] | 1.1134 | 8.9378 | 570.7763 | 26826.484 | 684.9315 | 0.11422 | 0.10349 | 0.095837 | 0.093394 | 0.075045 | 0.11422 | 0.10349 | 0.095837 | 0.093394 | 0.075045 | 100000 | 100000 | 0 | 0 | 0
4627 |  |  |  | 9795.2055 |  |  |  |  | 5079.3859 | 5854.8559 | 6630.3259 | 7405.7959 | 8181.2659 | 4999.4087 | 4864.3419 | 4729.275 | 4594.2082 | 4459.1413 |  | 0.01106 |  |  |  |  | 1 | 1 | 1 | 1 | 1 | [5 empty] | 10.771 | 11.4143 | 570.7763 | 26826.484 | 684.9315 | 0.11332 | 0.10431 | 0.098405 | 0.10262 | 0.085097 | 0.11332 | 0.10431 | 0.098405 | 0.10262 | 0.085097 | 100000 | 100000 | 0 | 0 | 0
4628 |  |  |  | 9795.2055 |  |  |  |  | 5066.9149 | 5710.6099 | 6354.3049 | 6997.9999 | 7641.6949 | 5360.751 | 5215.9219 | 5071.0928 | 4926.2638 | 4781.4347 |  | 0 |  |  |  |  | 1 | 1 | 1 | 1 | 1 | [5 empty] | 11.2668 | 8.3114 | 570.7763 | 26826.484 | 684.9315 | 0.11315 | 0.10342 | 0.096732 | 0.10106 | 0.085126 | 0.11315 | 0.10342 | 0.096732 | 0.10106 | 0.085126 | 100000 | 100000 | 0 | 0 | 0
4629 |  |  |  | 9795.2055 |  |  |  |  | 4964.2121 | 5471.8421 | 5979.4721 | 6487.1021 | 6994.7321 | 4844.5815 | 4713.6976 | 4582.8136 | 4451.9297 | 4321.0457 |  | 0 |  |  |  |  | 1 | 1 | 1 | 1 | 1 | [5 empty] | 9.5636 | 6.1522 | 570.7763 | 26826.484 | 684.9315 | 0.11243 | 0.10329 | 0.095932 | 0.098767 | 0.084997 | 0.11243 | 0.10329 | 0.095932 | 0.098767 | 0.084997 | 100000 | 100000 | 0 | 0 | 0
4630 |  |  |  | 9795.2055 |  |  |  |  | 4778.6135 | 5217.221 | 5655.8285 | 6094.436 | 6533.0435 | 3762.5202 | 3660.8699 | 3559.2195 | 3457.5691 | 3355.9187 |  | 0 |  |  |  |  | 1 | 1 | 1 | 1 | 1 | [5 empty] | 6.7449 | 7.1435 | 570.7763 | 26826.484 | 684.9315 | 0.11217 | 0.10347 | 0.095915 | 0.099063 | 0.085392 | 0.11217 | 0.10347 | 0.095915 | 0.099063 | 0.085392 | 100000 | 100000 | 0 | 0 | 0
4631 |  |  |  | 9795.2055 |  |  |  |  | 3474.2882 | 3873.6549 | 4273.0216 | 4672.3882 | 5071.7549 | 2152.1686 | 2094.0244 | 2035.8802 | 1977.736 | 1919.5918 |  | 0 |  |  |  |  | 1 | 1 | 1 | 1 | 1 | [5 empty] | 5.9091 | 8.4916 | 570.7763 | 26826.484 | 684.9315 | 0.11165 | 0.10278 | 0.096175 | 0.099245 | 0.085484 | 0.11165 | 0.10278 | 0.096175 | 0.099245 | 0.085484 | 100000 | 100000 | 0 | 0 | 0
4632 |  |  |  | 9795.2055 |  |  |  |  | 2483.1484 | 2690.0784 | 2897.0084 | 3103.9384 | 3310.8684 | 1566.439 | 1524.1192 | 1481.7994 | 1439.4796 | 1397.1598 |  | 0 |  |  |  |  | 1 | 1 | 1 | 1 | 1 | [5 empty] | 5.956 | 9.1791 | 570.7763 | 26826.484 | 684.9315 | 0.11032 | 0.10277 | 0.096095 | 0.099268 | 0.085464 | 0.11032 | 0.10277 | 0.096095 | 0.099268 | 0.085464 | 100000 | 100000 | 0 | 0 | 0
4633 |  |  |  | 9795.2055 |  |  |  |  | 2062.3255 | 2161.9805 | 2261.6355 | 2361.2905 | 2460.9455 | 1748.4187 | 1701.1825 | 1653.9462 | 1606.7099 | 1559.4737 |  | 0 |  |  |  |  | 1 | 1 | 1 | 1 | 1 | [5 empty] | 6.4875 | 9.2784 | 570.7763 | 26826.484 | 684.9315 | 0.11032 | 0.10273 | 0.096065 | 0.099207 | 0.085361 | 0.11032 | 0.10273 | 0.096065 | 0.099207 | 0.085361 | 100000 | 100000 | 0 | 0 | 0
4634 |  |  |  | 9795.2055 |  |  |  |  | 1903.2339 | 1951.9064 | 2000.5789 | 2049.2514 | 2097.9239 | 1571.634 | 1529.1738 | 1486.7137 | 1444.2535 | 1401.7934 |  | 0 |  |  |  |  | 1 | 1 | 1 | 1 | 1 | [5 empty] | 5.5116 | 11.104 | 570.7763 | 26826.484 | 684.9315 | 0.11035 | 0.10288 | 0.0961 | 0.099191 | 0.085423 | 0.11035 | 0.10288 | 0.0961 | 0.099191 | 0.085423 | 100000 | 100000 | 0 | 0 | 0
4635 |  |  |  | 9795.2055 |  |  |  |  | 1857.046 | 1899.1185 | 1941.191 | 1983.2635 | 2025.336 | 1760.0383 | 1712.4881 | 1664.9379 | 1617.3877 | 1569.8375 |  | 0 |  |  |  |  | 1 | 1 | 1 | 1 | 1 | [5 empty] | 5.1108 | 10.4372 | 570.7763 | 26826.484 | 684.9315 | 0.11039 | 0.10313 | 0.096112 | 0.099222 | 0.08548 | 0.11039 | 0.10313 | 0.096112 | 0.099222 | 0.08548 | 100000 | 100000 | 0 | 0 | 0
4636 |  |  |  | 9795.2055 |  |  |  |  | 1891.5037 | 1932.4762 | 1973.4487 | 2014.4212 | 2055.3937 | 3066.7279 | 2983.8754 | 2901.023 | 2818.1705 | 2735.3181 |  | 0 |  |  |  |  | 1 | 1 | 1 | 1 | 1 | [5 empty] | 4.8094 | 11.1431 | 570.7763 | 26826.484 | 684.9315 | 0.10809 | 0.10412 | 0.096099 | 0.099841 | 0.085548 | 0.10809 | 0.10412 | 0.096099 | 0.099841 | 0.085548 | 100000 | 100000 | 0 | 0 | 0
4637 |  |  |  | 9795.2055 |  |  |  |  | 2375.3767 | 2415.3867 | 2455.3967 | 2495.4067 | 2535.4167 | 6041.9069 | 5878.6753 | 5715.4437 | 5552.2122 | 5388.9806 |  | 0.00161 |  |  |  |  | 1 | 1 | 1 | 1 | 1 | [5 empty] | 5.5359 | 10.1428 | 570.7763 | 26826.484 | 684.9315 | 0.10928 | 0.10412 | 0.096369 | 0.1014 | 0.085083 | 0.10928 | 0.10412 | 0.096369 | 0.10141 | 0.085083 | 100000 | 100000 | 0 | 0 | 0
4638 |  |  |  | 9795.2055 |  |  |  |  | 3190.6294 | 3232.8394 | 3275.0494 | 3317.2594 | 3359.4694 | 7537.2004 | 7333.5711 | 7129.9418 | 6926.3126 | 6722.6833 |  | 0.0233 |  |  |  |  | 1 | 1 | 1 | 1 | 1 | [5 empty] | 5.9191 | 9.1121 | 570.7763 | 26826.484 | 684.9315 | 0.10993 | 0.10437 | 0.096112 | 0.099891 | 0.082162 | 0.10993 | 0.10437 | 0.096112 | 0.099892 | 0.082162 | 100000 | 100000 | 0 | 0 | 0
4639 |  |  |  | 9795.2055 |  |  |  |  | 3730.9543 | 3772.4768 | 3813.9993 | 3855.5218 | 3897.0443 | 8293.2984 | 8069.242 | 7845.1855 | 7621.1291 | 7397.0727 |  | 0.13024 |  |  |  |  | 1 | 1 | 1 | 1 | 1 | [5 empty] | 5.4997 | 9.5343 | 570.7763 | 26826.484 | 684.9315 | 0.11048 | 0.10331 | 0.091947 | 0.079321 | 0.046567 | 0.11048 | 0.10331 | 0.091947 | 0.079321 | 0.046567 | 100000 | 100000 | 0 | 0 | 0
4640 |  |  |  | 9795.2055 |  |  |  |  | 3523.4754 | 3575.4479 | 3627.4204 | 3679.3929 | 3731.3654 | 6453.5849 | 6279.2312 | 6104.8775 | 5930.5238 | 5756.1701 |  | 0.21809 |  |  |  |  | 1 | 1 | 1 | 1 | 1 | [5 empty] | 4.9786 | 9.8126 | 570.7763 | 26826.484 | 684.9315 | 0.11073 | 0.097885 | 0.084393 | 0.046007 | 0.044781 | 0.11073 | 0.097885 | 0.084393 | 0.046007 | 0.044781 | 100000 | 100000 | 0 | 0 | 0
4641 |  |  |  | 9795.2055 |  |  |  |  | 3483.1527 | 3557.8952 | 3632.6377 | 3707.3802 | 3782.1227 | 6403.9944 | 6230.9804 | 6057.9665 | 5884.9526 | 5711.9386 |  | 0.3058 |  |  |  |  | 1 | 1 | 1 | 1 | 1 | [5 empty] | 5.0577 | 10.162 | 570.7763 | 26826.484 | 684.9315 | 0.10745 | 0.089752 | 0.045939 | 0.04154 | 0.042507 | 0.10745 | 0.089752 | 0.045939 | 0.041539 | 0.042507 | 100000 | 100000 | 0 | 0 | 0
4642 |  |  |  | 9795.2055 |  |  |  |  | 3721.4235 | 3827.9535 | 3934.4835 | 4041.0135 | 4147.5435 | 6071.1494 | 5907.1278 | 5743.1062 | 5579.0846 | 5415.063 |  | 0.55432 |  |  |  |  | 1 | 1 | 1 | 1 | 1 | [5 empty] | 5.16 | 9.9099 | 570.7763 | 26826.484 | 684.9315 | 0.10596 | 0.086414 | 0.043124 | 0.039784 | 0.041781 | 0.10596 | 0.086414 | 0.043124 | 0.039784 | 0.041781 | 100000 | 100000 | 0 | 0 | 0
4643 |  |  |  | 9795.2055 |  |  |  |  | 4186.2348 | 4349.0273 | 4511.8198 | 4674.6123 | 4837.4048 | 5570.359 | 5419.867 | 5269.375 | 5118.8831 | 4968.3911 |  | 0.46418 |  |  |  |  | 1 | 1 | 1 | 1 | 1 | [5 empty] | 4.8477 | 8.732 | 570.7763 | 26826.484 | 684.9315 | 0.10591 | 0.086349 | 0.04314 | 0.039816 | 0.041763 | 0.10591 | 0.086349 | 0.04314 | 0.039816 | 0.041763 | 100000 | 100000 | 0 | 0 | 0
4644 |  |  |  | 9795.2055 |  |  |  |  | 4321.8659 | 4521.9209 | 4721.9759 | 4922.0309 | 5122.0859 | 5580.4277 | 5429.6637 | 5278.8997 | 5128.1358 | 4977.3718 |  | 0.63279 |  |  |  |  | 1 | 1 | 1 | 1 | 1 | [5 empty] | 4.6318 | 8.3068 | 570.7763 | 26826.484 | 684.9315 | 0.10589 | 0.086341 | 0.043134 | 0.039813 | 0.041734 | 0.10589 | 0.086341 | 0.043134 | 0.039813 | 0.041734 | 100000 | 100000 | 0 | 0 | 0
4645 |  |  |  | 9795.2055 |  |  |  |  | 4199.4314 | 4457.2614 | 4715.0914 | 4972.9214 | 5230.7514 | 4876.2351 | 4744.496 | 4612.7569 | 4481.0177 | 4349.2786 |  | 0.54885 |  |  |  |  | 1 | 1 | 1 | 1 | 1 | [5 empty] | 3.6648 | 7.6475 | 570.7763 | 26826.484 | 684.9315 | 0.10594 | 0.086359 | 0.04315 | 0.039815 | 0.041742 | 0.10594 | 0.086359 | 0.04315 | 0.039815 | 0.041742 | 100000 | 100000 | 0 | 0 | 0
4646 |  |  |  | 9795.2055 |  |  |  |  | 4055.0026 | 4360.6526 | 4666.3026 | 4971.9526 | 5277.6026 | 4804.9009 | 4675.089 | 4545.2771 | 4415.4651 | 4285.6532 |  | 0.62346 |  |  |  |  | 1 | 1 | 1 | 1 | 1 | [5 empty] | 3.0162 | 6.7316 | 570.7763 | 26826.484 | 684.9315 | 0.10667 | 0.088247 | 0.043713 | 0.040188 | 0.042001 | 0.10667 | 0.088247 | 0.043713 | 0.040188 | 0.042001 | 100000 | 100000 | 0 | 0 | 0
4647 |  |  |  | 9795.2055 |  |  |  |  | 3763.2125 | 4185.0458 | 4606.8792 | 5028.7125 | 5450.5458 | 4359.8597 | 4242.0712 | 4124.2828 | 4006.4944 | 3888.7059 |  | 0.54645 |  |  |  |  | 1 | 1 | 1 | 1 | 1 | [5 empty] | 2.7698 | 5.6602 | 570.7763 | 26826.484 | 684.9315 | 0.10749 | 0.088787 | 0.05333 | 0.040448 | 0.042156 | 0.10749 | 0.088787 | 0.05333 | 0.040448 | 0.042156 | 100000 | 100000 | 0 | 0 | 0
4648 |  |  |  | 9795.2055 |  |  |  |  | 3767.6113 | 4380.1497 | 4992.688 | 5605.2263 | 6217.7647 | 4724.3509 | 4596.7152 | 4469.0794 | 4341.4437 | 4213.808 |  | 0.4572 |  |  |  |  | 1 | 1 | 1 | 1 | 1 | [5 empty] | 2.7619 | 4.8651 | 570.7763 | 26826.484 | 684.9315 | 0.1101 | 0.098446 | 0.078547 | 0.042615 | 0.042982 | 0.1101 | 0.098446 | 0.078547 | 0.042615 | 0.042982 | 100000 | 100000 | 0 | 0 | 0
4649 |  |  |  | 9795.2055 |  |  |  |  | 4115.1202 | 4911.9018 | 5708.6835 | 6505.4652 | 7302.2468 | 5136.9373 | 4998.1549 | 4859.3725 | 4720.5901 | 4581.8077 |  | 0.28861 |  |  |  |  | 1 | 1 | 1 | 1 | 1 | [5 empty] | 2.7434 | 3.9402 | 570.7763 | 26826.484 | 684.9315 | 0.11567 | 0.10818 | 0.098459 | 0.088495 | 0.045889 | 0.11567 | 0.10818 | 0.098459 | 0.088495 | 0.045889 | 100000 | 100000 | 0 | 0 | 0
4650 |  |  |  | 9795.2055 |  |  |  |  | 4681.8381 | 5512.3048 | 6342.7714 | 7173.2381 | 8003.7048 | 5153.2201 | 5013.9978 | 4874.7754 | 4735.5531 | 4596.3308 |  | 0.10983 |  |  |  |  | 1 | 1 | 1 | 1 | 1 | [5 empty] | 2.6007 | 3.7351 | 570.7763 | 26826.484 | 684.9315 | 0.11745 | 0.12057 | 0.10234 | 0.10537 | 0.1065 | 0.11745 | 0.12057 | 0.10234 | 0.10537 | 0.10651 | 100000 | 100000 | 0 | 0 | 0
4651 |  |  |  | 9795.2055 |  |  |  |  | 5076.2679 | 5846.5679 | 6616.8679 | 7387.1679 | 8157.4679 | 5404.9279 | 5258.9053 | 5112.8827 | 4966.8601 | 4820.8375 |  | 0.03132 |  |  |  |  | 1 | 1 | 1 | 1 | 1 | [5 empty] | 2.3019 | 3.2659 | 570.7763 | 26826.484 | 684.9315 | 0.12017 | 0.15799 | 0.11805 | 0.13381 | 0.11008 | 0.12017 | 0.15799 | 0.11805 | 0.13381 | 0.11008 | 100000 | 100000 | 0 | 0 | 0
4652 |  |  |  | 9795.2055 |  |  |  |  | 5063.8046 | 5705.4096 | 6347.0146 | 6988.6196 | 7630.2246 | 5794.5411 | 5637.9925 | 5481.4439 | 5324.8953 | 5168.3467 |  | 0 |  |  |  |  | 1 | 1 | 1 | 1 | 1 | [5 empty] | 2.3426 | 2.5879 | 570.7763 | 26826.484 | 684.9315 | 0.12052 | 0.16307 | 0.13057 | 0.14533 | 0.11216 | 0.12052 | 0.16307 | 0.13057 | 0.14533 | 0.11216 | 100000 | 100000 | 0 | 0 | 0
4653 |  |  |  | 9795.2055 |  |  |  |  | 4961.1648 | 5484.8823 | 6008.5998 | 6532.3173 | 7056.0348 | 5231.8427 | 5090.4963 | 4949.1499 | 4807.8034 | 4666.457 |  | 0 |  |  |  |  | 1 | 1 | 1 | 1 | 1 | [5 empty] | 2.3223 | 2.4862 | 570.7763 | 26826.484 | 684.9315 | 0.1189 | 0.15794 | 0.11592 | 0.13121 | 0.11007 | 0.1189 | 0.15794 | 0.11592 | 0.13122 | 0.11007 | 100000 | 100000 | 0 | 0 | 0
4654 |  |  |  | 9795.2055 |  |  |  |  | 4775.6802 | 5250.586 | 5725.4918 | 6200.3977 | 6675.3035 | 4054.8173 | 3945.27 | 3835.7228 | 3726.1756 | 3616.6283 |  | 0 |  |  |  |  | 1 | 1 | 1 | 1 | 1 | [5 empty] | 1.0417 | 2.9425 | 570.7763 | 26826.484 | 684.9315 | 0.11774 | 0.15283 | 0.10506 | 0.10674 | 0.10886 | 0.11774 | 0.15283 | 0.10506 | 0.10674 | 0.10886 | 100000 | 100000 | 0 | 0 | 0
4655 |  |  |  | 9795.2055 |  |  |  |  | 3472.1555 | 3845.673 | 4219.1905 | 4592.708 | 4966.2255 | 2312.5681 | 2250.0905 | 2187.6128 | 2125.1352 | 2062.6575 |  | 0 |  |  |  |  | 1 | 1 | 1 | 1 | 1 | [5 empty] | 1.2485 | 3.4045 | 570.7763 | 26826.484 | 684.9315 | 0.11609 | 0.11848 | 0.10266 | 0.10505 | 0.10687 | 0.11609 | 0.11848 | 0.10266 | 0.10505 | 0.10687 | 100000 | 100000 | 0 | 0 | 0
4656 |  |  |  | 9795.2055 |  |  |  |  | 2481.7969 | 2693.5394 | 2905.2819 | 3117.0244 | 3328.7669 | 1481.6155 | 1441.5873 | 1401.5592 | 1361.531 | 1321.5028 |  | 0 |  |  |  |  | 1 | 1 | 1 | 1 | 1 | [5 empty] | 1.4928 | 4.9243 | 570.7763 | 26826.484 | 684.9315 | 0.11457 | 0.11249 | 0.1011 | 0.10462 | 0.10506 | 0.11457 | 0.11249 | 0.1011 | 0.10462 | 0.10506 | 100000 | 100000 | 0 | 0 | 0
4657 |  |  |  | 9795.2055 |  |  |  |  | 2061.2031 | 2161.5181 | 2261.8331 | 2362.1481 | 2462.4631 | 1652.6424 | 1607.9936 | 1563.3449 | 1518.6962 | 1474.0475 |  | 0 |  |  |  |  | 1 | 1 | 1 | 1 | 1 | [5 empty] | 5.2206 | 5.9247 | 570.7763 | 26826.484 | 684.9315 | 0.11449 | 0.11251 | 0.10112 | 0.10436 | 0.105 | 0.11449 | 0.11251 | 0.10112 | 0.10436 | 0.105 | 100000 | 100000 | 0 | 0 | 0
4658 |  |  |  | 9795.2055 |  |  |  |  | 1902.1981 | 1951.5306 | 2000.8631 | 2050.1956 | 2099.5281 | 1486.6451 | 1446.4811 | 1406.317 | 1366.153 | 1325.9889 |  | 0 |  |  |  |  | 1 | 1 | 1 | 1 | 1 | [5 empty] | 3.6287 | 7.7051 | 570.7763 | 26826.484 | 684.9315 | 0.11449 | 0.11248 | 0.10119 | 0.10436 | 0.10488 | 0.11449 | 0.11248 | 0.10119 | 0.10436 | 0.10488 | 100000 | 100000 | 0 | 0 | 0
4659 |  |  |  | 9795.2055 |  |  |  |  | 1856.0353 | 1896.3203 | 1936.6053 | 1976.8903 | 2017.1753 | 1661.7856 | 1616.8898 | 1571.9941 | 1527.0984 | 1482.2026 |  | 0 |  |  |  |  | 1 | 1 | 1 | 1 | 1 | [5 empty] | 4.4328 | 9.0143 | 570.7763 | 26826.484 | 684.9315 | 0.11442 | 0.1124 | 0.101 | 0.10404 | 0.10466 | 0.11442 | 0.1124 | 0.101 | 0.10404 | 0.10466 | 100000 | 100000 | 0 | 0 | 0
4660 |  |  |  | 9795.2055 |  |  |  |  | 1890.4742 | 1931.5842 | 1972.6942 | 2013.8042 | 2054.9142 | 2891.9188 | 2813.7891 | 2735.6594 | 2657.5297 | 2579.4 |  | 0 |  |  |  |  | 1 | 1 | 1 | 1 | 1 | [5 empty] | 4.489 | 9.2051 | 570.7763 | 26826.484 | 684.9315 | 0.10644 | 0.096772 | 0.08552 | 0.07821 | 0.052025 | 0.10644 | 0.096772 | 0.08552 | 0.07821 | 0.052025 | 100000 | 100000 | 0 | 0 | 0
4661 |  |  |  | 9795.2055 |  |  |  |  | 2374.0839 | 2413.4064 | 2452.7289 | 2492.0514 | 2531.3739 | 5675.8228 | 5522.4816 | 5369.1403 | 5215.7991 | 5062.4579 |  | 0.00159 |  |  |  |  | 1 | 1 | 1 | 1 | 1 | [5 empty] | 4.5513 | 9.7322 | 570.7763 | 26826.484 | 684.9315 | 0.10388 | 0.097605 | 0.08558 | 0.079983 | 0.051084 | 0.10388 | 0.097605 | 0.08558 | 0.079983 | 0.051084 | 100000 | 100000 | 0 | 0 | 0
4662 |  |  |  | 9795.2055 |  |  |  |  | 3188.8929 | 3231.2404 | 3273.5879 | 3315.9354 | 3358.2829 | 7067.5976 | 6876.6554 | 6685.7132 | 6494.7709 | 6303.8287 |  | 0.04184 |  |  |  |  | 1 | 1 | 1 | 1 | 1 | [5 empty] | 4.1257 | 8.2073 | 570.7763 | 26826.484 | 684.9315 | 0.10371 | 0.095433 | 0.074756 | 0.04636 | 0.045831 | 0.10371 | 0.095433 | 0.074756 | 0.04636 | 0.045831 | 100000 | 100000 | 0 | 0 | 0
4663 |  |  |  | 9795.2055 |  |  |  |  | 3728.9237 | 3769.7587 | 3810.5937 | 3851.4287 | 3892.2637 | 7786.7813 | 7576.4093 | 7366.0372 | 7155.6651 | 6945.293 |  | 0.13442 |  |  |  |  | 1 | 1 | 1 | 1 | 1 | [5 empty] | 2.6278 | 7.2654 | 570.7763 | 26826.484 | 684.9315 | 0.10264 | 0.093437 | 0.04213 | 0.043201 | 0.044542 | 0.10264 | 0.093437 | 0.04213 | 0.043201 | 0.044542 | 100000 | 100000 | 0 | 0 | 0
4664 |  |  |  | 9795.2055 |  |  |  |  | 3521.5578 | 3570.7253 | 3619.8928 | 3669.0603 | 3718.2278 | 6063.7604 | 5899.9384 | 5736.1165 | 5572.2945 | 5408.4725 |  | 0.31406 |  |  |  |  | 1 | 1 | 1 | 1 | 1 | [5 empty] | 2.1476 | 7.7823 | 570.7763 | 26826.484 | 684.9315 | 0.10377 | 0.080483 | 0.039957 | 0.040255 | 0.042593 | 0.10377 | 0.080483 | 0.039957 | 0.040255 | 0.042593 | 100000 | 100000 | 0 | 0 | 0
4665 |  |  |  | 9795.2055 |  |  |  |  | 3481.257 | 3554.267 | 3627.277 | 3700.287 | 3773.297 | 6018.3813 | 5855.7853 | 5693.1893 | 5530.5933 | 5367.9973 |  | 0.47477 |  |  |  |  | 1 | 1 | 1 | 1 | 1 | [5 empty] | 2.8236 | 6.8633 | 570.7763 | 26826.484 | 684.9315 | 0.096669 | 0.043036 | 0.037845 | 0.036709 | 0.039881 | 0.096669 | 0.043036 | 0.037845 | 0.036709 | 0.039881 | 100000 | 100000 | 0 | 0 | 0
4666 |  |  |  | 9795.2055 |  |  |  |  | 3719.3981 | 3828.4306 | 3937.4631 | 4046.4956 | 4155.5281 | 5704.7666 | 5550.6434 | 5396.5202 | 5242.397 | 5088.2738 |  | 0.60603 |  |  |  |  | 1 | 1 | 1 | 1 | 1 | [5 empty] | 3.036 | 5.7613 | 570.7763 | 26826.484 | 684.9315 | 0.096678 | 0.042359 | 0.036986 | 0.035035 | 0.038826 | 0.096678 | 0.042359 | 0.036986 | 0.035035 | 0.038826 | 100000 | 100000 | 0 | 0 | 0
4667 |  |  |  | 9795.2055 |  |  |  |  | 4183.9565 | 4346.7498 | 4509.5431 | 4672.3365 | 4835.1298 | 5235.9244 | 5094.4677 | 4953.011 | 4811.5543 | 4670.0976 |  | 0.69669 |  |  |  |  | 1 | 1 | 1 | 1 | 1 | [5 empty] | 3.2268 | 5.1843 | 570.7763 | 26826.484 | 684.9315 | 0.097047 | 0.042321 | 0.036996 | 0.035049 | 0.038841 | 0.097047 | 0.042321 | 0.036996 | 0.035049 | 0.038841 | 100000 | 100000 | 0 | 0 | 0
4668 |  |  |  | 9795.2055 |  |  |  |  | 4319.5137 | 4528.5062 | 4737.4987 | 4946.4912 | 5155.4837 | 5245.778 | 5104.0551 | 4962.3322 | 4820.6093 | 4678.8864 |  | 0.73079 |  |  |  |  | 1 | 1 | 1 | 1 | 1 | [5 empty] | 3.4098 | 4.2182 | 570.7763 | 26826.484 | 684.9315 | 0.097042 | 0.042298 | 0.037 | 0.035056 | 0.038873 | 0.097042 | 0.042298 | 0.037 | 0.035056 | 0.038873 | 100000 | 100000 | 0 | 0 | 0
4669 |  |  |  | 9795.2055 |  |  |  |  | 4197.1458 | 4457.6158 | 4718.0858 | 4978.5558 | 5239.0258 | 4585.3789 | 4461.4977 | 4337.6165 | 4213.7353 | 4089.8542 |  | 0.73541 |  |  |  |  | 1 | 1 | 1 | 1 | 1 | [5 empty] | 3.5177 | 2.9127 | 570.7763 | 26826.484 | 684.9315 | 0.096988 | 0.042341 | 0.037015 | 0.035074 | 0.038838 | 0.096988 | 0.042341 | 0.037015 | 0.035074 | 0.038838 | 100000 | 100000 | 0 | 0 | 0
4670 |  |  |  | 9795.2055 |  |  |  |  | 4052.7957 | 4367.0257 | 4681.2557 | 4995.4857 | 5309.7157 | 4519.2642 | 4397.1692 | 4275.0742 | 4152.9792 | 4030.8842 |  | 0.65414 |  |  |  |  | 1 | 1 | 1 | 1 | 1 | [5 empty] | 3.8788 | 1.186 | 570.7763 | 26826.484 | 684.9315 | 0.097008 | 0.042377 | 0.037039 | 0.035113 | 0.038842 | 0.097008 | 0.042377 | 0.037039 | 0.035113 | 0.038842 | 100000 | 100000 | 0 | 0 | 0
4671 |  |  |  | 9795.2055 |  |  |  |  | 3761.1644 | 4190.1469 | 4619.1294 | 5048.1119 | 5477.0944 | 4101.4477 | 3990.6407 | 3879.8337 | 3769.0266 | 3658.2196 |  | 0.55456 |  |  |  |  | 1 | 1 | 1 | 1 | 1 | [5 empty] | 4.2354 | 1.7258 | 570.7763 | 26826.484 | 684.9315 | 0.097003 | 0.042393 | 0.037065 | 0.035425 | 0.038849 | 0.097003 | 0.042393 | 0.037065 | 0.035425 | 0.038848 | 100000 | 100000 | 0 | 0 | 0
4672 |  |  |  | 9795.2055 |  |  |  |  | 3765.5608 | 4384.2867 | 5003.0125 | 5621.7383 | 6240.4642 | 4440.4353 | 4320.47 | 4200.5047 | 4080.5394 | 3960.574 |  | 0.46313 |  |  |  |  | 1 | 1 | 1 | 1 | 1 | [5 empty] | 4.6475 | 1.5484 | 570.7763 | 26826.484 | 684.9315 | 0.099006 | 0.042801 | 0.037374 | 0.036068 | 0.039188 | 0.099006 | 0.042801 | 0.037374 | 0.036068 | 0.039188 | 100000 | 100000 | 0 | 0 | 0
4673 |  |  |  | 9795.2055 |  |  |  |  | 4112.8805 | 4891.3755 | 5669.8705 | 6448.3655 | 7226.8605 | 4827.2511 | 4696.8354 | 4566.4196 | 4436.0039 | 4305.5882 |  | 0.18181 |  |  |  |  | 1 | 1 | 1 | 1 | 1 | [5 empty] | 4.7495 | 2.3806 | 570.7763 | 26826.484 | 684.9315 | 0.10425 | 0.075457 | 0.041892 | 0.040307 | 0.042273 | 0.10425 | 0.075457 | 0.041892 | 0.040307 | 0.042273 | 100000 | 100000 | 0 | 0 | 0
4674 |  |  |  | 9795.2055 |  |  |  |  | 4679.29 | 5509.7575 | 6340.225 | 7170.6925 | 8001.16 | 4844.4902 | 4713.6087 | 4582.7272 | 4451.8458 | 4320.9643 |  | 0.02854 |  |  |  |  | 1 | 1 | 1 | 1 | 1 | [5 empty] | 5.454 | 5.7877 | 570.7763 | 26826.484 | 684.9315 | 0.10495 | 0.091111 | 0.045201 | 0.043303 | 0.045296 | 0.10495 | 0.091111 | 0.045201 | 0.043303 | 0.045296 | 100000 | 100000 | 0 | 0 | 0
4675 |  |  |  | 9795.2055 |  |  |  |  | 5073.5052 | 5874.8244 | 6676.1435 | 7477.4627 | 8278.7819 | 5080.6034 | 4943.343 | 4806.0825 | 4668.8221 | 4531.5616 |  | 0.00148 |  |  |  |  | 1 | 1 | 1 | 1 | 1 | [5 empty] | 7.1697 | 8.4948 | 570.7763 | 26826.484 | 684.9315 | 0.10709 | 0.093934 | 0.050086 | 0.049419 | 0.04767 | 0.10709 | 0.093934 | 0.050086 | 0.049419 | 0.04767 | 100000 | 100000 | 0 | 0 | 0
4676 |  |  |  | 9795.2055 |  |  |  |  | 5061.0486 | 5685.9344 | 6310.8202 | 6935.7061 | 7560.5919 | 5447.5998 | 5300.4243 | 5153.2489 | 5006.0735 | 4858.898 |  | 0 |  |  |  |  | 1 | 1 | 1 | 1 | 1 | [5 empty] | 7.8853 | 7.8807 | 570.7763 | 26826.484 | 684.9315 | 0.099345 | 0.08359 | 0.068533 | 0.069233 | 0.04665 | 0.099345 | 0.08359 | 0.068533 | 0.069233 | 0.04665 | 100000 | 100000 | 0 | 0 | 0
4677 |  |  |  | 9795.2055 |  |  |  |  | 4958.4647 | 5500.0564 | 6041.648 | 6583.2397 | 7124.8314 | 4922.085 | 4789.1072 | 4656.1294 | 4523.1515 | 4390.1737 |  | 0 |  |  |  |  | 1 | 1 | 1 | 1 | 1 | [5 empty] | 8.6346 | 10.5987 | 570.7763 | 26826.484 | 684.9315 | 0.081608 | 0.076552 | 0.045975 | 0.047152 | 0.045955 | 0.081608 | 0.076552 | 0.045975 | 0.047152 | 0.045955 | 100000 | 100000 | 0 | 0 | 0
4678 |  |  |  | 9795.2055 |  |  |  |  | 4773.081 | 5225.301 | 5677.521 | 6129.741 | 6581.961 | 3820.9648 | 3717.7355 | 3614.5061 | 3511.2768 | 3408.0474 |  | 0 |  |  |  |  | 1 | 1 | 1 | 1 | 1 | [5 empty] | 11.327 | 13.1876 | 570.7763 | 26826.484 | 684.9315 | 0.078844 | 0.063189 | 0.030382 | 0.042726 | 0.045028 | 0.078844 | 0.063189 | 0.030382 | 0.042726 | 0.045028 | 100000 | 100000 | 0 | 0 | 0
4679 |  |  |  | 9795.2055 |  |  |  |  | 3470.2658 | 3867.0483 | 4263.8308 | 4660.6133 | 5057.3958 | 2184.1962 | 2125.1867 | 2066.1772 | 2007.1677 | 1948.1583 |  | 0 |  |  |  |  | 1 | 1 | 1 | 1 | 1 | [5 empty] | 10.3559 | 22.5635 | 570.7763 | 26826.484 | 684.9315 | 0.078787 | 0.059665 | 0.027338 | 0.042173 | 0.044327 | 0.078787 | 0.059665 | 0.027338 | 0.042173 | 0.044327 | 100000 | 100000 | 0 | 0 | 0
4680 |  |  |  | 9795.2055 |  |  |  |  | 2480.6195 | 2682.737 | 2884.8545 | 3086.972 | 3289.0895 | 1598.5739 | 1555.3859 | 1512.1979 | 1469.0099 | 1425.822 |  | 0 |  |  |  |  | 1 | 1 | 1 | 1 | 1 | [5 empty] | 11.621 | 19.9871 | 570.7763 | 26826.484 | 684.9315 | 0.075201 | 0.056659 | 0.025097 | 0.041984 | 0.044179 | 0.075201 | 0.056659 | 0.025097 | 0.041984 | 0.044179 | 100000 | 100000 | 0 | 0 | 0
4681 |  |  |  | 9795.2055 |  |  |  |  | 2060.2252 | 2157.901 | 2255.5769 | 2353.2527 | 2450.9285 | 1784.6856 | 1736.4695 | 1688.2534 | 1640.0373 | 1591.8213 |  | 0 |  |  |  |  | 1 | 1 | 1 | 1 | 1 | [5 empty] | 12.3815 | 16.0251 | 570.7763 | 26826.484 | 684.9315 | 0.073617 | 0.059253 | 0.026563 | 0.030196 | 0.043514 | 0.073617 | 0.059253 | 0.026563 | 0.030196 | 0.043514 | 100000 | 100000 | 0 | 0 | 0
4682 |  |  |  | 9795.2055 |  |  |  |  | 1901.2956 | 1948.3181 | 1995.3406 | 2042.3631 | 2089.3856 | 1603.8333 | 1560.5033 | 1517.1732 | 1473.8431 | 1430.5131 |  | 0 |  |  |  |  | 1 | 1 | 1 | 1 | 1 | [5 empty] | 11.4043 | 16.0619 | 570.7763 | 26826.484 | 684.9315 | 0.083304 | 0.067471 | 0.029651 | 0.028455 | 0.043091 | 0.083304 | 0.067471 | 0.029651 | 0.028455 | 0.043091 | 100000 | 100000 | 0 | 0 | 0
4683 |  |  |  | 9795.2055 |  |  |  |  | 1855.1548 | 1895.4398 | 1935.7248 | 1976.0098 | 2016.2948 | 1797.2139 | 1748.6593 | 1700.1048 | 1651.5502 | 1602.9957 |  | 0 |  |  |  |  | 1 | 1 | 1 | 1 | 1 | [5 empty] | 10.1665 | 14.8731 | 570.7763 | 26826.484 | 684.9315 | 0.085733 | 0.07072 | 0.029726 | 0.028401 | 0.043074 | 0.085733 | 0.07072 | 0.029726 | 0.028401 | 0.043074 | 100000 | 100000 | 0 | 0 | 0
4684 |  |  |  | 9795.2055 |  |  |  |  | 1889.5773 | 1929.4498 | 1969.3223 | 2009.1948 | 2049.0673 | 3132.8142 | 3048.1763 | 2963.5384 | 2878.9006 | 2794.2627 |  | 0 |  |  |  |  | 1 | 1 | 1 | 1 | 1 | [5 empty] | 9.0644 | 14.7648 | 570.7763 | 26826.484 | 684.9315 | 0.082963 | 0.033195 | 0.019006 | 0.019688 | 0.021564 | 0.082963 | 0.033195 | 0.019006 | 0.019688 | 0.021564 | 100000 | 100000 | 0 | 0 | 0
4685 |  |  |  | 9795.2055 |  |  |  |  | 2372.9576 | 2413.6551 | 2454.3526 | 2495.0501 | 2535.7476 | 6179.9769 | 6013.0152 | 5846.0534 | 5679.0917 | 5512.1299 |  | 0.0008 |  |  |  |  | 1 | 1 | 1 | 1 | 1 | [5 empty] | 8.3367 | 14.1206 | 570.7763 | 26826.484 | 684.9315 | 0.078178 | 0.011026 | 0.0027701 | 0.019333 | 0.021655 | 0.078178 | 0.011026 | 0.0027701 | 0.019333 | 0.021655 | 100000 | 100000 | 0 | 0 | 0
4686 |  |  |  | 9795.2055 |  |  |  |  | 3187.3801 | 3230.8276 | 3274.2751 | 3317.7226 | 3361.1701 | 7714.1294 | 7505.7201 | 7297.3108 | 7088.9015 | 6880.4922 |  | 0.02186 |  |  |  |  | 1 | 1 | 1 | 1 | 1 | [5 empty] | 7.6688 | 12.5783 | 570.7763 | 26826.484 | 684.9315 | 0.076655 | 0.0041885 | 0.0028072 | 0.015936 | 0.020958 | 0.076655 | 0.0041885 | 0.0028072 | 0.015936 | 0.020958 | 100000 | 100000 | 0 | 0 | 0
4687 |  |  |  | 9795.2055 |  |  |  |  | 3727.1547 | 3767.7147 | 3808.2747 | 3848.8347 | 3889.3947 | 8484.2762 | 8255.0602 | 8025.8442 | 7796.6282 | 7567.4122 |  | 0.04812 |  |  |  |  | 1 | 1 | 1 | 1 | 1 | [5 empty] | 8.3649 | 12.4414 | 570.7763 | 26826.484 | 684.9315 | 0.054954 | 0.003674 | 0.001481 | 0.0024871 | 0.016147 | 0.054954 | 0.003674 | 0.001481 | 0.0024871 | 0.016147 | 100000 | 100000 | 0 | 0 | 0
4688 |  |  |  | 9795.2055 |  |  |  |  | 3519.8871 | 3569.2196 | 3618.5521 | 3667.8846 | 3717.2171 | 6600.6259 | 6422.2996 | 6243.9734 | 6065.6472 | 5887.3209 |  | 0.08506 |  |  |  |  | 1 | 1 | 1 | 1 | 1 | [5 empty] | 8.3372 | 12.6363 | 570.7763 | 26826.484 | 684.9315 | 0.055862 | 0.0033586 | 0.001494 | 0.0014758 | 0.0015662 | 0.055862 | 0.0033586 | 0.001494 | 0.0014758 | 0.0015662 | 100000 | 100000 | 0 | 0 | 0
4689 |  |  |  | 9795.2055 |  |  |  |  | 3479.6054 | 3554.8429 | 3630.0804 | 3705.3179 | 3780.5554 | 6549.4641 | 6372.52 | 6195.576 | 6018.632 | 5841.688 |  | 0.185 |  |  |  |  | 1 | 1 | 1 | 1 | 1 | [5 empty] | 7.2003 | 13.7459 | 570.7763 | 26826.484 | 684.9315 | 0.056346 | 0.0019347 | 0.00094478 | 0.00097747 | 0.0009935 | 0.056346 | 0.0019347 | 0.00094478 | 0.00097747 | 0.0009935 | 100000 | 100000 | 0 | 0 | 0
4690 |  |  |  | 9795.2055 |  |  |  |  | 3717.6335 | 3826.666 | 3935.6985 | 4044.731 | 4153.7635 | 6209.3531 | 6041.5977 | 5873.8423 | 5706.0869 | 5538.3315 |  | 0.30557 |  |  |  |  | 1 | 1 | 1 | 1 | 1 | [5 empty] | 6.331 | 12.9968 | 570.7763 | 26826.484 | 684.9315 | 0.054958 | 0.001526 | 0.00084935 | 0.00051545 | 0.00099497 | 0.054958 | 0.001526 | 0.00084935 | 0.00051545 | 0.00099497 | 100000 | 100000 | 0 | 0 | 0
4691 |  |  |  | 9795.2055 |  |  |  |  | 4181.9715 | 4345.864 | 4509.7565 | 4673.649 | 4837.5415 | 5696.536 | 5542.6352 | 5388.7344 | 5234.8335 | 5080.9327 |  | 0.08876 |  |  |  |  | 1 | 1 | 1 | 1 | 1 | [5 empty] | 5.3193 | 12.9935 | 570.7763 | 26826.484 | 684.9315 | 0.055523 | 0.0015204 | 0.00085134 | 0.00049269 | 0.00099308 | 0.055523 | 0.0015204 | 0.00085134 | 0.00049269 | 0.00099308 | 100000 | 100000 | 0 | 0 | 0
4692 |  |  |  | 9795.2055 |  |  |  |  | 4317.4645 | 4520.957 | 4724.4495 | 4927.942 | 5131.4345 | 5706.6915 | 5552.5163 | 5398.3411 | 5244.1659 | 5089.9907 |  | 0.13308 |  |  |  |  | 1 | 1 | 1 | 1 | 1 | [5 empty] | 4.814 | 12.6324 | 570.7763 | 26826.484 | 684.9315 | 0.0546 | 0.0014998 | 0.0008406 | 0.00048031 | 0.00096629 | 0.0546 | 0.0014998 | 0.0008406 | 0.00048031 | 0.00096629 | 100000 | 100000 | 0 | 0 | 0
4693 |  |  |  | 9795.2055 |  |  |  |  | 4195.1546 | 4456.5046 | 4717.8546 | 4979.2046 | 5240.5546 | 4985.998 | 4851.2935 | 4716.5889 | 4581.8844 | 4447.1799 |  | 0.20146 |  |  |  |  | 1 | 1 | 1 | 1 | 1 | [5 empty] | 3.9213 | 11.7715 | 570.7763 | 26826.484 | 684.9315 | 0.055345 | 0.0015035 | 0.00084618 | 0.00048369 | 0.00098612 | 0.055345 | 0.0015035 | 0.00084618 | 0.00048369 | 0.00098612 | 100000 | 100000 | 0 | 0 | 0
4694 |  |  |  | 9795.2055 |  |  |  |  | 4050.873 | 4356.523 | 4662.173 | 4967.823 | 5273.473 | 4912.708 | 4779.9835 | 4647.259 | 4514.5345 | 4381.81 |  | 0.4923 |  |  |  |  | 1 | 1 | 1 | 1 | 1 | [5 empty] | 3.8795 | 9.8611 | 570.7763 | 26826.484 | 684.9315 | 0.056592 | 0.0015138 | 0.00084924 | 0.0004966 | 0.0010005 | 0.056592 | 0.0015138 | 0.00084924 | 0.0004966 | 0.0010005 | 100000 | 100000 | 0 | 0 | 0
4695 |  |  |  | 9795.2055 |  |  |  |  | 3759.38 | 4182.6425 | 4605.905 | 5029.1675 | 5452.43 | 4457.4025 | 4336.9788 | 4216.5551 | 4096.1314 | 3975.7077 |  | 0.57345 |  |  |  |  | 1 | 1 | 1 | 1 | 1 | [5 empty] | 4.2485 | 8.9996 | 570.7763 | 26826.484 | 684.9315 | 0.057137 | 0.0016246 | 0.00085131 | 0.00048162 | 0.00097995 | 0.057137 | 0.0016246 | 0.0008513 | 0.00048162 | 0.00097995 | 100000 | 100000 | 0 | 0 | 0
4696 |  |  |  | 9795.2055 |  |  |  |  | 3763.7744 | 4425.811 | 5087.8477 | 5749.8844 | 6411.921 | 4831.464 | 4700.9344 | 4570.4049 | 4439.8753 | 4309.3457 |  | 0.45201 |  |  |  |  | 1 | 1 | 1 | 1 | 1 | [5 empty] | 4.1675 | 8.6154 | 570.7763 | 26826.484 | 684.9315 | 0.055955 | 0.0018881 | 0.0010046 | 0.0010398 | 0.0015015 | 0.055955 | 0.0018881 | 0.0010046 | 0.0010398 | 0.0015015 | 100000 | 100000 | 0 | 0 | 0
4697 |  |  |  | 9795.2055 |  |  |  |  | 4110.9293 | 4886.811 | 5662.6926 | 6438.5743 | 7214.456 | 5253.7589 | 5111.8204 | 4969.8818 | 4827.9433 | 4686.0048 |  | 0.28973 |  |  |  |  | 1 | 1 | 1 | 1 | 1 | [5 empty] | 4.1589 | 8.7719 | 570.7763 | 26826.484 | 684.9315 | 0.087323 | 0.0032354 | 0.0014761 | 0.0010495 | 0.0088638 | 0.087323 | 0.0032354 | 0.0014761 | 0.0010495 | 0.0088638 | 100000 | 100000 | 0 | 0 | 0
4698 |  |  |  | 9795.2055 |  |  |  |  | 4677.0701 | 5482.7884 | 6288.5068 | 7094.2251 | 7899.9434 | 5269.7086 | 5127.3391 | 4984.9697 | 4842.6003 | 4700.2309 |  | 0.10764 |  |  |  |  | 1 | 1 | 1 | 1 | 1 | [5 empty] | 4.2113 | 9.2043 | 570.7763 | 26826.484 | 684.9315 | 0.094217 | 0.077441 | 0.04749 | 0.021754 | 0.023912 | 0.094217 | 0.077441 | 0.047491 | 0.021754 | 0.023912 | 100000 | 100000 | 0 | 0 | 0
4699 |  |  |  | 9795.2055 |  |  |  |  | 5071.0982 | 5849.1532 | 6627.2082 | 7405.2632 | 8183.3182 | 5527.2931 | 5377.9646 | 5228.6361 | 5079.3077 | 4929.9792 |  | 0.02825 |  |  |  |  | 1 | 1 | 1 | 1 | 1 | [5 empty] | 4.2656 | 8.304 | 570.7763 | 26826.484 | 684.9315 | 0.098128 | 0.084767 | 0.069776 | 0.079243 | 0.059855 | 0.098128 | 0.084767 | 0.069776 | 0.079243 | 0.059855 | 100000 | 100000 | 0 | 0 | 0
4700 |  |  |  | 9795.2055 |  |  |  |  | 5058.6475 | 5710.7025 | 6362.7575 | 7014.8125 | 7666.8675 | 5925.4504 | 5765.3651 | 5605.2797 | 5445.1944 | 5285.1091 |  | 0 |  |  |  |  | 1 | 1 | 1 | 1 | 1 | [5 empty] | 4.8161 | 8.2602 | 570.7763 | 26826.484 | 684.9315 | 0.11238 | 0.095276 | 0.080265 | 0.085027 | 0.072331 | 0.11238 | 0.095276 | 0.080265 | 0.085027 | 0.072331 | 100000 | 100000 | 0 | 0 | 0
4701 |  |  |  | 9795.2055 |  |  |  |  | 4956.1123 | 5483.404 | 6010.6957 | 6537.9873 | 7065.279 | 5348.7719 | 5204.2665 | 5059.761 | 4915.2556 | 4770.7501 |  | 0 |  |  |  |  | 1 | 1 | 1 | 1 | 1 | [5 empty] | 4.4616 | 8.8303 | 570.7763 | 26826.484 | 684.9315 | 0.11352 | 0.10003 | 0.083913 | 0.089176 | 0.071441 | 0.11352 | 0.10003 | 0.083913 | 0.089176 | 0.071441 | 100000 | 100000 | 0 | 0 | 0
4702 |  |  |  | 9795.2055 |  |  |  |  | 4770.8166 | 5215.4741 | 5660.1316 | 6104.7891 | 6549.4466 | 4143.1838 | 4031.2492 | 3919.3146 | 3807.38 | 3695.4454 |  | 0 |  |  |  |  | 1 | 1 | 1 | 1 | 1 | [5 empty] | 3.3711 | 8.2163 | 570.7763 | 26826.484 | 684.9315 | 0.11327 | 0.099155 | 0.084357 | 0.084553 | 0.071704 | 0.11327 | 0.099155 | 0.084357 | 0.084553 | 0.071704 | 100000 | 100000 | 0 | 0 | 0
4703 |  |  |  | 9795.2055 |  |  |  |  | 3468.6195 | 3843.4295 | 4218.2395 | 4593.0495 | 4967.8595 | 2361.151 | 2297.3608 | 2233.5706 | 2169.7804 | 2105.9903 |  | 0 |  |  |  |  | 1 | 1 | 1 | 1 | 1 | [5 empty] | 1.1729 | 7.1661 | 570.7763 | 26826.484 | 684.9315 | 0.11328 | 0.10015 | 0.083574 | 0.082386 | 0.070591 | 0.11328 | 0.10015 | 0.083574 | 0.082386 | 0.070591 | 100000 | 100000 | 0 | 0 | 0
4704 |  |  |  | 9795.2055 |  |  |  |  | 2479.6164 | 2681.7339 | 2883.8514 | 3085.9689 | 3288.0864 | 1565.988 | 1523.6804 | 1481.3727 | 1439.0651 | 1396.7575 |  | 0 |  |  |  |  | 1 | 1 | 1 | 1 | 1 | [5 empty] | 0.49098 | 4.0011 | 570.7763 | 26826.484 | 684.9315 | 0.10968 | 0.096753 | 0.080358 | 0.08078 | 0.064051 | 0.10968 | 0.096753 | 0.080358 | 0.08078 | 0.064051 | 100000 | 100000 | 0 | 0 | 0
4705 |  |  |  | 9795.2055 |  |  |  |  | 2059.3921 | 2160.6971 | 2262.0021 | 2363.3071 | 2464.6121 | 1747.9097 | 1700.6872 | 1653.4646 | 1606.2421 | 1559.0196 |  | 0 |  |  |  |  | 1 | 1 | 1 | 1 | 1 | [5 empty] | 1.2589 | 3.906 | 570.7763 | 26826.484 | 684.9315 | 0.10972 | 0.098794 | 0.080045 | 0.080699 | 0.063394 | 0.10971 | 0.098794 | 0.080045 | 0.080699 | 0.063394 | 100000 | 100000 | 0 | 0 | 0
4706 |  |  |  | 9795.2055 |  |  |  |  | 1900.5268 | 1950.6843 | 2000.8418 | 2050.9993 | 2101.1568 | 1571.1821 | 1528.7341 | 1486.2862 | 1443.8382 | 1401.3903 |  | 0 |  |  |  |  | 1 | 1 | 1 | 1 | 1 | [5 empty] | 2.8345 | 5.9814 | 570.7763 | 26826.484 | 684.9315 | 0.099172 | 0.097967 | 0.080568 | 0.080554 | 0.062669 | 0.099172 | 0.097967 | 0.080568 | 0.080554 | 0.062669 | 100000 | 100000 | 0 | 0 | 0
4707 |  |  |  | 9795.2055 |  |  |  |  | 1854.4046 | 1896.0646 | 1937.7246 | 1979.3846 | 2021.0446 | 1759.5163 | 1711.9803 | 1664.4442 | 1616.9081 | 1569.372 |  | 0 |  |  |  |  | 1 | 1 | 1 | 1 | 1 | [5 empty] | 5.215 | 7.6666 | 570.7763 | 26826.484 | 684.9315 | 0.096977 | 0.091779 | 0.076856 | 0.078879 | 0.059502 | 0.096977 | 0.091779 | 0.076856 | 0.078879 | 0.059502 | 100000 | 100000 | 0 | 0 | 0
4708 |  |  |  | 9795.2055 |  |  |  |  | 1888.8132 | 1930.1982 | 1971.5832 | 2012.9682 | 2054.3532 | 3065.7999 | 2982.9725 | 2900.1451 | 2817.3177 | 2734.4903 |  | 0 |  |  |  |  | 1 | 1 | 1 | 1 | 1 | [5 empty] | 6.3789 | 8.5583 | 570.7763 | 26826.484 | 684.9315 | 0.091142 | 0.077708 | 0.060564 | 0.066065 | 0.048356 | 0.091142 | 0.077708 | 0.060564 | 0.066065 | 0.048356 | 100000 | 100000 | 0 | 0 | 0
4709 |  |  |  | 9795.2055 |  |  |  |  | 2371.998 | 2414.0705 | 2456.143 | 2498.2155 | 2540.288 | 6039.9669 | 5876.7877 | 5713.6086 | 5550.4294 | 5387.2503 |  | 0.0016 |  |  |  |  | 1 | 1 | 1 | 1 | 1 | [5 empty] | 6.0618 | 9.833 | 570.7763 | 26826.484 | 684.9315 | 0.090957 | 0.078331 | 0.06262 | 0.06606 | 0.032298 | 0.090957 | 0.078331 | 0.06262 | 0.06606 | 0.032298 | 100000 | 100000 | 0 | 0 | 0
4710 |  |  |  | 9795.2055 |  |  |  |  | 3186.0912 | 3228.0262 | 3269.9612 | 3311.8962 | 3353.8312 | 7534.7138 | 7331.1517 | 7127.5896 | 6924.0275 | 6720.4654 |  | 0.03457 |  |  |  |  | 1 | 1 | 1 | 1 | 1 | [5 empty] | 5.4229 | 11.3696 | 570.7763 | 26826.484 | 684.9315 | 0.090396 | 0.075599 | 0.042851 | 0.019561 | 0.021605 | 0.090396 | 0.075599 | 0.042851 | 0.019561 | 0.021605 | 100000 | 100000 | 0 | 0 | 0
4711 |  |  |  | 9795.2055 |  |  |  |  | 3725.6475 | 3766.895 | 3808.1425 | 3849.39 | 3890.6375 | 8290.6149 | 8066.6309 | 7842.647 | 7618.663 | 7394.6791 |  | 0.13193 |  |  |  |  | 1 | 1 | 1 | 1 | 1 | [5 empty] | 3.7264 | 11.5367 | 570.7763 | 26826.484 | 684.9315 | 0.083082 | 0.025552 | 0.0038461 | 0.0040825 | 0.021177 | 0.083082 | 0.025552 | 0.0038461 | 0.0040825 | 0.021177 | 100000 | 100000 | 0 | 0 | 0
4712 |  |  |  | 9795.2055 |  |  |  |  | 3518.4637 | 3567.1362 | 3615.8087 | 3664.4812 | 3713.1537 | 6451.519 | 6277.2211 | 6102.9232 | 5928.6253 | 5754.3274 |  | 0.31845 |  |  |  |  | 1 | 1 | 1 | 1 | 1 | [5 empty] | 2.1685 | 11.6539 | 570.7763 | 26826.484 | 684.9315 | 0.067735 | 0.0039064 | 0.0014802 | 0.00088056 | 0.0010879 | 0.067735 | 0.0039064 | 0.0014802 | 0.00088056 | 0.0010879 | 100000 | 100000 | 0 | 0 | 0
4713 |  |  |  | 9795.2055 |  |  |  |  | 3478.1983 | 3552.6933 | 3627.1883 | 3701.6833 | 3776.1783 | 6401.9505 | 6228.9918 | 6056.0331 | 5883.0744 | 5710.1157 |  | 0.48099 |  |  |  |  | 1 | 1 | 1 | 1 | 1 | [5 empty] | 1.0525 | 11.451 | 570.7763 | 26826.484 | 684.9315 | 0.065783 | 0.0029224 | 0.0011324 | 0.0003869 | 0.0006234 | 0.065783 | 0.0029224 | 0.0011324 | 0.0003869 | 0.0006234 | 100000 | 100000 | 0 | 0 | 0
4714 |  |  |  | 9795.2055 |  |  |  |  | 3716.1302 | 3820.8727 | 3925.6152 | 4030.3577 | 4135.1002 | 6069.2077 | 5905.2385 | 5741.2694 | 5577.3002 | 5413.3311 |  | 0.5945 |  |  |  |  | 1 | 1 | 1 | 1 | 1 | [5 empty] | 1.9197 | 11.4272 | 570.7763 | 26826.484 | 684.9315 | 0.062774 | 0.0029054 | 0.001122 | 0.00038316 | 0.00061704 | 0.062774 | 0.0029054 | 0.001122 | 0.00038316 | 0.00061704 | 100000 | 100000 | 0 | 0 | 0
4715 |  |  |  | 9795.2055 |  |  |  |  | 4180.2804 | 4346.9229 | 4513.5654 | 4680.2079 | 4846.8504 | 5568.5863 | 5418.1422 | 5267.6981 | 5117.254 | 4966.81 |  | 0.67942 |  |  |  |  | 1 | 1 | 1 | 1 | 1 | [5 empty] | 2.1091 | 12.3267 | 570.7763 | 26826.484 | 684.9315 | 0.063392 | 0.0029318 | 0.0011261 | 0.00038443 | 0.00062174 | 0.063392 | 0.0029318 | 0.0011261 | 0.00038443 | 0.00062174 | 100000 | 100000 | 0 | 0 | 0
4716 |  |  |  | 9795.2055 |  |  |  |  | 4315.7186 | 4517.8361 | 4719.9536 | 4922.0711 | 5124.1886 | 5578.6538 | 5427.9377 | 5277.2217 | 5126.5056 | 4975.7895 |  | 0.70362 |  |  |  |  | 1 | 1 | 1 | 1 | 1 | [5 empty] | 2.1803 | 12.9999 | 570.7763 | 26826.484 | 684.9315 | 0.079579 | 0.0028927 | 0.0011276 | 0.00037988 | 0.00062365 | 0.079579 | 0.0028927 | 0.0011276 | 0.00037988 | 0.00062365 | 100000 | 100000 | 0 | 0 | 0
4717 |  |  |  | 9795.2055 |  |  |  |  | 4193.4582 | 4457.4482 | 4721.4382 | 4985.4282 | 5249.4182 | 4874.6931 | 4742.9956 | 4611.2982 | 4479.6007 | 4347.9032 |  | 0.70031 |  |  |  |  | 1 | 1 | 1 | 1 | 1 | [5 empty] | 2.2945 | 11.5247 | 570.7763 | 26826.484 | 684.9315 | 0.082928 | 0.0028985 | 0.0011291 | 0.00037893 | 0.00061903 | 0.082928 | 0.0028985 | 0.0011291 | 0.00037893 | 0.00061903 | 100000 | 100000 | 0 | 0 | 0
4718 |  |  |  | 9795.2055 |  |  |  |  | 4049.2349 | 4373.1174 | 4696.9999 | 5020.8824 | 5344.7649 | 4803.3864 | 4673.6154 | 4543.8444 | 4414.0734 | 4284.3024 |  | 0.65902 |  |  |  |  | 1 | 1 | 1 | 1 | 1 | [5 empty] | 2.7489 | 12.6506 | 570.7763 | 26826.484 | 684.9315 | 0.088201 | 0.0028765 | 0.0011259 | 0.00037852 | 0.0006166 | 0.088201 | 0.0028765 | 0.0011259 | 0.00037852 | 0.0006166 | 100000 | 100000 | 0 | 0 | 0
4719 |  |  |  | 9795.2055 |  |  |  |  | 3757.8598 | 4185.4123 | 4612.9648 | 5040.5173 | 5468.0698 | 4358.4894 | 4240.738 | 4122.9866 | 4005.2352 | 3887.4838 |  | 0.55995 |  |  |  |  | 1 | 1 | 1 | 1 | 1 | [5 empty] | 2.7443 | 12.3869 | 570.7763 | 26826.484 | 684.9315 | 0.089943 | 0.0028967 | 0.0011272 | 0.0004734 | 0.00062232 | 0.089943 | 0.0028967 | 0.0011272 | 0.0004734 | 0.00062232 | 100000 | 100000 | 0 | 0 | 0
4720 |  |  |  | 9795.2055 |  |  |  |  | 3762.2524 | 4372.7291 | 4983.2057 | 5593.6824 | 6204.1591 | 4722.846 | 4595.2509 | 4467.6559 | 4340.0608 | 4212.4657 |  | 0.42163 |  |  |  |  | 1 | 1 | 1 | 1 | 1 | [5 empty] | 2.8024 | 10.7401 | 570.7763 | 26826.484 | 684.9315 | 0.098239 | 0.0051877 | 0.0016815 | 0.00097571 | 0.0009807 | 0.098239 | 0.0051877 | 0.0016815 | 0.00097571 | 0.0009807 | 100000 | 100000 | 0 | 0 | 0
4721 |  |  |  | 9795.2055 |  |  |  |  | 4109.2669 | 4895.5994 | 5681.9319 | 6468.2644 | 7254.5969 | 5135.2959 | 4996.5579 | 4857.8198 | 4719.0818 | 4580.3437 |  | 0.27974 |  |  |  |  | 1 | 1 | 1 | 1 | 1 | [5 empty] | 2.9617 | 6.6867 | 570.7763 | 26826.484 | 684.9315 | 0.10814 | 0.087449 | 0.042503 | 0.039374 | 0.038849 | 0.10814 | 0.087449 | 0.042503 | 0.039374 | 0.038849 | 100000 | 100000 | 0 | 0 | 0
4722 |  |  |  | 9795.2055 |  |  |  |  | 4675.1788 | 5508.3955 | 6341.6121 | 7174.8288 | 8008.0455 | 5151.5835 | 5012.4054 | 4873.2273 | 4734.0492 | 4594.8711 |  | 0.07873 |  |  |  |  | 1 | 1 | 1 | 1 | 1 | [5 empty] | 3.6522 | 5.0756 | 570.7763 | 26826.484 | 684.9315 | 0.11299 | 0.104 | 0.082001 | 0.050628 | 0.048106 | 0.11299 | 0.104 | 0.082001 | 0.050628 | 0.048106 | 100000 | 100000 | 0 | 0 | 0
4723 |  |  |  | 9795.2055 |  |  |  |  | 5069.0476 | 5823.8376 | 6578.6276 | 7333.4176 | 8088.2076 | 5403.2087 | 5257.2326 | 5111.2564 | 4965.2803 | 4819.3042 |  | 0.01097 |  |  |  |  | 1 | 1 | 1 | 1 | 1 | [5 empty] | 3.6879 | 5.9639 | 570.7763 | 26826.484 | 684.9315 | 0.11396 | 0.14257 | 0.10088 | 0.097156 | 0.063574 | 0.11396 | 0.14257 | 0.10088 | 0.097156 | 0.063574 | 100000 | 100000 | 0 | 0 | 0
4724 |  |  |  | 9795.2055 |  |  |  |  | 5056.6019 | 5675.2178 | 6293.8336 | 6912.4494 | 7531.0653 | 5792.7019 | 5636.203 | 5479.7041 | 5323.2052 | 5166.7063 |  | 0 |  |  |  |  | 1 | 1 | 1 | 1 | 1 | [5 empty] | 4.3659 | 7.7226 | 570.7763 | 26826.484 | 684.9315 | 0.11348 | 0.14397 | 0.10145 | 0.097181 | 0.064421 | 0.11348 | 0.14397 | 0.10145 | 0.097181 | 0.064421 | 100000 | 100000 | 0 | 0 | 0
4725 |  |  |  | 9795.2055 |  |  |  |  | 4954.1082 | 5508.2115 | 6062.3149 | 6616.4182 | 7170.5215 | 5230.2001 | 5088.8981 | 4947.596 | 4806.294 | 4664.9919 |  | 0 |  |  |  |  | 1 | 1 | 1 | 1 | 1 | [5 empty] | 4.101 | 5.6576 | 570.7763 | 26826.484 | 684.9315 | 0.11327 | 0.11405 | 0.097098 | 0.088996 | 0.054856 | 0.11327 | 0.11405 | 0.097098 | 0.088996 | 0.054856 | 100000 | 100000 | 0 | 0 | 0
4726 |  |  |  | 9795.2055 |  |  |  |  | 4768.8874 | 5236.2315 | 5703.5757 | 6170.9199 | 6638.264 | 4053.5762 | 3944.0625 | 3834.5488 | 3725.0351 | 3615.5214 |  | 0 |  |  |  |  | 1 | 1 | 1 | 1 | 1 | [5 empty] | 3.0802 | 3.6739 | 570.7763 | 26826.484 | 684.9315 | 0.11107 | 0.1044 | 0.089425 | 0.053481 | 0.049626 | 0.11107 | 0.1044 | 0.089425 | 0.053481 | 0.049626 | 100000 | 100000 | 0 | 0 | 0
4727 |  |  |  | 9795.2055 |  |  |  |  | 3467.2168 | 3844.6118 | 4222.0068 | 4599.4018 | 4976.7968 | 2311.8861 | 2249.4268 | 2186.9676 | 2124.5084 | 2062.0492 |  | 0 |  |  |  |  | 1 | 1 | 1 | 1 | 1 | [5 empty] | 3.1091 | 2.7114 | 570.7763 | 26826.484 | 684.9315 | 0.11104 | 0.10387 | 0.085354 | 0.051097 | 0.04871 | 0.11104 | 0.10387 | 0.085354 | 0.051097 | 0.04871 | 100000 | 100000 | 0 | 0 | 0
4728 |  |  |  | 9795.2055 |  |  |  |  | 2719.5677 | 3025.7402 | 3331.9127 | 3638.0852 | 3944.2577 | 1863.544 | 1813.1975 | 1762.8509 | 1712.5043 | 1662.1578 |  | 0 |  |  |  |  | 1 | 1 | 1 | 1 | 1 | [5 empty] | 3.408 | 2.5565 | 570.7763 | 26826.484 | 684.9315 | 0.10913 | 0.10369 | 0.085353 | 0.051018 | 0.048623 | 0.10913 | 0.10369 | 0.085353 | 0.051018 | 0.048623 | 100000 | 100000 | 0 | 0 | 0
4729 |  |  |  | 9795.2055 |  |  |  |  | 2112.8611 | 2279.7511 | 2446.6411 | 2613.5311 | 2780.4211 | 2083.4909 | 2027.2021 | 1970.9134 | 1914.6246 | 1858.3358 |  | 0 |  |  |  |  | 1 | 1 | 1 | 1 | 1 | [5 empty] | 3.6047 | 2.4296 | 570.7763 | 26826.484 | 684.9315 | 0.10782 | 0.10369 | 0.085383 | 0.051168 | 0.048644 | 0.10782 | 0.10369 | 0.085383 | 0.051168 | 0.048644 | 100000 | 100000 | 0 | 0 | 0
4730 |  |  |  | 9795.2055 |  |  |  |  | 1900.6236 | 2010.3711 | 2120.1186 | 2229.8661 | 2339.6136 | 1869.36 | 1818.8563 | 1768.3526 | 1717.849 | 1667.3453 |  | 0 |  |  |  |  | 1 | 1 | 1 | 1 | 1 | [5 empty] | 4.3047 | 3.7809 | 570.7763 | 26826.484 | 684.9315 | 0.10781 | 0.10369 | 0.085141 | 0.050924 | 0.048698 | 0.10781 | 0.10369 | 0.085141 | 0.050924 | 0.048698 | 100000 | 100000 | 0 | 0 | 0
4731 |  |  |  | 9795.2055 |  |  |  |  | 1823.0471 | 1878.8696 | 1934.6921 | 1990.5146 | 2046.3371 | 2103.1172 | 2046.2982 | 1989.4792 | 1932.6602 | 1875.8412 |  | 0 |  |  |  |  | 1 | 1 | 1 | 1 | 1 | [5 empty] | 4.0186 | 4.3419 | 570.7763 | 26826.484 | 684.9315 | 0.10775 | 0.10367 | 0.084984 | 0.050626 | 0.048621 | 0.10775 | 0.10367 | 0.084984 | 0.050626 | 0.048621 | 100000 | 100000 | 0 | 0 | 0
4732 |  |  |  | 9795.2055 |  |  |  |  | 1868.422 | 1919.7345 | 1971.047 | 2022.3595 | 2073.672 | 3675.8617 | 3576.5525 | 3477.2434 | 3377.9342 | 3278.6251 |  | 0 |  |  |  |  | 1 | 1 | 1 | 1 | 1 | [5 empty] | 3.9338 | 4.9239 | 570.7763 | 26826.484 | 684.9315 | 0.10446 | 0.093036 | 0.046834 | 0.044511 | 0.046389 | 0.10446 | 0.093036 | 0.046834 | 0.044511 | 0.046389 | 100000 | 100000 | 0 | 0 | 0
4733 |  |  |  | 9795.2055 |  |  |  |  | 2129.6937 | 2180.5112 | 2231.3287 | 2282.1462 | 2332.9637 | 7310.1143 | 7112.6201 | 6915.1259 | 6717.6318 | 6520.1376 |  | 0 |  |  |  |  | 1 | 1 | 1 | 1 | 1 | [5 empty] | 5.0201 | 4.7858 | 570.7763 | 26826.484 | 684.9315 | 0.10536 | 0.09313 | 0.047274 | 0.044427 | 0.04582 | 0.10536 | 0.09313 | 0.047274 | 0.044427 | 0.04582 | 100000 | 100000 | 0 | 0 | 0
4734 |  |  |  | 9795.2055 |  |  |  |  | 2522.6991 | 2564.3591 | 2606.0191 | 2647.6791 | 2689.3391 | 9159.8549 | 8912.3871 | 8664.9193 | 8417.4515 | 8169.9836 |  | 0.04007 |  |  |  |  | 1 | 1 | 1 | 1 | 1 | [5 empty] | 5.0309 | 4.4359 | 570.7763 | 26826.484 | 684.9315 | 0.10528 | 0.092537 | 0.045535 | 0.043694 | 0.045101 | 0.10528 | 0.092537 | 0.045535 | 0.043694 | 0.045101 | 100000 | 100000 | 0 | 0 | 0
4735 |  |  |  | 9795.2055 |  |  |  |  | 2876.1843 | 2917.2943 | 2958.4043 | 2999.5143 | 3040.6243 | 10046.7043 | 9775.2769 | 9503.8494 | 9232.422 | 8960.9945 |  | 0.13151 |  |  |  |  | 1 | 1 | 1 | 1 | 1 | [5 empty] | 4.5661 | 4.214 | 570.7763 | 26826.484 | 684.9315 | 0.10286 | 0.077806 | 0.041727 | 0.042274 | 0.043994 | 0.10286 | 0.077806 | 0.041727 | 0.042274 | 0.043994 | 100000 | 100000 | 0 | 0 | 0
4736 |  |  |  | 9795.2055 |  |  |  |  | 3196.0043 | 3272.9743 | 3349.9443 | 3426.9143 | 3503.8843 | 7804.4235 | 7593.5748 | 7382.7261 | 7171.8774 | 6961.0287 |  | 0.32055 |  |  |  |  | 1 | 1 | 1 | 1 | 1 | [5 empty] | 4.9761 | 3.7134 | 570.7763 | 26826.484 | 684.9315 | 0.10099 | 0.047982 | 0.033867 | 0.037037 | 0.042252 | 0.10099 | 0.047982 | 0.033867 | 0.037037 | 0.042252 | 100000 | 100000 | 0 | 0 | 0
4737 |  |  |  | 9795.2055 |  |  |  |  | 3834.9124 | 3959.4824 | 4084.0524 | 4208.6224 | 4333.1924 | 7740.6328 | 7531.5074 | 7322.3821 | 7113.2568 | 6904.1315 |  | 0.23891 |  |  |  |  | 1 | 1 | 1 | 1 | 1 | [5 empty] | 5.7744 | 3.2124 | 570.7763 | 26826.484 | 684.9315 | 0.098711 | 0.01926 | 0.0072771 | 0.0051382 | 0.034033 | 0.098711 | 0.01926 | 0.0072771 | 0.0051382 | 0.034033 | 100000 | 100000 | 0 | 0 | 0
4738 |  |  |  | 9795.2055 |  |  |  |  | 4300.3713 | 4558.6688 | 4816.9663 | 5075.2638 | 5333.5613 | 7340.8672 | 7142.5421 | 6944.2171 | 6745.8921 | 6547.5671 |  | 0.09865 |  |  |  |  | 1 | 1 | 1 | 1 | 1 | [5 empty] | 7.1194 | 2.3614 | 570.7763 | 26826.484 | 684.9315 | 0.09871 | 0.013492 | 0.0032657 | 0.0017823 | 0.0028165 | 0.09871 | 0.013492 | 0.0032657 | 0.0017823 | 0.0028164 | 100000 | 100000 | 0 | 0 | 0
4739 |  |  |  | 9795.2055 |  |  |  |  | 4735.8241 | 5065.0691 | 5394.3141 | 5723.5591 | 6052.8041 | 6729.9178 | 6548.0986 | 6366.2793 | 6184.46 | 6002.6408 |  | 0.13968 |  |  |  |  | 1 | 1 | 1 | 1 | 1 | [5 empty] | 7.224 | 1.9087 | 570.7763 | 26826.484 | 684.9315 | 0.09776 | 0.010744 | 0.0027711 | 0.0015385 | 0.0022737 | 0.09776 | 0.010744 | 0.0027711 | 0.0015385 | 0.0022737 | 100000 | 100000 | 0 | 0 | 0
4740 |  |  |  | 9795.2055 |  |  |  |  | 4793.6405 | 5234.668 | 5675.6955 | 6116.723 | 6557.7505 | 6740.8593 | 6558.7444 | 6376.6296 | 6194.5147 | 6012.3998 |  | 0.11243 |  |  |  |  | 1 | 1 | 1 | 1 | 1 | [5 empty] | 7.0568 | 5.2583 | 570.7763 | 26826.484 | 684.9315 | 0.096966 | 0.01108 | 0.0026471 | 0.0014486 | 0.0017979 | 0.096966 | 0.01108 | 0.0026471 | 0.0014486 | 0.0017979 | 100000 | 100000 | 0 | 0 | 0
4741 |  |  |  | 9795.2055 |  |  |  |  | 4624.5824 | 5136.0624 | 5647.5424 | 6159.0224 | 6670.5024 | 5885.3181 | 5726.317 | 5567.3159 | 5408.3148 | 5249.3138 |  | 0.0736 |  |  |  |  | 1 | 1 | 1 | 1 | 1 | [5 empty] | 8.1998 | 10.3113 | 570.7763 | 26826.484 | 684.9315 | 0.096714 | 0.010558 | 0.0026336 | 0.0014453 | 0.0016618 | 0.096714 | 0.010558 | 0.0026336 | 0.0014453 | 0.0016618 | 100000 | 100000 | 0 | 0 | 0
4742 |  |  |  | 9795.2055 |  |  |  |  | 4780.4672 | 5288.7297 | 5796.9922 | 6305.2547 | 6813.5172 | 5796.1918 | 5639.5986 | 5483.0054 | 5326.4122 | 5169.819 |  | 0.07187 |  |  |  |  | 1 | 1 | 1 | 1 | 1 | [5 empty] | 8.6103 | 9.2405 | 570.7763 | 26826.484 | 684.9315 | 0.096234 | 0.010601 | 0.0026254 | 0.0014561 | 0.0016802 | 0.096234 | 0.010601 | 0.0026254 | 0.0014561 | 0.0016802 | 100000 | 100000 | 0 | 0 | 0
4743 |  |  |  | 9795.2055 |  |  |  |  | 4946.5979 | 5436.2437 | 5925.8896 | 6415.5354 | 6905.1812 | 5256.9208 | 5114.8968 | 4972.8729 | 4830.8489 | 4688.825 |  | 0.09385 |  |  |  |  | 1 | 1 | 1 | 1 | 1 | [5 empty] | 9.463 | 9.4782 | 570.7763 | 26826.484 | 684.9315 | 0.095878 | 0.010703 | 0.0026545 | 0.0014589 | 0.0018407 | 0.095878 | 0.010703 | 0.0026545 | 0.001459 | 0.0018407 | 100000 | 100000 | 0 | 0 | 0
4744 |  |  |  | 9795.2055 |  |  |  |  | 4994.1684 | 5464.6751 | 5935.1817 | 6405.6884 | 6876.1951 | 5708.6601 | 5554.4317 | 5400.2033 | 5245.9749 | 5091.7465 |  | 0.07225 |  |  |  |  | 1 | 1 | 1 | 1 | 1 | [5 empty] | 9.4269 | 11.1962 | 570.7763 | 26826.484 | 684.9315 | 0.096471 | 0.029354 | 0.0054909 | 0.005026 | 0.0042654 | 0.096471 | 0.029354 | 0.0054909 | 0.005026 | 0.0042654 | 100000 | 100000 | 0 | 0 | 0
4745 |  |  |  | 9795.2055 |  |  |  |  | 5297.1557 | 5777.2866 | 6257.4174 | 6737.5482 | 7217.6791 | 6210.2731 | 6042.4928 | 5874.7126 | 5706.9323 | 5539.1521 |  | 0.20829 |  |  |  |  | 1 | 1 | 1 | 1 | 1 | [5 empty] | 9.887 | 12.2292 | 570.7763 | 26826.484 | 684.9315 | 0.10051 | 0.046194 | 0.035836 | 0.037909 | 0.038896 | 0.10051 | 0.046194 | 0.035836 | 0.037909 | 0.038896 | 100000 | 100000 | 0 | 0 | 0
4746 |  |  |  | 9795.2055 |  |  |  |  | 5410.593 | 5930.598 | 6450.603 | 6970.608 | 7490.613 | 6223.8698 | 6055.7223 | 5887.5747 | 5719.4271 | 5551.2795 |  | 0.09208 |  |  |  |  | 1 | 1 | 1 | 1 | 1 | [5 empty] | 9.6182 | 12.1353 | 570.7763 | 26826.484 | 684.9315 | 0.10161 | 0.071627 | 0.045097 | 0.042588 | 0.044564 | 0.10161 | 0.071627 | 0.045097 | 0.042588 | 0.044564 | 100000 | 100000 | 0 | 0 | 0
4747 |  |  |  | 9795.2055 |  |  |  |  | 5248.8534 | 5732.3393 | 6215.8251 | 6699.3109 | 7182.7968 | 6529.4904 | 6353.086 | 6176.6816 | 6000.2772 | 5823.8728 |  | 0.00975 |  |  |  |  | 1 | 1 | 1 | 1 | 1 | [5 empty] | 8.6488 | 11.0132 | 570.7763 | 26826.484 | 684.9315 | 0.1047 | 0.09268 | 0.049989 | 0.045052 | 0.046 | 0.1047 | 0.09268 | 0.049989 | 0.045052 | 0.046 | 100000 | 100000 | 0 | 0 | 0
4748 |  |  |  | 9795.2055 |  |  |  |  | 4971.4809 | 5389.4093 | 5807.3376 | 6225.2659 | 6643.1943 | 6997.7737 | 6808.7179 | 6619.662 | 6430.6062 | 6241.5504 |  | 0 |  |  |  |  | 1 | 1 | 1 | 1 | 1 | [5 empty] | 7.9588 | 9.9073 | 570.7763 | 26826.484 | 684.9315 | 0.10725 | 0.09318 | 0.050881 | 0.046516 | 0.046619 | 0.10725 | 0.09318 | 0.050881 | 0.046516 | 0.046619 | 100000 | 100000 | 0 | 0 | 0
4749 |  |  |  | 9795.2055 |  |  |  |  | 4813.4006 | 5221.8139 | 5630.2272 | 6038.6406 | 6447.0539 | 6307.2585 | 6136.858 | 5966.4576 | 5796.0571 | 5625.6566 |  | 0 |  |  |  |  | 1 | 1 | 1 | 1 | 1 | [5 empty] | 8.9107 | 10.0078 | 570.7763 | 26826.484 | 684.9315 | 0.10662 | 0.093396 | 0.050832 | 0.046186 | 0.046493 | 0.10662 | 0.093396 | 0.050832 | 0.046186 | 0.046493 | 100000 | 100000 | 0 | 0 | 0
4750 |  |  |  | 9795.2055 |  |  |  |  | 4848.5295 | 5205.4654 | 5562.4012 | 5919.337 | 6276.2729 | 4868.7587 | 4737.2216 | 4605.6845 | 4474.1473 | 4342.6102 |  | 0 |  |  |  |  | 1 | 1 | 1 | 1 | 1 | [5 empty] | 8.4228 | 9.585 | 570.7763 | 26826.484 | 684.9315 | 0.10594 | 0.09361 | 0.051273 | 0.045646 | 0.046411 | 0.10594 | 0.09361 | 0.051273 | 0.045646 | 0.046411 | 100000 | 100000 | 0 | 0 | 0
4751 |  |  |  | 9795.2055 |  |  |  |  | 3900.7792 | 4250.7301 | 4600.6809 | 4950.6317 | 5300.5826 | 2761.0714 | 2686.4768 | 2611.8821 | 2537.2874 | 2462.6928 |  | 0 |  |  |  |  | 1 | 1 | 1 | 1 | 1 | [5 empty] | 7.7065 | 8.5858 | 570.7763 | 26826.484 | 684.9315 | 0.10486 | 0.093909 | 0.05143 | 0.045989 | 0.045899 | 0.10486 | 0.093909 | 0.05143 | 0.045989 | 0.045899 | 100000 | 100000 | 0 | 0 | 0
4752 |  |  |  | 9795.2055 |  |  |  |  | 2956.64 | 3338.655 | 3720.67 | 4102.685 | 4484.7 | 2339.9169 | 2276.7004 | 2213.4838 | 2150.2673 | 2087.0508 |  | 0 |  |  |  |  | 1 | 1 | 1 | 1 | 1 | [5 empty] | 6.4706 | 9.6929 | 570.7763 | 26826.484 | 684.9315 | 0.10486 | 0.094321 | 0.052054 | 0.046038 | 0.046024 | 0.10486 | 0.094321 | 0.052054 | 0.046038 | 0.046024 | 100000 | 100000 | 0 | 0 | 0
4753 |  |  |  | 9795.2055 |  |  |  |  | 2423.2595 | 2735.702 | 3048.1445 | 3360.587 | 3673.0295 | 2520.2957 | 2452.206 | 2384.1162 | 2316.0265 | 2247.9368 |  | 0 |  |  |  |  | 1 | 1 | 1 | 1 | 1 | [5 empty] | 5.0278 | 10.2482 | 570.7763 | 26826.484 | 684.9315 | 0.10514 | 0.094535 | 0.05183 | 0.046002 | 0.045857 | 0.10514 | 0.094535 | 0.05183 | 0.046002 | 0.045857 | 100000 | 100000 | 0 | 0 | 0
4754 |  |  |  | 9795.2055 |  |  |  |  | 2137.9119 | 2352.4044 | 2566.8969 | 2781.3894 | 2995.8819 | 2450.7812 | 2384.5695 | 2318.3578 | 2252.1461 | 2185.9344 |  | 0 |  |  |  |  | 1 | 1 | 1 | 1 | 1 | [5 empty] | 4.6786 | 9.9675 | 570.7763 | 26826.484 | 684.9315 | 0.10464 | 0.094258 | 0.051384 | 0.045998 | 0.045797 | 0.10464 | 0.094258 | 0.051384 | 0.045998 | 0.045797 | 100000 | 100000 | 0 | 0 | 0
4755 |  |  |  | 9795.2055 |  |  |  |  | 2047.9176 | 2146.2535 | 2244.5893 | 2342.9251 | 2441.261 | 3094.9934 | 3011.3773 | 2927.7612 | 2844.1451 | 2760.529 |  | 0 |  |  |  |  | 1 | 1 | 1 | 1 | 1 | [5 empty] | 4.5056 | 8.7918 | 570.7763 | 26826.484 | 684.9315 | 0.10453 | 0.094229 | 0.051363 | 0.045983 | 0.045821 | 0.10453 | 0.094229 | 0.051363 | 0.045983 | 0.045821 | 100000 | 100000 | 0 | 0 | 0
4756 |  |  |  | 9795.2055 |  |  |  |  | 2104.2555 | 2159.5005 | 2214.7455 | 2269.9905 | 2325.2355 | 4962.2267 | 4828.1644 | 4694.1021 | 4560.0398 | 4425.9775 |  | 0 |  |  |  |  | 1 | 1 | 1 | 1 | 1 | [5 empty] | 3.8246 | 7.7276 | 570.7763 | 26826.484 | 684.9315 | 0.10291 | 0.089391 | 0.045121 | 0.04353 | 0.044864 | 0.10291 | 0.089391 | 0.045121 | 0.04353 | 0.044864 | 100000 | 100000 | 0 | 0 | 0
4757 |  |  |  | 9795.2055 |  |  |  |  | 2293.7556 | 2336.5156 | 2379.2756 | 2422.0356 | 2464.7956 | 9273.0204 | 9022.4952 | 8771.97 | 8521.4449 | 8270.9197 |  | 0 |  |  |  |  | 1 | 1 | 1 | 1 | 1 | [5 empty] | 4.5918 | 7.4256 | 570.7763 | 26826.484 | 684.9315 | 0.103 | 0.087032 | 0.047144 | 0.043747 | 0.044842 | 0.103 | 0.087032 | 0.047144 | 0.043747 | 0.044842 | 100000 | 100000 | 0 | 0 | 0
4758 |  |  |  | 9795.2055 |  |  |  |  | 2560.08 | 2601.19 | 2642.3 | 2683.41 | 2724.52 | 10937.4657 | 10641.9729 | 10346.4802 | 10050.9874 | 9755.4947 |  | 0.04311 |  |  |  |  | 1 | 1 | 1 | 1 | 1 | [5 empty] | 5.7131 | 7.8561 | 570.7763 | 26826.484 | 684.9315 | 0.10185 | 0.090332 | 0.044392 | 0.04331 | 0.044691 | 0.10185 | 0.090332 | 0.044392 | 0.04331 | 0.044691 | 100000 | 100000 | 0 | 0 | 0
4759 |  |  |  | 9795.2055 |  |  |  |  | 3171.0165 | 3211.439 | 3251.8615 | 3292.284 | 3332.7065 | 11149.0438 | 10847.8349 | 10546.6261 | 10245.4172 | 9944.2083 |  | 0.13571 |  |  |  |  | 1 | 1 | 1 | 1 | 1 | [5 empty] | 3.5353 | 8.0293 | 570.7763 | 26826.484 | 684.9315 | 0.097057 | 0.045635 | 0.04008 | 0.040249 | 0.043126 | 0.097057 | 0.045635 | 0.04008 | 0.040249 | 0.043126 | 100000 | 100000 | 0 | 0 | 0
4760 |  |  |  | 9795.2055 |  |  |  |  | 4102.4202 | 4143.2552 | 4184.0902 | 4224.9252 | 4265.7602 | 9212.341 | 8963.4552 | 8714.5694 | 8465.6836 | 8216.7977 |  | 0.32812 |  |  |  |  | 1 | 1 | 1 | 1 | 1 | [5 empty] | 1.7274 | 8.5556 | 570.7763 | 26826.484 | 684.9315 | 0.092444 | 0.010681 | 0.0046936 | 0.0040344 | 0.0080658 | 0.092444 | 0.010681 | 0.0046936 | 0.0040344 | 0.0080658 | 100000 | 100000 | 0 | 0 | 0
4761 |  |  |  | 9795.2055 |  |  |  |  | 4967.2429 | 5026.7229 | 5086.2029 | 5145.6829 | 5205.1629 | 9033.9953 | 8789.9278 | 8545.8602 | 8301.7927 | 8057.7252 |  | 0.46611 |  |  |  |  | 1 | 1 | 1 | 1 | 1 | [5 empty] | 1.5522 | 7.9501 | 570.7763 | 26826.484 | 684.9315 | 0.086415 | 0.0055336 | 0.0013856 | 0.00057059 | 0.00060746 | 0.086415 | 0.0055337 | 0.0013856 | 0.00057059 | 0.00060746 | 100000 | 100000 | 0 | 0 | 0
4762 |  |  |  | 9795.2055 |  |  |  |  | 5569.3995 | 5643.647 | 5717.8945 | 5792.142 | 5866.3895 | 8215.5036 | 7993.5489 | 7771.5942 | 7549.6395 | 7327.6848 |  | 0.45765 |  |  |  |  | 1 | 1 | 1 | 1 | 1 | [5 empty] | 0.36707 | 8.1874 | 570.7763 | 26826.484 | 684.9315 | 0.08559 | 0.0036763 | 0.00038794 | 0.00029403 | 0.00046488 | 0.08559 | 0.0036763 | 0.00038794 | 0.00029403 | 0.00046488 | 100000 | 100000 | 0 | 0 | 0
4763 |  |  |  | 9795.2055 |  |  |  |  | 6178.141 | 6294.021 | 6409.901 | 6525.781 | 6641.661 | 7560.4382 | 7356.1811 | 7151.924 | 6947.6669 | 6743.4099 |  | 0.46126 |  |  |  |  | 1 | 1 | 1 | 1 | 1 | [5 empty] | 0.33682 | 8.4018 | 570.7763 | 26826.484 | 684.9315 | 0.086272 | 0.0028984 | 0.0003791 | 0.00030028 | 0.00045723 | 0.086272 | 0.0028984 | 0.0003791 | 0.00030028 | 0.00045723 | 100000 | 100000 | 0 | 0 | 0
4764 |  |  |  | 9795.2055 |  |  |  |  | 6074.2452 | 6245.1777 | 6416.1102 | 6587.0427 | 6757.9752 | 7149.1667 | 6956.0208 | 6762.8749 | 6569.7289 | 6376.583 |  | 0.56097 |  |  |  |  | 1 | 1 | 1 | 1 | 1 | [5 empty] | 0.52376 | 7.676 | 570.7763 | 26826.484 | 684.9315 | 0.086888 | 0.002869 | 0.00037657 | 0.00030412 | 0.00045855 | 0.086888 | 0.002869 | 0.00037657 | 0.00030412 | 0.00045855 | 100000 | 100000 | 0 | 0 | 0
4765 |  |  |  | 9795.2055 |  |  |  |  | 5441.3589 | 5680.5989 | 5919.8389 | 6159.0789 | 6398.3189 | 6529.6956 | 6353.2857 | 6176.8757 | 6000.4658 | 5824.0558 |  | 0.64093 |  |  |  |  | 1 | 1 | 1 | 1 | 1 | [5 empty] | 0.6568 | 7.2555 | 570.7763 | 26826.484 | 684.9315 | 0.088399 | 0.0028554 | 0.00037288 | 0.00030205 | 0.00045839 | 0.088399 | 0.0028554 | 0.00037288 | 0.00030205 | 0.00045839 | 100000 | 100000 | 0 | 0 | 0
4766 |  |  |  | 9795.2055 |  |  |  |  | 5044.0673 | 5375.5398 | 5707.0123 | 6038.4848 | 6369.9573 | 6363.2197 | 6191.3074 | 6019.395 | 5847.4827 | 5675.5704 |  | 0.69615 |  |  |  |  | 1 | 1 | 1 | 1 | 1 | [5 empty] | 0.9115 | 6.4411 | 570.7763 | 26826.484 | 684.9315 | 0.088927 | 0.0033388 | 0.00037289 | 0.00030051 | 0.00045717 | 0.088927 | 0.0033388 | 0.00037289 | 0.00030051 | 0.00045717 | 100000 | 100000 | 0 | 0 | 0
4767 |  |  |  | 9795.2055 |  |  |  |  | 4853.1039 | 5168.4064 | 5483.7089 | 5799.0114 | 6114.3139 | 5996.6916 | 5834.6816 | 5672.6716 | 5510.6616 | 5348.6516 |  | 0.56727 |  |  |  |  | 1 | 1 | 1 | 1 | 1 | [5 empty] | 1.213 | 5.8037 | 570.7763 | 26826.484 | 684.9315 | 0.08884 | 0.0048741 | 0.0003742 | 0.00030278 | 0.00047883 | 0.08884 | 0.0048741 | 0.0003742 | 0.00030278 | 0.00047883 | 100000 | 100000 | 0 | 0 | 0
4768 |  |  |  | 9795.2055 |  |  |  |  | 4837.0074 | 5189.1032 | 5541.199 | 5893.2949 | 6245.3907 | 6375.0745 | 6202.8419 | 6030.6093 | 5858.3767 | 5686.144 |  | 0.46386 |  |  |  |  | 1 | 1 | 1 | 1 | 1 | [5 empty] | 1.8207 | 4.383 | 570.7763 | 26826.484 | 684.9315 | 0.088874 | 0.0070932 | 0.00068757 | 0.00045976 | 0.00058106 | 0.088874 | 0.0070932 | 0.00068757 | 0.00045976 | 0.00058106 | 100000 | 100000 | 0 | 0 | 0
4769 |  |  |  | 9795.2055 |  |  |  |  | 5151.6214 | 5544.9664 | 5938.3114 | 6331.6564 | 6725.0014 | 6731.7659 | 6549.8967 | 6368.0275 | 6186.1583 | 6004.2891 |  | 0.29344 |  |  |  |  | 1 | 1 | 1 | 1 | 1 | [5 empty] | 2.1475 | 3.5081 | 570.7763 | 26826.484 | 684.9315 | 0.095657 | 0.01203 | 0.0049711 | 0.0029448 | 0.0044248 | 0.095657 | 0.01203 | 0.0049711 | 0.0029448 | 0.0044248 | 100000 | 100000 | 0 | 0 | 0
4770 |  |  |  | 9795.2055 |  |  |  |  | 5379.1678 | 5892.2978 | 6405.4278 | 6918.5578 | 7431.6878 | 7036.2543 | 6846.1588 | 6656.0634 | 6465.968 | 6275.8726 |  | 0.10759 |  |  |  |  | 1 | 1 | 1 | 1 | 1 | [5 empty] | 4.3777 | 3.7789 | 570.7763 | 26826.484 | 684.9315 | 0.10469 | 0.09438 | 0.041754 | 0.041882 | 0.042979 | 0.10469 | 0.09438 | 0.041754 | 0.041882 | 0.042979 | 100000 | 100000 | 0 | 0 | 0
4771 |  |  |  | 9795.2055 |  |  |  |  | 5257.7121 | 5778.6521 | 6299.5921 | 6820.5321 | 7341.4721 | 7769.6393 | 7559.7304 | 7349.8214 | 7139.9124 | 6930.0035 |  | 0.02607 |  |  |  |  | 1 | 1 | 1 | 1 | 1 | [5 empty] | 6.3456 | 3.997 | 570.7763 | 26826.484 | 684.9315 | 0.11024 | 0.10318 | 0.090091 | 0.052284 | 0.045591 | 0.11024 | 0.10318 | 0.090091 | 0.052284 | 0.045591 | 100000 | 100000 | 0 | 0 | 0
4772 |  |  |  | 9795.2055 |  |  |  |  | 5070.407 | 5558.7604 | 6047.1137 | 6535.467 | 7023.8204 | 8032.419 | 7815.4106 | 7598.4022 | 7381.3939 | 7164.3855 |  | 0 |  |  |  |  | 1 | 1 | 1 | 1 | 1 | [5 empty] | 7.9773 | 3.8199 | 570.7763 | 26826.484 | 684.9315 | 0.1116 | 0.10373 | 0.090041 | 0.054121 | 0.046827 | 0.1116 | 0.10374 | 0.090041 | 0.054121 | 0.046827 | 100000 | 100000 | 0 | 0 | 0
4773 |  |  |  | 9795.2055 |  |  |  |  | 4889.6869 | 5284.4894 | 5679.2919 | 6074.0944 | 6468.8969 | 7438.0629 | 7237.112 | 7036.1611 | 6835.2102 | 6634.2593 |  | 0 |  |  |  |  | 1 | 1 | 1 | 1 | 1 | [5 empty] | 9.8813 | 3.2344 | 570.7763 | 26826.484 | 684.9315 | 0.11161 | 0.10374 | 0.085602 | 0.05404 | 0.04683 | 0.11161 | 0.10374 | 0.085602 | 0.05404 | 0.04683 | 100000 | 100000 | 0 | 0 | 0
4774 |  |  |  | 9795.2055 |  |  |  |  | 4696.5285 | 5017.716 | 5338.9035 | 5660.091 | 5981.2785 | 5882.7926 | 5723.8598 | 5564.9269 | 5405.9941 | 5247.0612 |  | 0 |  |  |  |  | 1 | 1 | 1 | 1 | 1 | [5 empty] | 11.3147 | 3.459 | 570.7763 | 26826.484 | 684.9315 | 0.11161 | 0.10374 | 0.085224 | 0.054002 | 0.046589 | 0.1116 | 0.10374 | 0.085224 | 0.054001 | 0.046589 | 100000 | 100000 | 0 | 0 | 0
4775 |  |  |  | 9795.2055 |  |  |  |  | 3504.6536 | 3780.9636 | 4057.2736 | 4333.5836 | 4609.8936 | 3309.6512 | 3220.2358 | 3130.8204 | 3041.405 | 2951.9896 |  | 0 |  |  |  |  | 1 | 1 | 1 | 1 | 1 | [5 empty] | 12.3601 | 3.7449 | 570.7763 | 26826.484 | 684.9315 | 0.11161 | 0.10373 | 0.085142 | 0.054038 | 0.046569 | 0.11161 | 0.10374 | 0.085142 | 0.054038 | 0.046569 | 100000 | 100000 | 0 | 0 | 0
4776 |  |  |  | 9795.2055 |  |  |  |  | 2477.655 | 2686.6475 | 2895.64 | 3104.6325 | 3313.625 | 2344.3133 | 2280.978 | 2217.6427 | 2154.3075 | 2090.9722 |  | 0 |  |  |  |  | 1 | 1 | 1 | 1 | 1 | [5 empty] | 11.8971 | 4.3046 | 570.7763 | 26826.484 | 684.9315 | 0.11074 | 0.10374 | 0.090056 | 0.054113 | 0.046551 | 0.11074 | 0.10374 | 0.090056 | 0.054113 | 0.046551 | 100000 | 100000 | 0 | 0 | 0
4777 |  |  |  | 9795.2055 |  |  |  |  | 2057.7631 | 2158.7381 | 2259.7131 | 2360.6881 | 2461.6631 | 2525.054 | 2456.8358 | 2388.6175 | 2320.3992 | 2252.1809 |  | 0 |  |  |  |  | 1 | 1 | 1 | 1 | 1 | [5 empty] | 13.225 | 4.0701 | 570.7763 | 26826.484 | 684.9315 | 0.11072 | 0.10373 | 0.089992 | 0.053932 | 0.046548 | 0.11073 | 0.10373 | 0.089992 | 0.053932 | 0.046548 | 100000 | 100000 | 0 | 0 | 0
4778 |  |  |  | 9795.2055 |  |  |  |  | 1899.0235 | 1949.511 | 1999.9985 | 2050.486 | 2100.9735 | 2455.4291 | 2389.0919 | 2322.7546 | 2256.4174 | 2190.0801 |  | 0 |  |  |  |  | 1 | 1 | 1 | 1 | 1 | [5 empty] | 12.8025 | 3.9106 | 570.7763 | 26826.484 | 684.9315 | 0.11069 | 0.1037 | 0.090237 | 0.054525 | 0.046943 | 0.11069 | 0.1037 | 0.090237 | 0.054525 | 0.046943 | 100000 | 100000 | 0 | 0 | 0
4779 |  |  |  | 9795.2055 |  |  |  |  | 1852.9378 | 1894.8728 | 1936.8078 | 1978.7428 | 2020.6778 | 3100.9256 | 3017.1493 | 2933.3729 | 2849.5966 | 2765.8202 |  | 0 |  |  |  |  | 1 | 1 | 1 | 1 | 1 | [5 empty] | 12.9617 | 4.5318 | 570.7763 | 26826.484 | 684.9315 | 0.11072 | 0.10369 | 0.090226 | 0.054346 | 0.046957 | 0.11072 | 0.10369 | 0.090226 | 0.054346 | 0.046957 | 100000 | 100000 | 0 | 0 | 0
4780 |  |  |  | 9795.2055 |  |  |  |  | 1887.3192 | 1929.3917 | 1971.4642 | 2013.5367 | 2055.6092 | 4971.7474 | 4837.4279 | 4703.1084 | 4568.7888 | 4434.4693 |  | 0 |  |  |  |  | 1 | 1 | 1 | 1 | 1 | [5 empty] | 13.4785 | 4.9548 | 570.7763 | 26826.484 | 684.9315 | 0.10891 | 0.10375 | 0.090422 | 0.053745 | 0.047001 | 0.10891 | 0.10375 | 0.090422 | 0.053745 | 0.047001 | 100000 | 100000 | 0 | 0 | 0
4781 |  |  |  | 9795.2055 |  |  |  |  | 2370.1217 | 2410.9567 | 2451.7917 | 2492.6267 | 2533.4617 | 9291.1471 | 9040.1322 | 8789.1174 | 8538.1025 | 8287.0876 |  | 0 |  |  |  |  | 1 | 1 | 1 | 1 | 1 | [5 empty] | 12.5835 | 5.0774 | 570.7763 | 26826.484 | 684.9315 | 0.10975 | 0.10328 | 0.091201 | 0.05463 | 0.047097 | 0.10975 | 0.10328 | 0.091201 | 0.05463 | 0.047097 | 100000 | 100000 | 0 | 0 | 0
4782 |  |  |  | 9795.2055 |  |  |  |  | 3183.5709 | 3226.3309 | 3269.0909 | 3311.8509 | 3354.6109 | 10958.8937 | 10662.8221 | 10366.7504 | 10070.6787 | 9774.607 |  | 0.03271 |  |  |  |  | 1 | 1 | 1 | 1 | 1 | [5 empty] | 12.7927 | 5.7805 | 570.7763 | 26826.484 | 684.9315 | 0.1084 | 0.10132 | 0.085138 | 0.053782 | 0.04646 | 0.1084 | 0.10132 | 0.085138 | 0.053782 | 0.04646 | 100000 | 100000 | 0 | 0 | 0
4783 |  |  |  | 9795.2055 |  |  |  |  | 3722.7005 | 3765.1855 | 3807.6705 | 3850.1555 | 3892.6405 | 11170.8735 | 10869.0749 | 10567.2763 | 10265.4776 | 9963.679 |  | 0.13206 |  |  |  |  | 1 | 1 | 1 | 1 | 1 | [5 empty] | 10.0664 | 6.4908 | 570.7763 | 26826.484 | 684.9315 | 0.10717 | 0.09396 | 0.075712 | 0.042955 | 0.044098 | 0.10717 | 0.09396 | 0.075712 | 0.042955 | 0.044098 | 100000 | 100000 | 0 | 0 | 0
4784 |  |  |  | 9795.2055 |  |  |  |  | 3515.6806 | 3565.8381 | 3615.9956 | 3666.1531 | 3716.3106 | 9230.3002 | 8980.9292 | 8731.5582 | 8482.1872 | 8232.8162 |  | 0.32895 |  |  |  |  | 1 | 1 | 1 | 1 | 1 | [5 empty] | 8.6636 | 6.9531 | 570.7763 | 26826.484 | 684.9315 | 0.10623 | 0.072684 | 0.040727 | 0.040014 | 0.041059 | 0.10623 | 0.072684 | 0.040727 | 0.040014 | 0.041059 | 100000 | 100000 | 0 | 0 | 0
4785 |  |  |  | 9795.2055 |  |  |  |  | 3475.447 | 3550.437 | 3625.427 | 3700.417 | 3775.407 | 9051.6014 | 8807.0582 | 8562.515 | 8317.9719 | 8073.4287 |  | 0.50648 |  |  |  |  | 1 | 1 | 1 | 1 | 1 | [5 empty] | 7.1489 | 6.7141 | 570.7763 | 26826.484 | 684.9315 | 0.10193 | 0.053598 | 0.039209 | 0.036684 | 0.037708 | 0.10193 | 0.053598 | 0.039208 | 0.036684 | 0.037708 | 100000 | 100000 | 0 | 0 | 0
4786 |  |  |  | 9795.2055 |  |  |  |  | 3713.1907 | 3817.9332 | 3922.6757 | 4027.4182 | 4132.1607 | 8231.49 | 8009.1034 | 7786.7168 | 7564.3302 | 7341.9436 |  | 0.63807 |  |  |  |  | 1 | 1 | 1 | 1 | 1 | [5 empty] | 5.7626 | 6.0746 | 570.7763 | 26826.484 | 684.9315 | 0.10193 | 0.053602 | 0.039222 | 0.03671 | 0.037694 | 0.10193 | 0.053602 | 0.039222 | 0.03671 | 0.037694 | 100000 | 100000 | 0 | 0 | 0
4787 |  |  |  | 9795.2055 |  |  |  |  | 4176.9738 | 4340.8663 | 4504.7588 | 4668.6513 | 4832.5438 | 7575.1314 | 7370.4773 | 7165.8233 | 6961.1693 | 6756.5152 |  | 0.72697 |  |  |  |  | 1 | 1 | 1 | 1 | 1 | [5 empty] | 5.3866 | 5.0277 | 570.7763 | 26826.484 | 684.9315 | 0.10257 | 0.053946 | 0.039214 | 0.036709 | 0.037685 | 0.10257 | 0.053946 | 0.039214 | 0.036709 | 0.037685 | 100000 | 100000 | 0 | 0 | 0
4788 |  |  |  | 9795.2055 |  |  |  |  | 4312.3048 | 4517.1723 | 4722.0398 | 4926.9073 | 5131.7748 | 7163.0126 | 6969.4926 | 6775.9726 | 6582.4526 | 6388.9326 |  | 0.76537 |  |  |  |  | 1 | 1 | 1 | 1 | 1 | [5 empty] | 4.3327 | 4.2325 | 570.7763 | 26826.484 | 684.9315 | 0.10403 | 0.054476 | 0.039185 | 0.036911 | 0.037682 | 0.10403 | 0.054476 | 0.039185 | 0.036911 | 0.037682 | 100000 | 100000 | 0 | 0 | 0
4789 |  |  |  | 9795.2055 |  |  |  |  | 4190.1411 | 4460.2911 | 4730.4411 | 5000.5911 | 5270.7411 | 6542.3454 | 6365.5937 | 6188.842 | 6012.0903 | 5835.3386 |  | 0.76908 |  |  |  |  | 1 | 1 | 1 | 1 | 1 | [5 empty] | 3.9196 | 3.7217 | 570.7763 | 26826.484 | 684.9315 | 0.10404 | 0.054843 | 0.039201 | 0.037422 | 0.038014 | 0.10404 | 0.054843 | 0.039201 | 0.037422 | 0.038014 | 100000 | 100000 | 0 | 0 | 0
4790 |  |  |  | 9795.2055 |  |  |  |  | 4046.0319 | 4363.4794 | 4680.9269 | 4998.3744 | 5315.8219 | 6375.5297 | 6203.2848 | 6031.0399 | 5858.7949 | 5686.55 |  | 0.71293 |  |  |  |  | 1 | 1 | 1 | 1 | 1 | [5 empty] | 3.2054 | 2.471 | 570.7763 | 26826.484 | 684.9315 | 0.10403 | 0.054831 | 0.039188 | 0.03842 | 0.038021 | 0.10403 | 0.054831 | 0.039188 | 0.03842 | 0.038021 | 100000 | 100000 | 0 | 0 | 0
4791 |  |  |  | 9795.2055 |  |  |  |  | 3754.8873 | 4179.5798 | 4604.2723 | 5028.9648 | 5453.6573 | 6008.291 | 5845.9676 | 5683.6442 | 5521.3208 | 5358.9974 |  | 0.62069 |  |  |  |  | 1 | 1 | 1 | 1 | 1 | [5 empty] | 3.5793 | 0.76917 | 570.7763 | 26826.484 | 684.9315 | 0.10409 | 0.054834 | 0.039168 | 0.039091 | 0.038745 | 0.10409 | 0.054834 | 0.039168 | 0.039091 | 0.038745 | 100000 | 100000 | 0 | 0 | 0
4792 |  |  |  | 9795.2055 |  |  |  |  | 3759.2764 | 4380.0648 | 5000.8531 | 5621.6414 | 6242.4298 | 6387.455 | 6214.8879 | 6042.3208 | 5869.7537 | 5697.1866 |  | 0.4766 |  |  |  |  | 1 | 1 | 1 | 1 | 1 | [5 empty] | 3.536 | 0.44447 | 570.7763 | 26826.484 | 684.9315 | 0.10495 | 0.074927 | 0.03991 | 0.039299 | 0.040689 | 0.10495 | 0.074927 | 0.03991 | 0.039299 | 0.040689 | 100000 | 100000 | 0 | 0 | 0
4793 |  |  |  | 9795.2055 |  |  |  |  | 4106.0165 | 4881.899 | 5657.7815 | 6433.664 | 7209.5465 | 6744.8525 | 6562.6298 | 6380.407 | 6198.1843 | 6015.9615 |  | 0.29532 |  |  |  |  | 1 | 1 | 1 | 1 | 1 | [5 empty] | 4.5658 | 0.83026 | 570.7763 | 26826.484 | 684.9315 | 0.10979 | 0.096302 | 0.07091 | 0.042898 | 0.043316 | 0.10979 | 0.096302 | 0.07091 | 0.042898 | 0.043316 | 100000 | 100000 | 0 | 0 | 0
4794 |  |  |  | 9795.2055 |  |  |  |  | 4671.4807 | 5496.449 | 6321.4173 | 7146.3857 | 7971.354 | 7049.8971 | 6859.4331 | 6668.9691 | 6478.5051 | 6288.0411 |  | 0.10613 |  |  |  |  | 1 | 1 | 1 | 1 | 1 | [5 empty] | 5.9163 | 1.5057 | 570.7763 | 26826.484 | 684.9315 | 0.11582 | 0.11104 | 0.10271 | 0.10151 | 0.093426 | 0.11582 | 0.11104 | 0.10271 | 0.10151 | 0.093426 | 100000 | 100000 | 0 | 0 | 0
4795 |  |  |  | 9795.2055 |  |  |  |  | 5065.0379 | 5840.5079 | 6615.9779 | 7391.4479 | 8166.9179 | 7784.743 | 7574.426 | 7364.109 | 7153.7919 | 6943.4749 |  | 0.02649 |  |  |  |  | 1 | 1 | 1 | 1 | 1 | [5 empty] | 8.1793 | 2.5431 | 570.7763 | 26826.484 | 684.9315 | 0.11646 | 0.15418 | 0.10816 | 0.10592 | 0.10828 | 0.11646 | 0.15419 | 0.10816 | 0.10592 | 0.10828 | 100000 | 100000 | 0 | 0 | 0
4796 |  |  |  | 9795.2055 |  |  |  |  | 5052.6021 | 5696.2971 | 6339.9921 | 6983.6871 | 7627.3821 | 8048.0126 | 7830.583 | 7613.1533 | 7395.7236 | 7178.294 |  | 0 |  |  |  |  | 1 | 1 | 1 | 1 | 1 | [5 empty] | 10.2675 | 4.1271 | 570.7763 | 26826.484 | 684.9315 | 0.11673 | 0.15794 | 0.11042 | 0.1221 | 0.10887 | 0.11673 | 0.15794 | 0.11042 | 0.1221 | 0.10887 | 100000 | 100000 | 0 | 0 | 0
4797 |  |  |  | 9795.2055 |  |  |  |  | 4950.1894 | 5457.8194 | 5965.4494 | 6473.0794 | 6980.7094 | 7452.4165 | 7251.0778 | 7049.7391 | 6848.4004 | 6647.0617 |  | 0 |  |  |  |  | 1 | 1 | 1 | 1 | 1 | [5 empty] | 11.2608 | 4.0016 | 570.7763 | 26826.484 | 684.9315 | 0.11592 | 0.14572 | 0.10568 | 0.10557 | 0.10833 | 0.11592 | 0.14572 | 0.10568 | 0.10557 | 0.10833 | 100000 | 100000 | 0 | 0 | 0
4798 |  |  |  | 9795.2055 |  |  |  |  | 4765.1151 | 5203.7226 | 5642.3301 | 6080.9376 | 6519.5451 | 5894.0701 | 5734.8325 | 5575.595 | 5416.3575 | 5257.12 |  | 0 |  |  |  |  | 1 | 1 | 1 | 1 | 1 | [5 empty] | 11.4867 | 3.8184 | 570.7763 | 26826.484 | 684.9315 | 0.1152 | 0.1114 | 0.10314 | 0.10506 | 0.10698 | 0.1152 | 0.1114 | 0.10314 | 0.10505 | 0.10698 | 100000 | 100000 | 0 | 0 | 0
4799 |  |  |  | 9795.2055 |  |  |  |  | 3464.4742 | 3863.8409 | 4263.2076 | 4662.5742 | 5061.9409 | 3315.8839 | 3226.3001 | 3136.7163 | 3047.1325 | 2957.5487 |  | 0 |  |  |  |  | 1 | 1 | 1 | 1 | 1 | [5 empty] | 11.6827 | 5.9673 | 570.7763 | 26826.484 | 684.9315 | 0.11441 | 0.11094 | 0.10315 | 0.10443 | 0.10612 | 0.11441 | 0.11094 | 0.10315 | 0.10443 | 0.10612 | 100000 | 100000 | 0 | 0 | 0
4800 |  |  |  | 9795.2055 |  |  |  |  | 2477.3511 | 2684.2811 | 2891.2111 | 3098.1411 | 3305.0711 | 2118.314 | 2061.0844 | 2003.8548 | 1946.6253 | 1889.3957 |  | 0 |  |  |  |  | 1 | 1 | 1 | 1 | 1 | [5 empty] | 10.9931 | 7.4097 | 570.7763 | 26826.484 | 684.9315 | 0.11403 | 0.11015 | 0.10294 | 0.10425 | 0.10571 | 0.11403 | 0.11015 | 0.10294 | 0.10425 | 0.10571 | 100000 | 100000 | 0 | 0 | 0
4801 |  |  |  | 9795.2055 |  |  |  |  | 2057.5107 | 2157.1657 | 2256.8207 | 2356.4757 | 2456.1307 | 2280.4177 | 2218.8087 | 2157.1996 | 2095.5906 | 2033.9815 |  | 0 |  |  |  |  | 1 | 1 | 1 | 1 | 1 | [5 empty] | 10.5234 | 7.518 | 570.7763 | 26826.484 | 684.9315 | 0.11403 | 0.11014 | 0.1029 | 0.10413 | 0.10558 | 0.11403 | 0.11014 | 0.1029 | 0.10413 | 0.10558 | 100000 | 100000 | 0 | 0 | 0
4802 |  |  |  | 9795.2055 |  |  |  |  | 1898.7905 | 1947.463 | 1996.1355 | 2044.808 | 2093.4805 | 2216.4386 | 2156.5581 | 2096.6775 | 2036.7969 | 1976.9164 |  | 0 |  |  |  |  | 1 | 1 | 1 | 1 | 1 | [5 empty] | 10.3332 | 8.5196 | 570.7763 | 26826.484 | 684.9315 | 0.11404 | 0.11015 | 0.10294 | 0.10423 | 0.10568 | 0.11404 | 0.11015 | 0.10294 | 0.10423 | 0.10568 | 100000 | 100000 | 0 | 0 | 0
4803 |  |  |  | 9795.2055 |  |  |  |  | 1852.7105 | 1894.783 | 1936.8555 | 1978.928 | 2021.0005 | 2795.8068 | 2720.2737 | 2644.7406 | 2569.2075 | 2493.6744 |  | 0 |  |  |  |  | 1 | 1 | 1 | 1 | 1 | [5 empty] | 9.4529 | 8.9536 | 570.7763 | 26826.484 | 684.9315 | 0.11407 | 0.11025 | 0.10294 | 0.10416 | 0.10563 | 0.11407 | 0.11025 | 0.10294 | 0.10416 | 0.10563 | 100000 | 100000 | 0 | 0 | 0
4804 |  |  |  | 9795.2055 |  |  |  |  | 1887.0876 | 1928.0601 | 1969.0326 | 2010.0051 | 2050.9776 | 4482.0466 | 4360.9571 | 4239.8676 | 4118.7781 | 3997.6886 |  | 0 |  |  |  |  | 1 | 1 | 1 | 1 | 1 | [5 empty] | 8.5273 | 8.2882 | 570.7763 | 26826.484 | 684.9315 | 0.11027 | 0.10834 | 0.098649 | 0.10091 | 0.10374 | 0.11026 | 0.10834 | 0.098649 | 0.10091 | 0.10374 | 100000 | 100000 | 0 | 0 | 0
4805 |  |  |  | 9795.2055 |  |  |  |  | 2369.831 | 2409.841 | 2449.851 | 2489.861 | 2529.871 | 8358.3035 | 8132.4908 | 7906.6782 | 7680.8655 | 7455.0529 |  | 0 |  |  |  |  | 1 | 1 | 1 | 1 | 1 | [5 empty] | 8.0604 | 8.1114 | 570.7763 | 26826.484 | 684.9315 | 0.11169 | 0.10969 | 0.10265 | 0.10318 | 0.1055 | 0.11169 | 0.10969 | 0.10265 | 0.10318 | 0.10549 | 100000 | 100000 | 0 | 0 | 0
4806 |  |  |  | 9795.2055 |  |  |  |  | 3183.1804 | 3225.3904 | 3267.6004 | 3309.8104 | 3352.0204 | 9856.0921 | 9589.8144 | 9323.5366 | 9057.2588 | 8790.9811 |  | 0.03109 |  |  |  |  | 1 | 1 | 1 | 1 | 1 | [5 empty] | 6.1157 | 8.2577 | 570.7763 | 26826.484 | 684.9315 | 0.11069 | 0.10535 | 0.10142 | 0.10041 | 0.10008 | 0.11069 | 0.10535 | 0.10142 | 0.10041 | 0.10008 | 100000 | 100000 | 0 | 0 | 0
4807 |  |  |  | 9795.2055 |  |  |  |  | 3722.2438 | 3763.7663 | 3805.2888 | 3846.8113 | 3888.3338 | 10047.4179 | 9775.9711 | 9504.5244 | 9233.0777 | 8961.631 |  | 0.12985 |  |  |  |  | 1 | 1 | 1 | 1 | 1 | [5 empty] | 4.8739 | 7.597 | 570.7763 | 26826.484 | 684.9315 | 0.1089 | 0.098403 | 0.090772 | 0.049015 | 0.045026 | 0.1089 | 0.098403 | 0.090771 | 0.049015 | 0.045026 | 100000 | 100000 | 0 | 0 | 0
4808 |  |  |  | 9795.2055 |  |  |  |  | 3515.2493 | 3567.2218 | 3619.1943 | 3671.1668 | 3723.1393 | 8306.1503 | 8081.7466 | 7857.343 | 7632.9393 | 7408.5357 |  | 0.32378 |  |  |  |  | 1 | 1 | 1 | 1 | 1 | [5 empty] | 2.2981 | 7.18 | 570.7763 | 26826.484 | 684.9315 | 0.10725 | 0.086923 | 0.050149 | 0.040795 | 0.042336 | 0.10725 | 0.086923 | 0.050149 | 0.040795 | 0.042336 | 100000 | 100000 | 0 | 0 | 0
4809 |  |  |  | 9795.2055 |  |  |  |  | 3475.0207 | 3549.7632 | 3624.5057 | 3699.2482 | 3773.9907 | 8145.628 | 7925.5611 | 7705.4942 | 7485.4273 | 7265.3604 |  | 0.49315 |  |  |  |  | 1 | 1 | 1 | 1 | 1 | [5 empty] | 1.9773 | 6.8407 | 570.7763 | 26826.484 | 684.9315 | 0.10496 | 0.077383 | 0.040561 | 0.039244 | 0.04139 | 0.10496 | 0.077383 | 0.040561 | 0.039244 | 0.04139 | 100000 | 100000 | 0 | 0 | 0
4810 |  |  |  | 9795.2055 |  |  |  |  | 3712.7352 | 3819.2652 | 3925.7952 | 4032.3252 | 4138.8552 | 7408.9004 | 7208.7374 | 7008.5743 | 6808.4113 | 6608.2482 |  | 0.62176 |  |  |  |  | 1 | 1 | 1 | 1 | 1 | [5 empty] | 0.5315 | 6.0418 | 570.7763 | 26826.484 | 684.9315 | 0.10515 | 0.077388 | 0.040581 | 0.039252 | 0.041384 | 0.10515 | 0.077388 | 0.040581 | 0.039252 | 0.041384 | 100000 | 100000 | 0 | 0 | 0
4811 |  |  |  | 9795.2055 |  |  |  |  | 4176.4614 | 4339.2539 | 4502.0464 | 4664.8389 | 4827.6314 | 6819.1086 | 6634.8797 | 6450.6508 | 6266.4219 | 6082.193 |  | 0.70466 |  |  |  |  | 1 | 1 | 1 | 1 | 1 | [5 empty] | 0.7965 | 6.2258 | 570.7763 | 26826.484 | 684.9315 | 0.10531 | 0.077415 | 0.040585 | 0.039202 | 0.041346 | 0.10531 | 0.077415 | 0.040585 | 0.039202 | 0.041346 | 100000 | 100000 | 0 | 0 | 0
4812 |  |  |  | 9795.2055 |  |  |  |  | 4311.7758 | 4511.8308 | 4711.8858 | 4911.9408 | 5111.9958 | 6450.6552 | 6276.3807 | 6102.1061 | 5927.8316 | 5753.557 |  | 0.73708 |  |  |  |  | 1 | 1 | 1 | 1 | 1 | [5 empty] | 0.98939 | 8.0181 | 570.7763 | 26826.484 | 684.9315 | 0.10534 | 0.077423 | 0.04057 | 0.039164 | 0.041321 | 0.10534 | 0.077423 | 0.04057 | 0.039164 | 0.041321 | 100000 | 100000 | 0 | 0 | 0
4813 |  |  |  | 9795.2055 |  |  |  |  | 4189.6271 | 4447.4571 | 4705.2871 | 4963.1171 | 5220.9471 | 5891.5227 | 5732.354 | 5573.1853 | 5414.0165 | 5254.8478 |  | 0.7321 |  |  |  |  | 1 | 1 | 1 | 1 | 1 | [5 empty] | 1.1433 | 8.2157 | 570.7763 | 26826.484 | 684.9315 | 0.10607 | 0.077403 | 0.040703 | 0.039122 | 0.041293 | 0.10607 | 0.077403 | 0.040703 | 0.039122 | 0.041293 | 100000 | 100000 | 0 | 0 | 0
4814 |  |  |  | 9795.2055 |  |  |  |  | 4045.5356 | 4351.1856 | 4656.8356 | 4962.4856 | 5268.1356 | 5742.2147 | 5587.0798 | 5431.9449 | 5276.81 | 5121.6751 |  | 0.68072 |  |  |  |  | 1 | 1 | 1 | 1 | 1 | [5 empty] | 1.4509 | 8.247 | 570.7763 | 26826.484 | 684.9315 | 0.10618 | 0.077396 | 0.040911 | 0.039112 | 0.041278 | 0.10618 | 0.077396 | 0.040911 | 0.039112 | 0.041278 | 100000 | 100000 | 0 | 0 | 0
4815 |  |  |  | 9795.2055 |  |  |  |  | 3754.4267 | 4176.26 | 4598.0933 | 5019.9267 | 5441.76 | 5411.5373 | 5265.3361 | 5119.135 | 4972.9338 | 4826.7327 |  | 0.5907 |  |  |  |  | 1 | 1 | 1 | 1 | 1 | [5 empty] | 1.2423 | 8.2441 | 570.7763 | 26826.484 | 684.9315 | 0.10623 | 0.077398 | 0.041464 | 0.039271 | 0.041264 | 0.10623 | 0.077398 | 0.041464 | 0.039271 | 0.041264 | 100000 | 100000 | 0 | 0 | 0
4816 |  |  |  | 9795.2055 |  |  |  |  | 3758.8153 | 4371.3536 | 4983.8919 | 5596.4303 | 6208.9686 | 5750.4453 | 5595.088 | 5439.7308 | 5284.3735 | 5129.0162 |  | 0.45637 |  |  |  |  | 1 | 1 | 1 | 1 | 1 | [5 empty] | 1.357 | 8.0196 | 570.7763 | 26826.484 | 684.9315 | 0.10722 | 0.082707 | 0.043245 | 0.039708 | 0.041607 | 0.10722 | 0.082707 | 0.043245 | 0.039708 | 0.041607 | 100000 | 100000 | 0 | 0 | 0
4817 |  |  |  | 9795.2055 |  |  |  |  | 4105.5128 | 4902.2944 | 5699.0761 | 6495.8578 | 7292.6394 | 6071.4899 | 5907.4591 | 5743.4283 | 5579.3975 | 5415.3667 |  | 0.28689 |  |  |  |  | 1 | 1 | 1 | 1 | 1 | [5 empty] | 0.98393 | 7.9716 | 570.7763 | 26826.484 | 684.9315 | 0.10978 | 0.097115 | 0.088323 | 0.043209 | 0.04376 | 0.10978 | 0.097116 | 0.088323 | 0.043209 | 0.04376 | 100000 | 100000 | 0 | 0 | 0
4818 |  |  |  | 9795.2055 |  |  |  |  | 4670.9076 | 5501.3743 | 6331.8409 | 7162.3076 | 7992.7743 | 6347.9653 | 6176.4651 | 6004.9649 | 5833.4647 | 5661.9645 |  | 0.10443 |  |  |  |  | 1 | 1 | 1 | 1 | 1 | [5 empty] | 1.0425 | 8.13 | 570.7763 | 26826.484 | 684.9315 | 0.11546 | 0.10479 | 0.097541 | 0.089882 | 0.052014 | 0.11546 | 0.10479 | 0.097541 | 0.089882 | 0.052014 | 100000 | 100000 | 0 | 0 | 0
4819 |  |  |  | 9795.2055 |  |  |  |  | 5064.4166 | 5834.7166 | 6605.0166 | 7375.3166 | 8145.6166 | 7007.5947 | 6818.2736 | 6628.9524 | 6439.6313 | 6250.3101 |  | 0.02607 |  |  |  |  | 1 | 1 | 1 | 1 | 1 | [5 empty] | 2.7003 | 8.2077 | 570.7763 | 26826.484 | 684.9315 | 0.1157 | 0.13562 | 0.10535 | 0.10612 | 0.10428 | 0.1157 | 0.13562 | 0.10535 | 0.10612 | 0.10428 | 100000 | 100000 | 0 | 0 | 0
4820 |  |  |  | 9795.2055 |  |  |  |  | 5051.9823 | 5693.5873 | 6335.1923 | 6976.7973 | 7618.4023 | 7245.6826 | 7049.9292 | 6854.1757 | 6658.4223 | 6462.6688 |  | 0 |  |  |  |  | 1 | 1 | 1 | 1 | 1 | [5 empty] | 4.6312 | 7.7918 | 570.7763 | 26826.484 | 684.9315 | 0.1152 | 0.13214 | 0.10543 | 0.10624 | 0.10561 | 0.1152 | 0.13214 | 0.10543 | 0.10624 | 0.10561 | 100000 | 100000 | 0 | 0 | 0
4821 |  |  |  | 9795.2055 |  |  |  |  | 4949.5822 | 5473.2997 | 5997.0172 | 6520.7347 | 7044.4522 | 6714.0115 | 6532.622 | 6351.2325 | 6169.8429 | 5988.4534 |  | 0 |  |  |  |  | 1 | 1 | 1 | 1 | 1 | [5 empty] | 4.3789 | 8.176 | 570.7763 | 26826.484 | 684.9315 | 0.11365 | 0.10735 | 0.10238 | 0.10445 | 0.087585 | 0.11365 | 0.10735 | 0.10238 | 0.10445 | 0.087585 | 100000 | 100000 | 0 | 0 | 0
4822 |  |  |  | 9795.2055 |  |  |  |  | 4764.5306 | 5239.4364 | 5714.3422 | 6189.2481 | 6664.1539 | 5314.0242 | 5170.4575 | 5026.8908 | 4883.3242 | 4739.7575 |  | 0 |  |  |  |  | 1 | 1 | 1 | 1 | 1 | [5 empty] | 4.6007 | 10.8853 | 570.7763 | 26826.484 | 684.9315 | 0.11139 | 0.1017 | 0.093236 | 0.085123 | 0.05267 | 0.11138 | 0.1017 | 0.093236 | 0.085123 | 0.05267 | 100000 | 100000 | 0 | 0 | 0
4823 |  |  |  | 9795.2055 |  |  |  |  | 3464.0492 | 3837.5667 | 4211.0842 | 4584.6017 | 4958.1192 | 2995.4723 | 2914.5449 | 2833.6176 | 2752.6902 | 2671.7628 |  | 0 |  |  |  |  | 1 | 1 | 1 | 1 | 1 | [5 empty] | 4.0334 | 11.9997 | 570.7763 | 26826.484 | 684.9315 | 0.10891 | 0.096781 | 0.087957 | 0.084224 | 0.050161 | 0.10891 | 0.096781 | 0.087957 | 0.084224 | 0.050161 | 100000 | 100000 | 0 | 0 | 0
4824 |  |  |  | 9795.2055 |  |  |  |  | 2477.2223 | 2688.9648 | 2900.7073 | 3112.4498 | 3324.1923 | 1632.618 | 1588.5103 | 1544.4025 | 1500.2948 | 1456.1871 |  | 0 |  |  |  |  | 1 | 1 | 1 | 1 | 1 | [5 empty] | 5.4145 | 12.9915 | 570.7763 | 26826.484 | 684.9315 | 0.10677 | 0.089704 | 0.084445 | 0.080897 | 0.049687 | 0.10677 | 0.089704 | 0.084445 | 0.080897 | 0.049687 | 100000 | 100000 | 0 | 0 | 0
4825 |  |  |  | 9795.2055 |  |  |  |  | 2057.4037 | 2157.7187 | 2258.0337 | 2358.3487 | 2458.6637 | 1823.0987 | 1773.8448 | 1724.5909 | 1675.3371 | 1626.0832 |  | 0 |  |  |  |  | 1 | 1 | 1 | 1 | 1 | [5 empty] | 4.6333 | 12.8038 | 570.7763 | 26826.484 | 684.9315 | 0.10582 | 0.086455 | 0.078385 | 0.074594 | 0.048688 | 0.10582 | 0.086455 | 0.078385 | 0.074594 | 0.048688 | 100000 | 100000 | 0 | 0 | 0
4826 |  |  |  | 9795.2055 |  |  |  |  | 1898.6918 | 1948.0243 | 1997.3568 | 2046.6893 | 2096.0218 | 1637.9467 | 1593.695 | 1549.4433 | 1505.1916 | 1460.9399 |  | 0 |  |  |  |  | 1 | 1 | 1 | 1 | 1 | [5 empty] | 4.2069 | 12.4471 | 570.7763 | 26826.484 | 684.9315 | 0.10626 | 0.087225 | 0.079391 | 0.075093 | 0.048842 | 0.10626 | 0.087225 | 0.079391 | 0.075093 | 0.048841 | 100000 | 100000 | 0 | 0 | 0
4827 |  |  |  | 9795.2055 |  |  |  |  | 1852.6141 | 1892.8991 | 1933.1841 | 1973.4691 | 2013.7541 | 1836.5754 | 1786.9575 | 1737.3395 | 1687.7216 | 1638.1036 |  | 0 |  |  |  |  | 1 | 1 | 1 | 1 | 1 | [5 empty] | 5.1947 | 11.6465 | 570.7763 | 26826.484 | 684.9315 | 0.10619 | 0.085741 | 0.077892 | 0.074034 | 0.048668 | 0.10619 | 0.085741 | 0.077892 | 0.074034 | 0.048668 | 100000 | 100000 | 0 | 0 | 0
4828 |  |  |  | 9795.2055 |  |  |  |  | 1886.9895 | 1928.0995 | 1969.2095 | 2010.3195 | 2051.4295 | 3202.7594 | 3116.2318 | 3029.7043 | 2943.1767 | 2856.6492 |  | 0 |  |  |  |  | 1 | 1 | 1 | 1 | 1 | [5 empty] | 5.8927 | 11.0868 | 570.7763 | 26826.484 | 684.9315 | 0.10294 | 0.08012 | 0.068495 | 0.049342 | 0.045426 | 0.10294 | 0.08012 | 0.068495 | 0.049342 | 0.045426 | 100000 | 100000 | 0 | 0 | 0
4829 |  |  |  | 9795.2055 |  |  |  |  | 2369.7078 | 2409.0303 | 2448.3528 | 2487.6753 | 2526.9978 | 6325.9497 | 6155.0442 | 5984.1388 | 5813.2334 | 5642.3279 |  | 0 |  |  |  |  | 1 | 1 | 1 | 1 | 1 | [5 empty] | 4.9331 | 10.3122 | 570.7763 | 26826.484 | 684.9315 | 0.10237 | 0.080334 | 0.065097 | 0.050889 | 0.045594 | 0.10237 | 0.080334 | 0.065097 | 0.050889 | 0.045594 | 100000 | 100000 | 0 | 0 | 0
4830 |  |  |  | 9795.2055 |  |  |  |  | 3183.0149 | 3225.3624 | 3267.7099 | 3310.0574 | 3352.4049 | 7901.0957 | 7687.6352 | 7474.1747 | 7260.7142 | 7047.2538 |  | 0.04015 |  |  |  |  | 1 | 1 | 1 | 1 | 1 | [5 empty] | 4.2788 | 10.5739 | 570.7763 | 26826.484 | 684.9315 | 0.10044 | 0.078474 | 0.044069 | 0.043721 | 0.044475 | 0.10044 | 0.078474 | 0.044069 | 0.043721 | 0.044475 | 100000 | 100000 | 0 | 0 | 0
4831 |  |  |  | 9795.2055 |  |  |  |  | 3722.0503 | 3762.8853 | 3803.7203 | 3844.5553 | 3885.3903 | 8686.1571 | 8451.487 | 8216.8168 | 7982.1467 | 7747.4766 |  | 0.12887 |  |  |  |  | 1 | 1 | 1 | 1 | 1 | [5 empty] | 3.9346 | 9.8422 | 570.7763 | 26826.484 | 684.9315 | 0.098411 | 0.050316 | 0.039506 | 0.039651 | 0.042287 | 0.098411 | 0.050316 | 0.039506 | 0.039651 | 0.042287 | 100000 | 100000 | 0 | 0 | 0
4832 |  |  |  | 9795.2055 |  |  |  |  | 3515.0665 | 3564.234 | 3613.4015 | 3662.569 | 3711.7365 | 6756.0913 | 6573.5649 | 6391.0386 | 6208.5122 | 6025.9858 |  | 0.30872 |  |  |  |  | 1 | 1 | 1 | 1 | 1 | [5 empty] | 3.5635 | 8.6894 | 570.7763 | 26826.484 | 684.9315 | 0.098651 | 0.048172 | 0.038285 | 0.037966 | 0.041185 | 0.098651 | 0.048172 | 0.038285 | 0.037966 | 0.041185 | 100000 | 100000 | 0 | 0 | 0
4833 |  |  |  | 9795.2055 |  |  |  |  | 3474.84 | 3547.85 | 3620.86 | 3693.87 | 3766.88 | 6703.2767 | 6522.1772 | 6341.0777 | 6159.9782 | 5978.8787 |  | 0.47354 |  |  |  |  | 1 | 1 | 1 | 1 | 1 | [5 empty] | 3.4228 | 8.9154 | 570.7763 | 26826.484 | 684.9315 | 0.097023 | 0.040527 | 0.037317 | 0.036931 | 0.04064 | 0.097023 | 0.040527 | 0.037317 | 0.036931 | 0.04064 | 100000 | 100000 | 0 | 0 | 0
4834 |  |  |  | 9795.2055 |  |  |  |  | 3712.5422 | 3821.5747 | 3930.6072 | 4039.6397 | 4148.6722 | 6355.4773 | 6183.7741 | 6012.071 | 5840.3678 | 5668.6646 |  | 0.59663 |  |  |  |  | 1 | 1 | 1 | 1 | 1 | [5 empty] | 3.1046 | 8.7691 | 570.7763 | 26826.484 | 684.9315 | 0.097078 | 0.04053 | 0.03728 | 0.036968 | 0.04092 | 0.097078 | 0.04053 | 0.03728 | 0.036968 | 0.04092 | 100000 | 100000 | 0 | 0 | 0
4835 |  |  |  | 9795.2055 |  |  |  |  | 4176.2442 | 4339.0376 | 4501.8309 | 4664.6242 | 4827.4176 | 5829.9564 | 5672.451 | 5514.9456 | 5357.4402 | 5199.9348 |  | 0.67966 |  |  |  |  | 1 | 1 | 1 | 1 | 1 | [5 empty] | 2.9041 | 9.173 | 570.7763 | 26826.484 | 684.9315 | 0.097412 | 0.040537 | 0.037483 | 0.036964 | 0.04094 | 0.097412 | 0.040537 | 0.037483 | 0.036964 | 0.04094 | 100000 | 100000 | 0 | 0 | 0
4836 |  |  |  | 9795.2055 |  |  |  |  | 4311.5516 | 4520.5441 | 4729.5366 | 4938.5291 | 5147.5216 | 5840.2064 | 5682.4241 | 5524.6417 | 5366.8594 | 5209.0771 |  | 0.64451 |  |  |  |  | 1 | 1 | 1 | 1 | 1 | [5 empty] | 2.8323 | 9.4223 | 570.7763 | 26826.484 | 684.9315 | 0.10105 | 0.043448 | 0.037617 | 0.037144 | 0.041703 | 0.10105 | 0.043448 | 0.037617 | 0.037144 | 0.041703 | 100000 | 100000 | 0 | 0 | 0
4837 |  |  |  | 9795.2055 |  |  |  |  | 4189.4093 | 4449.8793 | 4710.3493 | 4970.8193 | 5231.2893 | 5102.0753 | 4964.2347 | 4826.3942 | 4688.5536 | 4550.7131 |  | 0.4372 |  |  |  |  | 1 | 1 | 1 | 1 | 1 | [5 empty] | 3.071 | 9.5126 | 570.7763 | 26826.484 | 684.9315 | 0.10169 | 0.043769 | 0.037626 | 0.0374 | 0.041722 | 0.10169 | 0.043769 | 0.037626 | 0.0374 | 0.041722 | 100000 | 100000 | 0 | 0 | 0
4838 |  |  |  | 9795.2055 |  |  |  |  | 4045.3252 | 4359.5552 | 4673.7852 | 4988.0152 | 5302.2452 | 5026.7238 | 4890.919 | 4755.1141 | 4619.3093 | 4483.5045 |  | 0.59692 |  |  |  |  | 1 | 1 | 1 | 1 | 1 | [5 empty] | 3.1086 | 6.4114 | 570.7763 | 26826.484 | 684.9315 | 0.10279 | 0.048723 | 0.037828 | 0.037384 | 0.041747 | 0.10279 | 0.048723 | 0.037828 | 0.037384 | 0.041747 | 100000 | 100000 | 0 | 0 | 0
4839 |  |  |  | 9795.2055 |  |  |  |  | 3754.2315 | 4183.214 | 4612.1965 | 5041.179 | 5470.1615 | 4560.5684 | 4437.3575 | 4314.1466 | 4190.9357 | 4067.7248 |  | 0.56878 |  |  |  |  | 1 | 1 | 1 | 1 | 1 | [5 empty] | 4.8796 | 5.4848 | 570.7763 | 26826.484 | 684.9315 | 0.10382 | 0.049821 | 0.038286 | 0.037238 | 0.041743 | 0.10382 | 0.049821 | 0.038286 | 0.037238 | 0.041743 | 100000 | 100000 | 0 | 0 | 0
4840 |  |  |  | 9795.2055 |  |  |  |  | 3758.6198 | 4377.3457 | 4996.0715 | 5614.7973 | 6233.5232 | 4944.7241 | 4811.1347 | 4677.5452 | 4543.9557 | 4410.3663 |  | 0.4448 |  |  |  |  | 1 | 1 | 1 | 1 | 1 | [5 empty] | 5.5833 | 4.8284 | 570.7763 | 26826.484 | 684.9315 | 0.10814 | 0.076513 | 0.041745 | 0.040618 | 0.042867 | 0.10814 | 0.076513 | 0.041746 | 0.040618 | 0.042867 | 100000 | 100000 | 0 | 0 | 0
4841 |  |  |  | 9795.2055 |  |  |  |  | 4105.2993 | 4883.7943 | 5662.2893 | 6440.7843 | 7219.2793 | 5377.2778 | 5232.0022 | 5086.7267 | 4941.4511 | 4796.1755 |  | 0.26407 |  |  |  |  | 1 | 1 | 1 | 1 | 1 | [5 empty] | 5.5204 | 3.477 | 570.7763 | 26826.484 | 684.9315 | 0.11501 | 0.1053 | 0.089813 | 0.046622 | 0.045749 | 0.11501 | 0.1053 | 0.089813 | 0.046622 | 0.045749 | 100000 | 100000 | 0 | 0 | 0
4842 |  |  |  | 9795.2055 |  |  |  |  | 4670.6647 | 5501.1322 | 6331.5997 | 7162.0672 | 7992.5347 | 5392.8889 | 5247.1915 | 5101.4942 | 4955.7969 | 4810.0995 |  | 0.10576 |  |  |  |  | 1 | 1 | 1 | 1 | 1 | [5 empty] | 6.7541 | 2.6136 | 570.7763 | 26826.484 | 684.9315 | 0.11672 | 0.11232 | 0.098159 | 0.098371 | 0.078967 | 0.11673 | 0.11232 | 0.098159 | 0.098371 | 0.078967 | 100000 | 100000 | 0 | 0 | 0
4843 |  |  |  | 9795.2055 |  |  |  |  | 5064.1533 | 5865.4724 | 6666.7916 | 7468.1108 | 8269.4299 | 5656.684 | 5503.8598 | 5351.0357 | 5198.2115 | 5045.3873 |  | 0.0306 |  |  |  |  | 1 | 1 | 1 | 1 | 1 | [5 empty] | 4.2339 | 18.7838 | 570.7763 | 26826.484 | 684.9315 | 0.11826 | 0.15699 | 0.10363 | 0.10616 | 0.107 | 0.11826 | 0.15699 | 0.10363 | 0.10616 | 0.107 | 100000 | 100000 | 0 | 0 | 0
4844 |  |  |  | 9795.2055 |  |  |  |  | 5051.7196 | 5676.6054 | 6301.4913 | 6926.3771 | 7551.2629 | 6063.8813 | 5900.0561 | 5736.2309 | 5572.4056 | 5408.5804 |  | 0 |  |  |  |  | 1 | 1 | 1 | 1 | 1 | [5 empty] | 3.677 | 8.8261 | 570.7763 | 26826.484 | 684.9315 | 0.11746 | 0.15751 | 0.10549 | 0.1061 | 0.10828 | 0.11746 | 0.15751 | 0.10549 | 0.1061 | 0.10827 | 100000 | 100000 | 0 | 0 | 0
4845 |  |  |  | 9795.2055 |  |  |  |  | 4949.3248 | 5490.9165 | 6032.5082 | 6574.0998 | 7115.6915 | 5472.4441 | 5324.5974 | 5176.7508 | 5028.9042 | 4881.0575 |  | 0 |  |  |  |  | 1 | 1 | 1 | 1 | 1 | [5 empty] | 5.375 | 4.4741 | 570.7763 | 26826.484 | 684.9315 | 0.11646 | 0.15504 | 0.10472 | 0.1048 | 0.10643 | 0.11646 | 0.15504 | 0.10472 | 0.1048 | 0.10643 | 100000 | 100000 | 0 | 0 | 0
4846 |  |  |  | 9795.2055 |  |  |  |  | 4764.2828 | 5216.5028 | 5668.7228 | 6120.9428 | 6573.1628 | 4236.6901 | 4122.2293 | 4007.7685 | 3893.3077 | 3778.8469 |  | 0 |  |  |  |  | 1 | 1 | 1 | 1 | 1 | [5 empty] | 8.3887 | 4.7507 | 570.7763 | 26826.484 | 684.9315 | 0.1162 | 0.12087 | 0.10196 | 0.10397 | 0.089558 | 0.1162 | 0.12087 | 0.10196 | 0.10397 | 0.089558 | 100000 | 100000 | 0 | 0 | 0
4847 |  |  |  | 9795.2055 |  |  |  |  | 3463.8691 | 3860.6516 | 4257.4341 | 4654.2166 | 5050.9991 | 2412.5961 | 2347.4161 | 2282.236 | 2217.0559 | 2151.8759 |  | 0 |  |  |  |  | 1 | 1 | 1 | 1 | 1 | [5 empty] | 10.371 | 2.2282 | 570.7763 | 26826.484 | 684.9315 | 0.11482 | 0.11182 | 0.0937 | 0.096085 | 0.076353 | 0.11482 | 0.11182 | 0.0937 | 0.096085 | 0.076353 | 100000 | 100000 | 0 | 0 | 0
4848 |  |  |  | 9795.2055 |  |  |  |  | 2477.2687 | 2679.3862 | 2881.5037 | 3083.6212 | 3285.7387 | 1737.5828 | 1690.6393 | 1643.6958 | 1596.7522 | 1549.8087 |  | 0 |  |  |  |  | 1 | 1 | 1 | 1 | 1 | [5 empty] | 7.9176 | 1.2778 | 570.7763 | 26826.484 | 684.9315 | 0.11195 | 0.11117 | 0.093706 | 0.096029 | 0.076021 | 0.11195 | 0.11117 | 0.093706 | 0.096029 | 0.076021 | 100000 | 100000 | 0 | 0 | 0
4849 |  |  |  | 9795.2055 |  |  |  |  | 2057.4422 | 2155.1181 | 2252.7939 | 2350.4697 | 2448.1456 | 1941.4886 | 1889.0362 | 1836.5839 | 1784.1315 | 1731.6792 |  | 0 |  |  |  |  | 1 | 1 | 1 | 1 | 1 | [5 empty] | 5.9297 | 1.7222 | 570.7763 | 26826.484 | 684.9315 | 0.11047 | 0.10967 | 0.093747 | 0.096053 | 0.076038 | 0.11047 | 0.10967 | 0.093747 | 0.096053 | 0.076038 | 100000 | 100000 | 0 | 0 | 0
4850 |  |  |  | 9795.2055 |  |  |  |  | 1898.7273 | 1945.7498 | 1992.7723 | 2039.7948 | 2086.8173 | 1743.1296 | 1696.0363 | 1648.9429 | 1601.8495 | 1554.7561 |  | 0 |  |  |  |  | 1 | 1 | 1 | 1 | 1 | [5 empty] | 3.682 | 1.1633 | 570.7763 | 26826.484 | 684.9315 | 0.11044 | 0.10967 | 0.093726 | 0.09597 | 0.075991 | 0.11044 | 0.10967 | 0.093726 | 0.09597 | 0.075991 | 100000 | 100000 | 0 | 0 | 0
4851 |  |  |  | 9795.2055 |  |  |  |  | 1852.6488 | 1892.9338 | 1933.2188 | 1973.5038 | 2013.7888 | 1957.8137 | 1904.9203 | 1852.0269 | 1799.1335 | 1746.2401 |  | 0 |  |  |  |  | 1 | 1 | 1 | 1 | 1 | [5 empty] | 2.5411 | 2.9033 | 570.7763 | 26826.484 | 684.9315 | 0.11042 | 0.10969 | 0.093706 | 0.095945 | 0.075965 | 0.11042 | 0.10969 | 0.093706 | 0.095945 | 0.075965 | 100000 | 100000 | 0 | 0 | 0
4852 |  |  |  | 9795.2055 |  |  |  |  | 1887.0249 | 1926.8974 | 1966.7699 | 2006.6424 | 2046.5149 | 3418.0541 | 3325.7101 | 3233.366 | 3141.0219 | 3048.6778 |  | 0 |  |  |  |  | 1 | 1 | 1 | 1 | 1 | [5 empty] | 3.3316 | 4.5212 | 570.7763 | 26826.484 | 684.9315 | 0.10684 | 0.10059 | 0.080871 | 0.054467 | 0.05253 | 0.10684 | 0.10059 | 0.080871 | 0.054467 | 0.05253 | 100000 | 100000 | 0 | 0 | 0
4853 |  |  |  | 9795.2055 |  |  |  |  | 2369.7521 | 2410.4496 | 2451.1471 | 2491.8446 | 2532.5421 | 6774.4096 | 6591.3883 | 6408.367 | 6225.3458 | 6042.3245 |  | 0 |  |  |  |  | 1 | 1 | 1 | 1 | 1 | [5 empty] | 3.673 | 6.4102 | 570.7763 | 26826.484 | 684.9315 | 0.10719 | 0.099987 | 0.082235 | 0.054396 | 0.052358 | 0.10719 | 0.099987 | 0.082235 | 0.054396 | 0.052358 | 100000 | 100000 | 0 | 0 | 0
4854 |  |  |  | 9795.2055 |  |  |  |  | 3183.0745 | 3226.522 | 3269.9695 | 3313.417 | 3356.8645 | 8475.0179 | 8246.052 | 8017.0862 | 7788.1203 | 7559.1544 |  | 0.03106 |  |  |  |  | 1 | 1 | 1 | 1 | 1 | [5 empty] | 2.9 | 4.3888 | 570.7763 | 26826.484 | 684.9315 | 0.10609 | 0.098168 | 0.051163 | 0.045753 | 0.046561 | 0.10609 | 0.098168 | 0.051163 | 0.045753 | 0.046561 | 100000 | 100000 | 0 | 0 | 0
4855 |  |  |  | 9795.2055 |  |  |  |  | 3722.12 | 3762.68 | 3803.24 | 3843.8 | 3884.36 | 9306.2301 | 9054.8077 | 8803.3853 | 8551.9629 | 8300.5406 |  | 0.09164 |  |  |  |  | 1 | 1 | 1 | 1 | 1 | [5 empty] | 2.2024 | 3.6616 | 570.7763 | 26826.484 | 684.9315 | 0.10644 | 0.094427 | 0.04726 | 0.044312 | 0.045075 | 0.10644 | 0.094427 | 0.04726 | 0.044312 | 0.045075 | 100000 | 100000 | 0 | 0 | 0
4856 |  |  |  | 9795.2055 |  |  |  |  | 3515.1324 | 3564.4649 | 3613.7974 | 3663.1299 | 3712.4624 | 7233.7595 | 7038.3282 | 6842.8969 | 6647.4655 | 6452.0342 |  | 0.14355 |  |  |  |  | 1 | 1 | 1 | 1 | 1 | [5 empty] | 2.0562 | 2.9414 | 570.7763 | 26826.484 | 684.9315 | 0.10768 | 0.09234 | 0.045473 | 0.043017 | 0.044581 | 0.10768 | 0.09234 | 0.045473 | 0.043017 | 0.044581 | 100000 | 100000 | 0 | 0 | 0
4857 |  |  |  | 9795.2055 |  |  |  |  | 3474.9051 | 3550.1426 | 3625.3801 | 3700.6176 | 3775.8551 | 7175.912 | 6982.0435 | 6788.175 | 6594.3065 | 6400.438 |  | 0.29484 |  |  |  |  | 1 | 1 | 1 | 1 | 1 | [5 empty] | 3.6836 | 1.6895 | 570.7763 | 26826.484 | 684.9315 | 0.10777 | 0.089657 | 0.043374 | 0.041058 | 0.043171 | 0.10777 | 0.089657 | 0.043374 | 0.041058 | 0.043171 | 100000 | 100000 | 0 | 0 | 0
4858 |  |  |  | 9795.2055 |  |  |  |  | 3712.6117 | 3821.6442 | 3930.6767 | 4039.7092 | 4148.7417 | 6804.4572 | 6620.6241 | 6436.7911 | 6252.958 | 6069.125 |  | 0.24431 |  |  |  |  | 1 | 1 | 1 | 1 | 1 | [5 empty] | 4.9601 | 1.7824 | 570.7763 | 26826.484 | 684.9315 | 0.10699 | 0.082158 | 0.042862 | 0.040856 | 0.042832 | 0.10699 | 0.082158 | 0.042862 | 0.040856 | 0.042832 | 100000 | 100000 | 0 | 0 | 0
4859 |  |  |  | 9795.2055 |  |  |  |  | 4176.3225 | 4340.215 | 4504.1075 | 4668 | 4831.8925 | 6239.9669 | 6071.3844 | 5902.8019 | 5734.2195 | 5565.637 |  | 0.40966 |  |  |  |  | 1 | 1 | 1 | 1 | 1 | [5 empty] | 6.4434 | 2.5784 | 570.7763 | 26826.484 | 684.9315 | 0.10742 | 0.08204 | 0.04277 | 0.040774 | 0.042624 | 0.10742 | 0.08204 | 0.04277 | 0.040774 | 0.042624 | 100000 | 100000 | 0 | 0 | 0
4860 |  |  |  | 9795.2055 |  |  |  |  | 4311.6324 | 4515.1249 | 4718.6174 | 4922.1099 | 5125.6024 | 6250.5217 | 6081.654 | 5912.7864 | 5743.9188 | 5575.0511 |  | 0.53098 |  |  |  |  | 1 | 1 | 1 | 1 | 1 | [5 empty] | 6.6437 | 4.4681 | 570.7763 | 26826.484 | 684.9315 | 0.10743 | 0.08229 | 0.042793 | 0.040753 | 0.042606 | 0.10743 | 0.08229 | 0.042793 | 0.040753 | 0.042606 | 100000 | 100000 | 0 | 0 | 0
4861 |  |  |  | 9795.2055 |  |  |  |  | 4189.4877 | 4450.8377 | 4712.1877 | 4973.5377 | 5234.8877 | 5458.8603 | 5311.3807 | 5163.901 | 5016.4214 | 4868.9417 |  | 0.3219 |  |  |  |  | 1 | 1 | 1 | 1 | 1 | [5 empty] | 6.417 | 5.6337 | 570.7763 | 26826.484 | 684.9315 | 0.10745 | 0.082298 | 0.042754 | 0.040764 | 0.042592 | 0.10745 | 0.082298 | 0.042754 | 0.040764 | 0.042592 | 100000 | 100000 | 0 | 0 | 0
4862 |  |  |  | 9795.2055 |  |  |  |  | 4045.401 | 4351.051 | 4656.701 | 4962.351 | 5268.001 | 5377.2086 | 5231.9349 | 5086.6612 | 4941.3875 | 4796.1138 |  | 0.07115 |  |  |  |  | 1 | 1 | 1 | 1 | 1 | [5 empty] | 5.8017 | 7.5079 | 570.7763 | 26826.484 | 684.9315 | 0.10795 | 0.083073 | 0.042975 | 0.040868 | 0.04266 | 0.10795 | 0.083073 | 0.042975 | 0.040868 | 0.04266 | 100000 | 100000 | 0 | 0 | 0
4863 |  |  |  | 9795.2055 |  |  |  |  | 3754.3018 | 4177.5643 | 4600.8268 | 5024.0893 | 5447.3518 | 4877.7295 | 4745.95 | 4614.1705 | 4482.391 | 4350.6115 |  | 0.03684 |  |  |  |  | 1 | 1 | 1 | 1 | 1 | [5 empty] | 7.0604 | 7.5146 | 570.7763 | 26826.484 | 684.9315 | 0.10959 | 0.094163 | 0.046245 | 0.042577 | 0.04431 | 0.10959 | 0.094163 | 0.046245 | 0.042577 | 0.04431 | 100000 | 100000 | 0 | 0 | 0
4864 |  |  |  | 9795.2055 |  |  |  |  | 3758.6902 | 4420.7269 | 5082.7635 | 5744.8002 | 6406.8369 | 5292.7704 | 5149.7779 | 5006.7854 | 4863.7929 | 4720.8005 |  | 0.06864 |  |  |  |  | 1 | 1 | 1 | 1 | 1 | [5 empty] | 7.5404 | 8.4035 | 570.7763 | 26826.484 | 684.9315 | 0.11358 | 0.10315 | 0.049485 | 0.04454 | 0.045205 | 0.11358 | 0.10315 | 0.049485 | 0.04454 | 0.045205 | 100000 | 100000 | 0 | 0 | 0
4865 |  |  |  | 9795.2055 |  |  |  |  | 4105.3762 | 4881.2578 | 5657.1395 | 6433.0212 | 7208.9028 | 5756.8128 | 5601.2835 | 5445.7542 | 5290.2249 | 5134.6956 |  | 0.0326 |  |  |  |  | 1 | 1 | 1 | 1 | 1 | [5 empty] | 6.5791 | 9.0201 | 570.7763 | 26826.484 | 684.9315 | 0.11462 | 0.11493 | 0.10047 | 0.095504 | 0.046607 | 0.11462 | 0.11493 | 0.10047 | 0.095504 | 0.046607 | 100000 | 100000 | 0 | 0 | 0
4866 |  |  |  | 9795.2055 |  |  |  |  | 4670.7522 | 5476.4706 | 6282.1889 | 7087.9072 | 7893.6256 | 5771.4554 | 5615.5305 | 5459.6056 | 5303.6807 | 5147.7558 |  | 0.00874 |  |  |  |  | 1 | 1 | 1 | 1 | 1 | [5 empty] | 7.7914 | 9.37 | 570.7763 | 26826.484 | 684.9315 | 0.11583 | 0.1179 | 0.10346 | 0.10558 | 0.1086 | 0.11583 | 0.1179 | 0.10346 | 0.10558 | 0.1086 | 100000 | 100000 | 0 | 0 | 0
4867 |  |  |  | 9795.2055 |  |  |  |  | 5064.2481 | 5842.3031 | 6620.3581 | 7398.4131 | 8176.4681 | 6054.3184 | 5890.7515 | 5727.1846 | 5563.6177 | 5400.0508 |  | 0.00117 |  |  |  |  | 1 | 1 | 1 | 1 | 1 | [5 empty] | 6.8346 | 5.7824 | 570.7763 | 26826.484 | 684.9315 | 0.11661 | 0.12596 | 0.10382 | 0.10703 | 0.10907 | 0.11661 | 0.12596 | 0.10382 | 0.10703 | 0.10907 | 100000 | 100000 | 0 | 0 | 0
4868 |  |  |  | 9795.2055 |  |  |  |  | 5051.8142 | 5703.8692 | 6355.9242 | 7007.9792 | 7660.0342 | 6489.3253 | 6314.006 | 6138.6867 | 5963.3674 | 5788.0481 |  | 0 |  |  |  |  | 1 | 1 | 1 | 1 | 1 | [5 empty] | 6.7156 | 5.6876 | 570.7763 | 26826.484 | 684.9315 | 0.11673 | 0.12959 | 0.10461 | 0.10745 | 0.10945 | 0.11673 | 0.12959 | 0.10461 | 0.10745 | 0.10945 | 100000 | 100000 | 0 | 0 | 0
4869 |  |  |  | 9795.2055 |  |  |  |  | 4949.4175 | 5476.7092 | 6004.0009 | 6531.2925 | 7058.5842 | 5852.6602 | 5694.5414 | 5536.4226 | 5378.3039 | 5220.1851 |  | 0 |  |  |  |  | 1 | 1 | 1 | 1 | 1 | [5 empty] | 5.828 | 6.3929 | 570.7763 | 26826.484 | 684.9315 | 0.11646 | 0.12339 | 0.10461 | 0.10758 | 0.10943 | 0.11646 | 0.12339 | 0.10461 | 0.10758 | 0.10943 | 100000 | 100000 | 0 | 0 | 0
4870 |  |  |  | 9795.2055 |  |  |  |  | 4764.3721 | 5209.0296 | 5653.6871 | 6098.3446 | 6543.0021 | 4524.4005 | 4402.1667 | 4279.933 | 4157.6992 | 4035.4654 |  | 0 |  |  |  |  | 1 | 1 | 1 | 1 | 1 | [5 empty] | 4.9111 | 5.9961 | 570.7763 | 26826.484 | 684.9315 | 0.11647 | 0.11831 | 0.10461 | 0.10644 | 0.10905 | 0.11647 | 0.11831 | 0.10461 | 0.10644 | 0.10905 | 100000 | 100000 | 0 | 0 | 0
4871 |  |  |  | 9795.2055 |  |  |  |  | 3463.934 | 3838.744 | 4213.554 | 4588.364 | 4963.174 | 2571.0821 | 2501.6203 | 2432.1585 | 2362.6967 | 2293.2348 |  | 0 |  |  |  |  | 1 | 1 | 1 | 1 | 1 | [5 empty] | 3.9339 | 6.4249 | 570.7763 | 26826.484 | 684.9315 | 0.116 | 0.11791 | 0.10384 | 0.10617 | 0.10906 | 0.116 | 0.11791 | 0.10384 | 0.10617 | 0.10905 | 100000 | 100000 | 0 | 0 | 0
4872 |  |  |  | 9795.2055 |  |  |  |  | 2477.4903 | 2679.6078 | 2881.7253 | 3083.8428 | 3285.9603 | 2469.6182 | 2402.8976 | 2336.177 | 2269.4564 | 2202.7358 |  | 0 |  |  |  |  | 1 | 1 | 1 | 1 | 1 | [5 empty] | 2.431 | 6.3098 | 570.7763 | 26826.484 | 684.9315 | 0.11511 | 0.11789 | 0.10385 | 0.10621 | 0.10909 | 0.11512 | 0.11789 | 0.10385 | 0.10621 | 0.10909 | 100000 | 100000 | 0 | 0 | 0
4873 |  |  |  | 9795.2055 |  |  |  |  | 2057.6263 | 2158.9313 | 2260.2363 | 2361.5413 | 2462.8463 | 2660.6645 | 2588.7825 | 2516.9005 | 2445.0185 | 2373.1364 |  | 0 |  |  |  |  | 1 | 1 | 1 | 1 | 1 | [5 empty] | 1.1547 | 7.041 | 570.7763 | 26826.484 | 684.9315 | 0.11506 | 0.11789 | 0.10385 | 0.10622 | 0.1091 | 0.11506 | 0.11789 | 0.10385 | 0.10622 | 0.1091 | 100000 | 100000 | 0 | 0 | 0
4874 |  |  |  | 9795.2055 |  |  |  |  | 1898.8972 | 1949.0547 | 1999.2122 | 2049.3697 | 2099.5272 | 2587.885 | 2517.9692 | 2448.0535 | 2378.1377 | 2308.2219 |  | 0 |  |  |  |  | 1 | 1 | 1 | 1 | 1 | [5 empty] | 2.3639 | 7.2335 | 570.7763 | 26826.484 | 684.9315 | 0.11505 | 0.11791 | 0.10385 | 0.10622 | 0.10909 | 0.11505 | 0.11791 | 0.10385 | 0.10622 | 0.10909 | 100000 | 100000 | 0 | 0 | 0
4875 |  |  |  | 9795.2055 |  |  |  |  | 1852.8146 | 1894.4746 | 1936.1346 | 1977.7946 | 2019.4546 | 3269.9573 | 3181.6143 | 3093.2712 | 3004.9282 | 2916.5852 |  | 0 |  |  |  |  | 1 | 1 | 1 | 1 | 1 | [5 empty] | 2.5529 | 6.7363 | 570.7763 | 26826.484 | 684.9315 | 0.11506 | 0.11793 | 0.10384 | 0.10619 | 0.10904 | 0.11506 | 0.11793 | 0.10384 | 0.10619 | 0.10904 | 100000 | 100000 | 0 | 0 | 0
4876 |  |  |  | 9795.2055 |  |  |  |  | 1887.1937 | 1928.5787 | 1969.9637 | 2011.3487 | 2052.7337 | 5243.0238 | 5101.3753 | 4959.7268 | 4818.0783 | 4676.4298 |  | 0 |  |  |  |  | 1 | 1 | 1 | 1 | 1 | [5 empty] | 1.8539 | 5.9754 | 570.7763 | 26826.484 | 684.9315 | 0.11263 | 0.11432 | 0.10276 | 0.10527 | 0.10906 | 0.11263 | 0.11432 | 0.10276 | 0.10527 | 0.10906 | 100000 | 100000 | 0 | 0 | 0
4877 |  |  |  | 9795.2055 |  |  |  |  | 2369.9642 | 2412.0367 | 2454.1092 | 2496.1817 | 2538.2542 | 9807.5136 | 9542.5482 | 9277.5829 | 9012.6176 | 8747.6522 |  | 0 |  |  |  |  | 1 | 1 | 1 | 1 | 1 | [5 empty] | 0.84651 | 5.2395 | 570.7763 | 26826.484 | 684.9315 | 0.11301 | 0.11658 | 0.10385 | 0.10618 | 0.10944 | 0.11301 | 0.11658 | 0.10385 | 0.10618 | 0.10944 | 100000 | 100000 | 0 | 0 | 0
4878 |  |  |  | 9795.2055 |  |  |  |  | 3183.3593 | 3225.2943 | 3267.2293 | 3309.1643 | 3351.0993 | 11569.2837 | 11256.7214 | 10944.1591 | 10631.5968 | 10319.0345 |  | 0.00341 |  |  |  |  | 1 | 1 | 1 | 1 | 1 | [5 empty] | 0.71741 | 5.4346 | 570.7763 | 26826.484 | 684.9315 | 0.11392 | 0.11679 | 0.1035 | 0.10619 | 0.10825 | 0.11392 | 0.11679 | 0.1035 | 0.10619 | 0.10825 | 100000 | 100000 | 0 | 0 | 0
4879 |  |  |  | 9795.2055 |  |  |  |  | 3722.453 | 3763.7005 | 3804.948 | 3846.1955 | 3887.443 | 11792.7101 | 11474.1116 | 11155.5131 | 10836.9145 | 10518.316 |  | 0.05698 |  |  |  |  | 1 | 1 | 1 | 1 | 1 | [5 empty] | 0.77655 | 5.7902 | 570.7763 | 26826.484 | 684.9315 | 0.11532 | 0.11599 | 0.10211 | 0.10472 | 0.10801 | 0.11532 | 0.11599 | 0.10211 | 0.10472 | 0.10801 | 100000 | 100000 | 0 | 0 | 0
4880 |  |  |  | 9795.2055 |  |  |  |  | 3515.4469 | 3564.1194 | 3612.7919 | 3661.4644 | 3710.1369 | 9741.9109 | 9478.7179 | 9215.5249 | 8952.3319 | 8689.139 |  | 0.0289 |  |  |  |  | 1 | 1 | 1 | 1 | 1 | [5 empty] | 1.1255 | 5.7596 | 570.7763 | 26826.484 | 684.9315 | 0.11343 | 0.11052 | 0.099952 | 0.098062 | 0.04984 | 0.11343 | 0.11052 | 0.099952 | 0.098062 | 0.04984 | 100000 | 100000 | 0 | 0 | 0
4881 |  |  |  | 9795.2055 |  |  |  |  | 3475.216 | 3549.711 | 3624.206 | 3698.701 | 3773.196 | 9553.1558 | 9295.0623 | 9036.9689 | 8778.8754 | 8520.782 |  | 0.05463 |  |  |  |  | 1 | 1 | 1 | 1 | 1 | [5 empty] | 1.1603 | 6.6979 | 570.7763 | 26826.484 | 684.9315 | 0.1114 | 0.10227 | 0.090728 | 0.045434 | 0.0444 | 0.1114 | 0.10227 | 0.090728 | 0.045434 | 0.0444 | 100000 | 100000 | 0 | 0 | 0
4882 |  |  |  | 9795.2055 |  |  |  |  | 3712.9439 | 3817.6864 | 3922.4289 | 4027.1714 | 4131.9139 | 8686.9109 | 8452.2204 | 8217.5299 | 7982.8394 | 7748.1489 |  | 0.0547 |  |  |  |  | 1 | 1 | 1 | 1 | 1 | [5 empty] | 3.0249 | 6.707 | 570.7763 | 26826.484 | 684.9315 | 0.11135 | 0.10067 | 0.086273 | 0.045002 | 0.044327 | 0.11135 | 0.10066 | 0.086273 | 0.045002 | 0.044327 | 100000 | 100000 | 0 | 0 | 0
4883 |  |  |  | 9795.2055 |  |  |  |  | 4176.6961 | 4343.3386 | 4509.9811 | 4676.6236 | 4843.2661 | 7993.7195 | 7777.7567 | 7561.7938 | 7345.831 | 7129.8681 |  | 0.05705 |  |  |  |  | 1 | 1 | 1 | 1 | 1 | [5 empty] | 5.0714 | 7.0093 | 570.7763 | 26826.484 | 684.9315 | 0.11099 | 0.10023 | 0.086266 | 0.045017 | 0.044322 | 0.11099 | 0.10023 | 0.086266 | 0.045017 | 0.044322 | 100000 | 100000 | 0 | 0 | 0
4884 |  |  |  | 9795.2055 |  |  |  |  | 4312.0182 | 4514.1357 | 4716.2532 | 4918.3707 | 5120.4882 | 7557.4803 | 7353.3032 | 7149.126 | 6944.9488 | 6740.7717 |  | 0.06628 |  |  |  |  | 1 | 1 | 1 | 1 | 1 | [5 empty] | 6.3825 | 6.079 | 570.7763 | 26826.484 | 684.9315 | 0.11105 | 0.10028 | 0.086255 | 0.044989 | 0.044298 | 0.11104 | 0.10028 | 0.086255 | 0.044989 | 0.044298 | 100000 | 100000 | 0 | 0 | 0
4885 |  |  |  | 9795.2055 |  |  |  |  | 4189.8626 | 4453.8526 | 4717.8426 | 4981.8326 | 5245.8226 | 6902.7341 | 6716.2459 | 6529.7578 | 6343.2696 | 6156.7814 |  | 0.06407 |  |  |  |  | 1 | 1 | 1 | 1 | 1 | [5 empty] | 6.4098 | 4.968 | 570.7763 | 26826.484 | 684.9315 | 0.11108 | 0.10035 | 0.086262 | 0.045 | 0.044305 | 0.11108 | 0.10035 | 0.086262 | 0.045 | 0.044305 | 100000 | 100000 | 0 | 0 | 0
4886 |  |  |  | 9795.2055 |  |  |  |  | 4045.7629 | 4369.6454 | 4693.5279 | 5017.4104 | 5341.2929 | 6726.2437 | 6544.5237 | 6362.8037 | 6181.0837 | 5999.3637 |  | 0.04812 |  |  |  |  | 1 | 1 | 1 | 1 | 1 | [5 empty] | 7.3036 | 4.4856 | 570.7763 | 26826.484 | 684.9315 | 0.11117 | 0.10046 | 0.086267 | 0.045061 | 0.044287 | 0.11117 | 0.10046 | 0.086267 | 0.045061 | 0.044287 | 100000 | 100000 | 0 | 0 | 0
4887 |  |  |  | 9795.2055 |  |  |  |  | 3754.6377 | 4182.1902 | 4609.7427 | 5037.2952 | 5464.8477 | 6338.7601 | 6167.5086 | 5996.2571 | 5825.0055 | 5653.754 |  | 0.41384 |  |  |  |  | 1 | 1 | 1 | 1 | 1 | [5 empty] | 4.8055 | 4.6822 | 570.7763 | 26826.484 | 684.9315 | 0.1122 | 0.10229 | 0.08627 | 0.045045 | 0.044265 | 0.1122 | 0.10229 | 0.08627 | 0.045045 | 0.044265 | 100000 | 100000 | 0 | 0 | 0
4888 |  |  |  | 9795.2055 |  |  |  |  | 3759.0265 | 4369.5032 | 4979.9799 | 5590.4565 | 6200.9332 | 6740.1595 | 6558.0635 | 6375.9676 | 6193.8716 | 6011.7757 |  | 0.13533 |  |  |  |  | 1 | 1 | 1 | 1 | 1 | [5 empty] | 3.3308 | 4.6337 | 570.7763 | 26826.484 | 684.9315 | 0.11259 | 0.10767 | 0.091508 | 0.045941 | 0.04461 | 0.11259 | 0.10767 | 0.091508 | 0.045941 | 0.04461 | 100000 | 100000 | 0 | 0 | 0
4889 |  |  |  | 9795.2055 |  |  |  |  | 4105.7435 | 4892.076 | 5678.4085 | 6464.741 | 7251.0735 | 7117.6696 | 6925.3746 | 6733.0796 | 6540.7847 | 6348.4897 |  | 0.1144 |  |  |  |  | 1 | 1 | 1 | 1 | 1 | [5 empty] | 7.0233 | 4.9323 | 570.7763 | 26826.484 | 684.9315 | 0.11412 | 0.10838 | 0.098493 | 0.054625 | 0.047258 | 0.11412 | 0.10838 | 0.098493 | 0.054625 | 0.047258 | 100000 | 100000 | 0 | 0 | 0
4890 |  |  |  | 9795.2055 |  |  |  |  | 4671.1701 | 5504.3868 | 6337.6035 | 7170.8201 | 8004.0368 | 7438.5734 | 7237.6087 | 7036.644 | 6835.6793 | 6634.7146 |  | 0.09951 |  |  |  |  | 1 | 1 | 1 | 1 | 1 | [5 empty] | 10.6057 | 4.6508 | 570.7763 | 26826.484 | 684.9315 | 0.11546 | 0.11081 | 0.10035 | 0.1021 | 0.054917 | 0.11546 | 0.11081 | 0.10035 | 0.1021 | 0.054917 | 100000 | 100000 | 0 | 0 | 0
4891 |  |  |  | 9795.2055 |  |  |  |  | 5064.7012 | 5819.4912 | 6574.2812 | 7329.0712 | 8083.8612 | 8215.0232 | 7993.0815 | 7771.1398 | 7549.1981 | 7327.2564 |  | 0.01845 |  |  |  |  | 1 | 1 | 1 | 1 | 1 | [5 empty] | 9.5023 | 5.6379 | 570.7763 | 26826.484 | 684.9315 | 0.11547 | 0.11081 | 0.10035 | 0.10353 | 0.057099 | 0.11547 | 0.11081 | 0.10035 | 0.10353 | 0.057099 | 100000 | 100000 | 0 | 0 | 0
4892 |  |  |  | 9795.2055 |  |  |  |  | 5052.2662 | 5670.8821 | 6289.4979 | 6908.1137 | 7526.7296 | 8492.2593 | 8262.8276 | 8033.3959 | 7803.9643 | 7574.5326 |  | 0 |  |  |  |  | 1 | 1 | 1 | 1 | 1 | [5 empty] | 10.2931 | 6.0098 | 570.7763 | 26826.484 | 684.9315 | 0.11473 | 0.10556 | 0.099607 | 0.10252 | 0.05665 | 0.11473 | 0.10557 | 0.099607 | 0.10252 | 0.05665 | 100000 | 100000 | 0 | 0 | 0
4893 |  |  |  | 9795.2055 |  |  |  |  | 4949.8604 | 5503.9637 | 6058.067 | 6612.1704 | 7166.2737 | 7861.3685 | 7648.9813 | 7436.5941 | 7224.207 | 7011.8198 |  | 0 |  |  |  |  | 1 | 1 | 1 | 1 | 1 | [5 empty] | 9.2973 | 7.2475 | 570.7763 | 26826.484 | 684.9315 | 0.11142 | 0.10391 | 0.09704 | 0.0953 | 0.053919 | 0.11142 | 0.10391 | 0.09704 | 0.0953 | 0.053919 | 100000 | 100000 | 0 | 0 | 0
4894 |  |  |  | 9795.2055 |  |  |  |  | 4764.7984 | 5232.1425 | 5699.4867 | 6166.8309 | 6634.175 | 6215.4054 | 6047.4865 | 5879.5676 | 5711.6487 | 5543.7298 |  | 0 |  |  |  |  | 1 | 1 | 1 | 1 | 1 | [5 empty] | 7.3735 | 6.7173 | 570.7763 | 26826.484 | 684.9315 | 0.10876 | 0.10317 | 0.093607 | 0.064219 | 0.051739 | 0.10876 | 0.10317 | 0.093607 | 0.064219 | 0.051739 | 100000 | 100000 | 0 | 0 | 0
4895 |  |  |  | 9795.2055 |  |  |  |  | 3464.2439 | 3841.6389 | 4219.0339 | 4596.4289 | 4973.8239 | 3493.5183 | 3399.1355 | 3304.7526 | 3210.3697 | 3115.9869 |  | 0 |  |  |  |  | 1 | 1 | 1 | 1 | 1 | [5 empty] | 6.5025 | 7.5 | 570.7763 | 26826.484 | 684.9315 | 0.1073 | 0.097379 | 0.088447 | 0.053398 | 0.048556 | 0.1073 | 0.097379 | 0.088447 | 0.053398 | 0.048556 | 100000 | 100000 | 0 | 0 | 0
4896 |  |  |  | 9795.2055 |  |  |  |  | 2718.5796 | 3024.7521 | 3330.9246 | 3637.0971 | 3943.2696 | 3162.3589 | 3076.9228 | 2991.4868 | 2906.0507 | 2820.6146 |  | 0 |  |  |  |  | 1 | 1 | 1 | 1 | 1 | [5 empty] | 6.2371 | 7.3706 | 570.7763 | 26826.484 | 684.9315 | 0.10689 | 0.094586 | 0.085975 | 0.051092 | 0.046176 | 0.10689 | 0.094586 | 0.085975 | 0.051092 | 0.046176 | 100000 | 100000 | 0 | 0 | 0
4897 |  |  |  | 9795.2055 |  |  |  |  | 2112.0934 | 2278.9834 | 2445.8734 | 2612.7634 | 2779.6534 | 3410.1866 | 3318.0551 | 3225.9236 | 3133.7921 | 3041.6605 |  | 0 |  |  |  |  | 1 | 1 | 1 | 1 | 1 | [5 empty] | 7.5614 | 7.8317 | 570.7763 | 26826.484 | 684.9315 | 0.10522 | 0.094436 | 0.085587 | 0.051138 | 0.04622 | 0.10521 | 0.094436 | 0.085587 | 0.051138 | 0.04622 | 100000 | 100000 | 0 | 0 | 0
4898 |  |  |  | 9795.2055 |  |  |  |  | 1899.933 | 2009.6805 | 2119.428 | 2229.1755 | 2338.923 | 3319.798 | 3230.1085 | 3140.419 | 3050.7294 | 2961.0399 |  | 0 |  |  |  |  | 1 | 1 | 1 | 1 | 1 | [5 empty] | 7.3799 | 7.813 | 570.7763 | 26826.484 | 684.9315 | 0.10509 | 0.094046 | 0.085495 | 0.050993 | 0.046225 | 0.10509 | 0.094045 | 0.085495 | 0.050993 | 0.046225 | 100000 | 100000 | 0 | 0 | 0
4899 |  |  |  | 9795.2055 |  |  |  |  | 1822.3848 | 1878.2073 | 1934.0298 | 1989.8523 | 2045.6748 | 4203.459 | 4089.896 | 3976.3329 | 3862.7699 | 3749.2069 |  | 0 |  |  |  |  | 1 | 1 | 1 | 1 | 1 | [5 empty] | 7.4774 | 7.6514 | 570.7763 | 26826.484 | 684.9315 | 0.10483 | 0.093667 | 0.085116 | 0.050762 | 0.04592 | 0.10483 | 0.093667 | 0.085116 | 0.050762 | 0.04592 | 100000 | 100000 | 0 | 0 | 0
4900 |  |  |  | 9795.2055 |  |  |  |  | 1867.7432 | 1919.0557 | 1970.3682 | 2021.6807 | 2072.9932 | 6741.109 | 6558.9874 | 6376.8658 | 6194.7442 | 6012.6225 |  | 0 |  |  |  |  | 1 | 1 | 1 | 1 | 1 | [5 empty] | 8.3115 | 7.935 | 570.7763 | 26826.484 | 684.9315 | 0.08879 | 0.05107 | 0.040416 | 0.041093 | 0.043659 | 0.08879 | 0.05107 | 0.040416 | 0.041093 | 0.043659 | 100000 | 100000 | 0 | 0 | 0
4901 |  |  |  | 9795.2055 |  |  |  |  | 2128.92 | 2179.7375 | 2230.555 | 2281.3725 | 2332.19 | 12656.3258 | 12314.3953 | 11972.4649 | 11630.5344 | 11288.604 |  | 0 |  |  |  |  | 1 | 1 | 1 | 1 | 1 | [5 empty] | 6.5076 | 8.3904 | 570.7763 | 26826.484 | 684.9315 | 0.094133 | 0.055053 | 0.040688 | 0.041103 | 0.043719 | 0.094133 | 0.055053 | 0.040688 | 0.041103 | 0.043719 | 100000 | 100000 | 0 | 0 | 0
4902 |  |  |  | 9795.2055 |  |  |  |  | 2521.7825 | 2563.4425 | 2605.1025 | 2646.7625 | 2688.4225 | 14936.4437 | 14532.9123 | 14129.3809 | 13725.8495 | 13322.3181 |  | 0.00167 |  |  |  |  | 1 | 1 | 1 | 1 | 1 | [5 empty] | 6.8907 | 8.452 | 570.7763 | 26826.484 | 684.9315 | 0.095163 | 0.045856 | 0.039811 | 0.041015 | 0.04359 | 0.095163 | 0.045856 | 0.039811 | 0.041015 | 0.04359 | 100000 | 100000 | 0 | 0 | 0
4903 |  |  |  | 9795.2055 |  |  |  |  | 2875.1393 | 2916.2493 | 2957.3593 | 2998.4693 | 3039.5793 | 15223.1174 | 14811.8411 | 14400.5647 | 13989.2884 | 13578.012 |  | 0.03321 |  |  |  |  | 1 | 1 | 1 | 1 | 1 | [5 empty] | 5.6617 | 8.9339 | 570.7763 | 26826.484 | 684.9315 | 0.094124 | 0.040487 | 0.035704 | 0.04024 | 0.042372 | 0.094124 | 0.040487 | 0.035704 | 0.04024 | 0.042372 | 100000 | 100000 | 0 | 0 | 0
4904 |  |  |  | 9795.2055 |  |  |  |  | 3194.8431 | 3271.8131 | 3348.7831 | 3425.7531 | 3502.7231 | 12564.8794 | 12225.4195 | 11885.9596 | 11546.4997 | 11207.0398 |  | 0.07919 |  |  |  |  | 1 | 1 | 1 | 1 | 1 | [5 empty] | 5.017 | 9.4726 | 570.7763 | 26826.484 | 684.9315 | 0.04262 | 0.016042 | 0.015105 | 0.031556 | 0.037507 | 0.04262 | 0.016042 | 0.015105 | 0.031556 | 0.037507 | 100000 | 100000 | 0 | 0 | 0
4905 |  |  |  | 9795.2055 |  |  |  |  | 3833.5191 | 3958.0891 | 4082.6591 | 4207.2291 | 4331.7991 | 12320.6793 | 11987.8168 | 11654.9544 | 11322.092 | 10989.2295 |  | 0.14655 |  |  |  |  | 1 | 1 | 1 | 1 | 1 | [5 empty] | 5.7592 | 9.7683 | 570.7763 | 26826.484 | 684.9315 | 0.037935 | 0.00416 | 0.0024479 | 0.0064195 | 0.0050896 | 0.037935 | 0.00416 | 0.0024479 | 0.0064195 | 0.0050896 | 100000 | 100000 | 0 | 0 | 0
4906 |  |  |  | 9795.2055 |  |  |  |  | 4298.8088 | 4557.1063 | 4815.4038 | 5073.7013 | 5331.9988 | 11200.0735 | 10897.4859 | 10594.8984 | 10292.3109 | 9989.7234 |  | 0.08181 |  |  |  |  | 1 | 1 | 1 | 1 | 1 | [5 empty] | 5.1918 | 10.0618 | 570.7763 | 26826.484 | 684.9315 | 0.024475 | 0.0020836 | 0.00097347 | 0.0018041 | 0.00099903 | 0.024475 | 0.0020836 | 0.00097347 | 0.0018041 | 0.00099903 | 100000 | 100000 | 0 | 0 | 0
4907 |  |  |  | 9795.2055 |  |  |  |  | 4734.1035 | 5063.3485 | 5392.5935 | 5721.8385 | 6051.0835 | 10303.7762 | 10025.4036 | 9747.0309 | 9468.6583 | 9190.2856 |  | 0.076 |  |  |  |  | 1 | 1 | 1 | 1 | 1 | [5 empty] | 5.6951 | 10.3092 | 570.7763 | 26826.484 | 684.9315 | 0.018874 | 0.0016182 | 0.0009714 | 0.0014467 | 0.00097765 | 0.018874 | 0.0016182 | 0.0009714 | 0.0014467 | 0.00097765 | 100000 | 100000 | 0 | 0 | 0
4908 |  |  |  | 9795.2055 |  |  |  |  | 4791.8989 | 5232.9264 | 5673.9539 | 6114.9814 | 6556.0089 | 9734.8125 | 9471.8113 | 9208.8101 | 8945.8089 | 8682.8077 |  | 0.3556 |  |  |  |  | 1 | 1 | 1 | 1 | 1 | [5 empty] | 5.0896 | 9.6283 | 570.7763 | 26826.484 | 684.9315 | 0.010603 | 0.00049862 | 0.00052447 | 0.001737 | 0.00097033 | 0.010603 | 0.00049862 | 0.00052447 | 0.001737 | 0.00097033 | 100000 | 100000 | 0 | 0 | 0
4909 |  |  |  | 9795.2055 |  |  |  |  | 4622.9021 | 5134.3821 | 5645.8621 | 6157.3421 | 6668.8221 | 8891.932 | 8651.7026 | 8411.4731 | 8171.2436 | 7931.0142 |  | 0.26354 |  |  |  |  | 1 | 1 | 1 | 1 | 1 | [5 empty] | 6.2822 | 10.0554 | 570.7763 | 26826.484 | 684.9315 | 0.0077432 | 0.000499 | 0.00052122 | 0.0012835 | 0.00097521 | 0.0077432 | 0.000499 | 0.00052122 | 0.0012835 | 0.00097521 | 100000 | 100000 | 0 | 0 | 0
4910 |  |  |  | 9795.2055 |  |  |  |  | 4778.7303 | 5286.9928 | 5795.2553 | 6303.5178 | 6811.7803 | 8662.182 | 8428.1596 | 8194.1372 | 7960.1148 | 7726.0924 |  | 0.34322 |  |  |  |  | 1 | 1 | 1 | 1 | 1 | [5 empty] | 6.6484 | 10.3359 | 570.7763 | 26826.484 | 684.9315 | 0.0065964 | 0.00050598 | 0.00052647 | 0.0012852 | 0.00097732 | 0.0065964 | 0.00050598 | 0.00052647 | 0.0012852 | 0.00097732 | 100000 | 100000 | 0 | 0 | 0
4911 |  |  |  | 9795.2055 |  |  |  |  | 4944.8007 | 5434.4465 | 5924.0924 | 6413.7382 | 6903.384 | 8162.9593 | 7942.4242 | 7721.8891 | 7501.3539 | 7280.8188 |  | 0.09162 |  |  |  |  | 1 | 1 | 1 | 1 | 1 | [5 empty] | 7.0034 | 11.7116 | 570.7763 | 26826.484 | 684.9315 | 0.0063161 | 0.00051007 | 0.00052664 | 0.0012855 | 0.00098333 | 0.0063161 | 0.00051007 | 0.00052664 | 0.0012855 | 0.00098333 | 100000 | 100000 | 0 | 0 | 0
4912 |  |  |  | 9795.2055 |  |  |  |  | 4992.3539 | 5462.8606 | 5933.3672 | 6403.8739 | 6874.3806 | 8686.6986 | 8452.0138 | 8217.3291 | 7982.6443 | 7747.9596 |  | 0.05794 |  |  |  |  | 1 | 1 | 1 | 1 | 1 | [5 empty] | 7.0907 | 11.6167 | 570.7763 | 26826.484 | 684.9315 | 0.0063145 | 0.00050219 | 0.00051203 | 0.0012997 | 0.00099413 | 0.0063145 | 0.00050219 | 0.00051203 | 0.0012997 | 0.00099413 | 100000 | 100000 | 0 | 0 | 0
4913 |  |  |  | 9795.2055 |  |  |  |  | 5295.2312 | 5775.362 | 6255.4928 | 6735.6237 | 7215.7545 | 9175.0988 | 8927.2192 | 8679.3395 | 8431.4598 | 8183.5802 |  | 0.02587 |  |  |  |  | 1 | 1 | 1 | 1 | 1 | [5 empty] | 8.0484 | 11.387 | 570.7763 | 26826.484 | 684.9315 | 0.0090398 | 0.0011851 | 0.0012179 | 0.0063666 | 0.019911 | 0.0090398 | 0.0011851 | 0.0012179 | 0.0063667 | 0.019911 | 100000 | 100000 | 0 | 0 | 0
4914 |  |  |  | 9795.2055 |  |  |  |  | 5408.6272 | 5928.6322 | 6448.6372 | 6968.6422 | 7488.6472 | 9583.8122 | 9324.8905 | 9065.9688 | 8807.0471 | 8548.1254 |  | 0.03441 |  |  |  |  | 1 | 1 | 1 | 1 | 1 | [5 empty] | 8.3104 | 11.4225 | 570.7763 | 26826.484 | 684.9315 | 0.032528 | 0.0053029 | 0.0060637 | 0.02671 | 0.032569 | 0.032528 | 0.0053029 | 0.0060637 | 0.02671 | 0.032569 | 100000 | 100000 | 0 | 0 | 0
4915 |  |  |  | 9795.2055 |  |  |  |  | 5246.9464 | 5730.4322 | 6213.918 | 6697.4039 | 7180.8897 | 10589.5732 | 10303.4793 | 10017.3854 | 9731.2915 | 9445.1976 |  | 0.02393 |  |  |  |  | 1 | 1 | 1 | 1 | 1 | [5 empty] | 8.5836 | 12.4421 | 570.7763 | 26826.484 | 684.9315 | 0.035882 | 0.025889 | 0.028128 | 0.039226 | 0.040902 | 0.035882 | 0.025889 | 0.028128 | 0.039226 | 0.040902 | 100000 | 100000 | 0 | 0 | 0
4916 |  |  |  | 9795.2055 |  |  |  |  | 4969.6747 | 5387.603 | 5805.5313 | 6223.4597 | 6641.388 | 10944.0534 | 10648.3827 | 10352.7119 | 10057.0412 | 9761.3705 |  | 0 |  |  |  |  | 1 | 1 | 1 | 1 | 1 | [5 empty] | 9.2321 | 12.7095 | 570.7763 | 26826.484 | 684.9315 | 0.04388 | 0.041547 | 0.030051 | 0.039112 | 0.041824 | 0.04388 | 0.041547 | 0.030051 | 0.039112 | 0.041824 | 100000 | 100000 | 0 | 0 | 0
4917 |  |  |  | 9795.2055 |  |  |  |  | 4811.6517 | 5220.0651 | 5628.4784 | 6036.8917 | 6445.3051 | 10119.0696 | 9845.6871 | 9572.3046 | 9298.9221 | 9025.5396 |  | 0 |  |  |  |  | 1 | 1 | 1 | 1 | 1 | [5 empty] | 9.358 | 12.3792 | 570.7763 | 26826.484 | 684.9315 | 0.03841 | 0.031453 | 0.029388 | 0.039153 | 0.041749 | 0.03841 | 0.031453 | 0.029388 | 0.039153 | 0.041749 | 100000 | 100000 | 0 | 0 | 0
4918 |  |  |  | 9795.2055 |  |  |  |  | 4846.768 | 5203.7038 | 5560.6396 | 5917.5755 | 6274.5113 | 7990.0123 | 7774.1496 | 7558.2869 | 7342.4242 | 7126.5615 |  | 0 |  |  |  |  | 1 | 1 | 1 | 1 | 1 | [5 empty] | 8.6335 | 12.5123 | 570.7763 | 26826.484 | 684.9315 | 0.042287 | 0.031256 | 0.029554 | 0.039097 | 0.041736 | 0.042287 | 0.031256 | 0.029554 | 0.039097 | 0.041736 | 100000 | 100000 | 0 | 0 | 0
4919 |  |  |  | 9795.2055 |  |  |  |  | 3899.362 | 4249.3128 | 4599.2637 | 4949.2145 | 5299.1653 | 4475.4411 | 4354.5301 | 4233.619 | 4112.708 | 3991.7969 |  | 0 |  |  |  |  | 1 | 1 | 1 | 1 | 1 | [5 empty] | 8.096 | 12.5514 | 570.7763 | 26826.484 | 684.9315 | 0.042596 | 0.030946 | 0.029182 | 0.039069 | 0.041823 | 0.042596 | 0.030946 | 0.029182 | 0.039069 | 0.041823 | 100000 | 100000 | 0 | 0 | 0
4920 |  |  |  | 9795.2055 |  |  |  |  | 2957.0282 | 3339.0432 | 3721.0582 | 4103.0732 | 4485.0882 | 3471.5128 | 3377.7245 | 3283.9361 | 3190.1478 | 3096.3594 |  | 0 |  |  |  |  | 1 | 1 | 1 | 1 | 1 | [5 empty] | 7.9676 | 12.3404 | 570.7763 | 26826.484 | 684.9315 | 0.042738 | 0.031105 | 0.029194 | 0.039107 | 0.04179 | 0.042738 | 0.031105 | 0.029194 | 0.039107 | 0.04179 | 100000 | 100000 | 0 | 0 | 0
4921 |  |  |  | 9795.2055 |  |  |  |  | 2423.5777 | 2736.0202 | 3048.4627 | 3360.9052 | 3673.3477 | 3744.6348 | 3643.4677 | 3542.3005 | 3441.1333 | 3339.9662 |  | 0 |  |  |  |  | 1 | 1 | 1 | 1 | 1 | [5 empty] | 7.0198 | 11.4843 | 570.7763 | 26826.484 | 684.9315 | 0.042796 | 0.032202 | 0.028833 | 0.039965 | 0.041778 | 0.042796 | 0.032202 | 0.028833 | 0.039965 | 0.041778 | 100000 | 100000 | 0 | 0 | 0
4922 |  |  |  | 9795.2055 |  |  |  |  | 2138.1926 | 2352.6851 | 2567.1776 | 2781.6701 | 2996.1626 | 3646.3474 | 3547.8356 | 3449.3238 | 3350.812 | 3252.3002 |  | 0 |  |  |  |  | 1 | 1 | 1 | 1 | 1 | [5 empty] | 6.133 | 10.603 | 570.7763 | 26826.484 | 684.9315 | 0.04192 | 0.032268 | 0.028673 | 0.039908 | 0.041745 | 0.04192 | 0.032268 | 0.028673 | 0.039908 | 0.041745 | 100000 | 100000 | 0 | 0 | 0
4923 |  |  |  | 9795.2055 |  |  |  |  | 2048.1866 | 2146.5224 | 2244.8583 | 2343.1941 | 2441.5299 | 4619.8249 | 4495.0131 | 4370.2013 | 4245.3895 | 4120.5777 |  | 0 |  |  |  |  | 1 | 1 | 1 | 1 | 1 | [5 empty] | 5.4091 | 9.8798 | 570.7763 | 26826.484 | 684.9315 | 0.040987 | 0.032393 | 0.028307 | 0.039912 | 0.041742 | 0.040987 | 0.032393 | 0.028307 | 0.039912 | 0.041742 | 100000 | 100000 | 0 | 0 | 0
4924 |  |  |  | 9795.2055 |  |  |  |  | 2104.5318 | 2159.7768 | 2215.0218 | 2270.2668 | 2325.5118 | 7409.2751 | 7209.102 | 7008.9288 | 6808.7556 | 6608.5825 |  | 0 |  |  |  |  | 1 | 1 | 1 | 1 | 1 | [5 empty] | 4.7877 | 9.6644 | 570.7763 | 26826.484 | 684.9315 | 0.039268 | 0.03206 | 0.029364 | 0.039836 | 0.0417 | 0.039268 | 0.03206 | 0.029364 | 0.039836 | 0.0417 | 100000 | 100000 | 0 | 0 | 0
4925 |  |  |  | 9795.2055 |  |  |  |  | 2294.0568 | 2336.8168 | 2379.5768 | 2422.3368 | 2465.0968 | 13926.2772 | 13550.037 | 13173.7968 | 12797.5566 | 12421.3164 |  | 0 |  |  |  |  | 1 | 1 | 1 | 1 | 1 | [5 empty] | 4.2378 | 9.2756 | 570.7763 | 26826.484 | 684.9315 | 0.040247 | 0.031878 | 0.028241 | 0.039743 | 0.042065 | 0.040247 | 0.031878 | 0.028241 | 0.039743 | 0.042065 | 100000 | 100000 | 0 | 0 | 0
4926 |  |  |  | 9795.2055 |  |  |  |  | 2560.4162 | 2601.5262 | 2642.6362 | 2683.7462 | 2724.8562 | 16437.3739 | 15993.2925 | 15549.2111 | 15105.1297 | 14661.0483 |  | 0.02477 |  |  |  |  | 1 | 1 | 1 | 1 | 1 | [5 empty] | 3.7356 | 8.9915 | 570.7763 | 26826.484 | 684.9315 | 0.040467 | 0.029983 | 0.028938 | 0.038564 | 0.042103 | 0.040467 | 0.029983 | 0.028938 | 0.038564 | 0.042103 | 100000 | 100000 | 0 | 0 | 0
4927 |  |  |  | 9795.2055 |  |  |  |  | 3171.4329 | 3211.8554 | 3252.2779 | 3292.7004 | 3333.1229 | 16752.2651 | 16299.6764 | 15847.0878 | 15394.4991 | 14941.9104 |  | 0.12477 |  |  |  |  | 1 | 1 | 1 | 1 | 1 | [5 empty] | 1.8507 | 10.304 | 570.7763 | 26826.484 | 684.9315 | 0.03787 | 0.017654 | 0.018314 | 0.027863 | 0.040737 | 0.03787 | 0.017654 | 0.018314 | 0.027863 | 0.040737 | 100000 | 100000 | 0 | 0 | 0
4928 |  |  |  | 9795.2055 |  |  |  |  | 4102.959 | 4143.794 | 4184.629 | 4225.464 | 4266.299 | 13823.4044 | 13449.9435 | 13076.4826 | 12703.0217 | 12329.5608 |  | 0.31766 |  |  |  |  | 1 | 1 | 1 | 1 | 1 | [5 empty] | 1.9343 | 10.1991 | 570.7763 | 26826.484 | 684.9315 | 0.034196 | 0.014502 | 0.016203 | 0.017217 | 0.019927 | 0.034196 | 0.014502 | 0.016203 | 0.017217 | 0.019927 | 100000 | 100000 | 0 | 0 | 0
4929 |  |  |  | 9795.2055 |  |  |  |  | 4967.8952 | 5027.3752 | 5086.8552 | 5146.3352 | 5205.8152 | 13554.4964 | 13188.3005 | 12822.1046 | 12455.9086 | 12089.7127 |  | 0.49138 |  |  |  |  | 1 | 1 | 1 | 1 | 1 | [5 empty] | 2.4654 | 9.1694 | 570.7763 | 26826.484 | 684.9315 | 0.034144 | 0.0089518 | 0.012248 | 0.014198 | 0.014757 | 0.034144 | 0.0089518 | 0.012248 | 0.014198 | 0.014757 | 100000 | 100000 | 0 | 0 | 0
4930 |  |  |  | 9795.2055 |  |  |  |  | 5570.1309 | 5644.3784 | 5718.6259 | 5792.8734 | 5867.1209 | 12320.539 | 11987.6803 | 11654.8217 | 11321.9631 | 10989.1044 |  | 0.56752 |  |  |  |  | 1 | 1 | 1 | 1 | 1 | [5 empty] | 2.6538 | 9.7047 | 570.7763 | 26826.484 | 684.9315 | 0.033701 | 0.0071167 | 0.0094437 | 0.015312 | 0.015816 | 0.033701 | 0.0071167 | 0.0094437 | 0.015312 | 0.015816 | 100000 | 100000 | 0 | 0 | 0
4931 |  |  |  | 9795.2055 |  |  |  |  | 6178.9523 | 6294.8323 | 6410.7123 | 6526.5923 | 6642.4723 | 11333.725 | 11027.5267 | 10721.3284 | 10415.1301 | 10108.9317 |  | 0.68348 |  |  |  |  | 1 | 1 | 1 | 1 | 1 | [5 empty] | 2.9382 | 8.963 | 570.7763 | 26826.484 | 684.9315 | 0.032551 | 0.0070692 | 0.0092716 | 0.015166 | 0.015733 | 0.032551 | 0.0070692 | 0.0092716 | 0.015166 | 0.015733 | 100000 | 100000 | 0 | 0 | 0
4932 |  |  |  | 9795.2055 |  |  |  |  | 6075.0429 | 6245.9754 | 6416.9079 | 6587.8404 | 6758.7729 | 10705.6784 | 10416.4478 | 10127.2171 | 9837.9865 | 9548.7558 |  | 0.67559 |  |  |  |  | 1 | 1 | 1 | 1 | 1 | [5 empty] | 3.0754 | 9.2699 | 570.7763 | 26826.484 | 684.9315 | 0.035116 | 0.0092119 | 0.0091881 | 0.014823 | 0.015609 | 0.035116 | 0.0092119 | 0.0091881 | 0.014824 | 0.015609 | 100000 | 100000 | 0 | 0 | 0
4933 |  |  |  | 9795.2055 |  |  |  |  | 5442.0735 | 5681.3135 | 5920.5535 | 6159.7935 | 6399.0335 | 9778.9025 | 9514.7101 | 9250.5178 | 8986.3254 | 8722.1331 |  | 0.6531 |  |  |  |  | 1 | 1 | 1 | 1 | 1 | [5 empty] | 3.4252 | 9.2031 | 570.7763 | 26826.484 | 684.9315 | 0.036197 | 0.013759 | 0.013042 | 0.014755 | 0.015361 | 0.036197 | 0.013759 | 0.013042 | 0.014755 | 0.015361 | 100000 | 100000 | 0 | 0 | 0
4934 |  |  |  | 9795.2055 |  |  |  |  | 5044.7297 | 5376.2022 | 5707.6747 | 6039.1472 | 6370.6197 | 9525.438 | 9268.0934 | 9010.7487 | 8753.4041 | 8496.0595 |  | 0.53204 |  |  |  |  | 1 | 1 | 1 | 1 | 1 | [5 empty] | 3.9519 | 9.5218 | 570.7763 | 26826.484 | 684.9315 | 0.035117 | 0.01424 | 0.012979 | 0.014483 | 0.015187 | 0.035117 | 0.01424 | 0.01298 | 0.014483 | 0.015188 | 100000 | 100000 | 0 | 0 | 0
4935 |  |  |  | 9795.2055 |  |  |  |  | 4853.7412 | 5169.0437 | 5484.3462 | 5799.6487 | 6114.9512 | 8976.3926 | 8733.8813 | 8491.37 | 8248.8587 | 8006.3474 |  | 0.51047 |  |  |  |  | 1 | 1 | 1 | 1 | 1 | [5 empty] | 4.2909 | 9.3317 | 570.7763 | 26826.484 | 684.9315 | 0.036054 | 0.013572 | 0.012915 | 0.014529 | 0.015503 | 0.036055 | 0.013572 | 0.012915 | 0.014529 | 0.015503 | 100000 | 100000 | 0 | 0 | 0
4936 |  |  |  | 9795.2055 |  |  |  |  | 4837.6426 | 5189.7384 | 5541.8342 | 5893.9301 | 6246.0259 | 9554.5891 | 9296.4569 | 9038.3247 | 8780.1925 | 8522.0604 |  | 0.20341 |  |  |  |  | 1 | 1 | 1 | 1 | 1 | [5 empty] | 4.3448 | 8.6195 | 570.7763 | 26826.484 | 684.9315 | 0.038507 | 0.016048 | 0.014975 | 0.01582 | 0.019209 | 0.038507 | 0.016048 | 0.014975 | 0.01582 | 0.019209 | 100000 | 100000 | 0 | 0 | 0
4937 |  |  |  | 9795.2055 |  |  |  |  | 5152.2979 | 5545.6429 | 5938.9879 | 6332.3329 | 6725.6779 | 10092.405 | 9819.7429 | 9547.0808 | 9274.4187 | 9001.7566 |  | 0.26765 |  |  |  |  | 1 | 1 | 1 | 1 | 1 | [5 empty] | 5.5369 | 7.9152 | 570.7763 | 26826.484 | 684.9315 | 0.042689 | 0.030306 | 0.022569 | 0.025395 | 0.040629 | 0.042689 | 0.030306 | 0.022569 | 0.025395 | 0.040629 | 100000 | 100000 | 0 | 0 | 0
4938 |  |  |  | 9795.2055 |  |  |  |  | 5379.8742 | 5893.0042 | 6406.1342 | 6919.2642 | 7432.3942 | 10540.3375 | 10255.5738 | 9970.8101 | 9686.0464 | 9401.2827 |  | 0.09477 |  |  |  |  | 1 | 1 | 1 | 1 | 1 | [5 empty] | 4.6556 | 7.2695 | 570.7763 | 26826.484 | 684.9315 | 0.10424 | 0.090805 | 0.044759 | 0.043129 | 0.043945 | 0.10424 | 0.090805 | 0.044759 | 0.043129 | 0.043945 | 100000 | 100000 | 0 | 0 | 0
4939 |  |  |  | 9795.2055 |  |  |  |  | 5258.4026 | 5779.3426 | 6300.2826 | 6821.2226 | 7342.1626 | 11648.2691 | 11333.5728 | 11018.8766 | 10704.1804 | 10389.4842 |  | 0.02327 |  |  |  |  | 1 | 1 | 1 | 1 | 1 | [5 empty] | 3.5188 | 6.1347 | 570.7763 | 26826.484 | 684.9315 | 0.10671 | 0.1013 | 0.09234 | 0.05671 | 0.046726 | 0.10671 | 0.1013 | 0.09234 | 0.05671 | 0.046726 | 100000 | 100000 | 0 | 0 | 0
4940 |  |  |  | 9795.2055 |  |  |  |  | 5071.0729 | 5559.4262 | 6047.7796 | 6536.1329 | 7024.4862 | 12037.229 | 11712.0245 | 11386.8199 | 11061.6153 | 10736.4107 |  | 0 |  |  |  |  | 1 | 1 | 1 | 1 | 1 | [5 empty] | 3.3564 | 5.8588 | 570.7763 | 26826.484 | 684.9315 | 0.10689 | 0.10271 | 0.095668 | 0.06224 | 0.049841 | 0.10689 | 0.10271 | 0.095668 | 0.06224 | 0.049841 | 100000 | 100000 | 0 | 0 | 0
4941 |  |  |  | 9795.2055 |  |  |  |  | 4890.329 | 5285.1315 | 5679.934 | 6074.7365 | 6469.539 | 11125.8725 | 10825.2896 | 10524.7068 | 10224.1239 | 9923.5411 |  | 0 |  |  |  |  | 1 | 1 | 1 | 1 | 1 | [5 empty] | 2.8223 | 5.3988 | 570.7763 | 26826.484 | 684.9315 | 0.10759 | 0.10336 | 0.096032 | 0.06326 | 0.050463 | 0.10759 | 0.10336 | 0.096032 | 0.06326 | 0.050463 | 100000 | 100000 | 0 | 0 | 0
4942 |  |  |  | 9795.2055 |  |  |  |  | 4697.1453 | 5018.3328 | 5339.5203 | 5660.7078 | 5981.8953 | 8781.5294 | 8544.2826 | 8307.0358 | 8069.7891 | 7832.5423 |  | 0 |  |  |  |  | 1 | 1 | 1 | 1 | 1 | [5 empty] | 3.9232 | 5.4884 | 570.7763 | 26826.484 | 684.9315 | 0.10777 | 0.10352 | 0.096035 | 0.06326 | 0.050477 | 0.10777 | 0.10352 | 0.096035 | 0.06326 | 0.050477 | 100000 | 100000 | 0 | 0 | 0
4943 |  |  |  | 9795.2055 |  |  |  |  | 3505.1139 | 3781.4239 | 4057.7339 | 4334.0439 | 4610.3539 | 4913.6218 | 4780.8726 | 4648.1235 | 4515.3743 | 4382.6251 |  | 0 |  |  |  |  | 1 | 1 | 1 | 1 | 1 | [5 empty] | 4.4051 | 5.9136 | 570.7763 | 26826.484 | 684.9315 | 0.10792 | 0.10412 | 0.096034 | 0.062854 | 0.050482 | 0.10792 | 0.10412 | 0.096034 | 0.062854 | 0.050482 | 100000 | 100000 | 0 | 0 | 0
4944 |  |  |  | 9795.2055 |  |  |  |  | 2479.2068 | 2688.1993 | 2897.1918 | 3106.1843 | 3315.1768 | 3508.847 | 3414.05 | 3319.253 | 3224.456 | 3129.6591 |  | 0 |  |  |  |  | 1 | 1 | 1 | 1 | 1 | [5 empty] | 3.8058 | 5.6222 | 570.7763 | 26826.484 | 684.9315 | 0.10796 | 0.10409 | 0.096017 | 0.062563 | 0.049998 | 0.10796 | 0.10409 | 0.096017 | 0.062563 | 0.049998 | 100000 | 100000 | 0 | 0 | 0
4945 |  |  |  | 9795.2055 |  |  |  |  | 2059.0519 | 2160.0269 | 2261.0019 | 2361.9769 | 2462.9519 | 3785.0233 | 3682.765 | 3580.5067 | 3478.2483 | 3375.99 |  | 0 |  |  |  |  | 1 | 1 | 1 | 1 | 1 | [5 empty] | 4.0825 | 5.8486 | 570.7763 | 26826.484 | 684.9315 | 0.10796 | 0.10439 | 0.096195 | 0.062552 | 0.05002 | 0.10796 | 0.10438 | 0.096195 | 0.062552 | 0.05002 | 100000 | 100000 | 0 | 0 | 0
4946 |  |  |  | 9795.2055 |  |  |  |  | 1900.2129 | 1950.7004 | 2001.1879 | 2051.6754 | 2102.1629 | 3685.7817 | 3586.2045 | 3486.6273 | 3387.0502 | 3287.473 |  | 0 |  |  |  |  | 1 | 1 | 1 | 1 | 1 | [5 empty] | 4.584 | 4.6492 | 570.7763 | 26826.484 | 684.9315 | 0.10796 | 0.10436 | 0.096222 | 0.062522 | 0.050046 | 0.10796 | 0.10436 | 0.096222 | 0.062522 | 0.050046 | 100000 | 100000 | 0 | 0 | 0
4947 |  |  |  | 9795.2055 |  |  |  |  | 1854.0983 | 1896.0333 | 1937.9683 | 1979.9033 | 2021.8383 | 4670.1047 | 4543.9345 | 4417.7643 | 4291.5941 | 4165.4239 |  | 0 |  |  |  |  | 1 | 1 | 1 | 1 | 1 | [5 empty] | 4.7264 | 4.2908 | 570.7763 | 26826.484 | 684.9315 | 0.10819 | 0.10439 | 0.096221 | 0.062522 | 0.050051 | 0.10819 | 0.10439 | 0.096221 | 0.062522 | 0.050051 | 100000 | 100000 | 0 | 0 | 0
4948 |  |  |  | 9795.2055 |  |  |  |  | 1888.5012 | 1930.5737 | 1972.6462 | 2014.7187 | 2056.7912 | 7489.9618 | 7287.6088 | 7085.2557 | 6882.9027 | 6680.5496 |  | 0 |  |  |  |  | 1 | 1 | 1 | 1 | 1 | [5 empty] | 4.7469 | 4.6154 | 570.7763 | 26826.484 | 684.9315 | 0.10719 | 0.10375 | 0.09296 | 0.056995 | 0.048451 | 0.10719 | 0.10375 | 0.09296 | 0.056995 | 0.04845 | 100000 | 100000 | 0 | 0 | 0
4949 |  |  |  | 9795.2055 |  |  |  |  | 2371.6062 | 2412.4412 | 2453.2762 | 2494.1112 | 2534.9462 | 14079.6299 | 13699.2467 | 13318.8635 | 12938.4802 | 12558.097 |  | 0 |  |  |  |  | 1 | 1 | 1 | 1 | 1 | [5 empty] | 5.4869 | 4.1044 | 570.7763 | 26826.484 | 684.9315 | 0.1082 | 0.10475 | 0.094398 | 0.062009 | 0.049743 | 0.1082 | 0.10475 | 0.094398 | 0.062009 | 0.049743 | 100000 | 100000 | 0 | 0 | 0
4950 |  |  |  | 9795.2055 |  |  |  |  | 3185.5649 | 3228.3249 | 3271.0849 | 3313.8449 | 3356.6049 | 16618.6179 | 16169.6399 | 15720.6619 | 15271.6839 | 14822.706 |  | 0.01115 |  |  |  |  | 1 | 1 | 1 | 1 | 1 | [5 empty] | 5.3001 | 4.3343 | 570.7763 | 26826.484 | 684.9315 | 0.10886 | 0.10506 | 0.095446 | 0.06271 | 0.049562 | 0.10886 | 0.10506 | 0.095446 | 0.06271 | 0.049562 | 100000 | 100000 | 0 | 0 | 0
4951 |  |  |  | 9795.2055 |  |  |  |  | 3725.0321 | 3767.5171 | 3810.0021 | 3852.4871 | 3894.9721 | 16936.9166 | 16479.3393 | 16021.762 | 15564.1847 | 15106.6073 |  | 0.07228 |  |  |  |  | 1 | 1 | 1 | 1 | 1 | [5 empty] | 5.7377 | 3.3772 | 570.7763 | 26826.484 | 684.9315 | 0.10917 | 0.10526 | 0.095126 | 0.06195 | 0.049577 | 0.10917 | 0.10526 | 0.095126 | 0.06195 | 0.049577 | 100000 | 100000 | 0 | 0 | 0
4952 |  |  |  | 9795.2055 |  |  |  |  | 3517.8825 | 3568.04 | 3618.1975 | 3668.355 | 3718.5125 | 13975.3781 | 13597.8113 | 13220.2446 | 12842.6779 | 12465.1112 |  | 0.16282 |  |  |  |  | 1 | 1 | 1 | 1 | 1 | [5 empty] | 5.7873 | 3.4734 | 570.7763 | 26826.484 | 684.9315 | 0.11076 | 0.10103 | 0.094448 | 0.0551 | 0.045845 | 0.11076 | 0.10103 | 0.094448 | 0.0551 | 0.045845 | 100000 | 100000 | 0 | 0 | 0
4953 |  |  |  | 9795.2055 |  |  |  |  | 3477.6238 | 3552.6138 | 3627.6038 | 3702.5938 | 3777.5838 | 13703.4865 | 13333.2654 | 12963.0443 | 12592.8231 | 12222.602 |  | 0.23672 |  |  |  |  | 1 | 1 | 1 | 1 | 1 | [5 empty] | 5.5279 | 3.019 | 570.7763 | 26826.484 | 684.9315 | 0.11071 | 0.099748 | 0.088395 | 0.045685 | 0.044224 | 0.11071 | 0.099748 | 0.088395 | 0.045685 | 0.044224 | 100000 | 100000 | 0 | 0 | 0
4954 |  |  |  | 9795.2055 |  |  |  |  | 3715.5164 | 3820.2589 | 3925.0014 | 4029.7439 | 4134.4864 | 12455.8416 | 12119.3276 | 11782.8135 | 11446.2994 | 11109.7854 |  | 0.28535 |  |  |  |  | 1 | 1 | 1 | 1 | 1 | [5 empty] | 5.6804 | 3.7094 | 570.7763 | 26826.484 | 684.9315 | 0.11071 | 0.092979 | 0.08312 | 0.041811 | 0.043188 | 0.11071 | 0.092979 | 0.08312 | 0.041811 | 0.043189 | 100000 | 100000 | 0 | 0 | 0
4955 |  |  |  | 9795.2055 |  |  |  |  | 4179.5899 | 4343.4824 | 4507.3749 | 4671.2674 | 4835.1599 | 11458.0975 | 11148.539 | 10838.9806 | 10529.4222 | 10219.8637 |  | 0.33776 |  |  |  |  | 1 | 1 | 1 | 1 | 1 | [5 empty] | 6.2092 | 2.8947 | 570.7763 | 26826.484 | 684.9315 | 0.10816 | 0.089924 | 0.078436 | 0.041125 | 0.04289 | 0.10816 | 0.089924 | 0.078436 | 0.041125 | 0.04289 | 100000 | 100000 | 0 | 0 | 0
4956 |  |  |  | 9795.2055 |  |  |  |  | 4315.0057 | 4519.8732 | 4724.7407 | 4929.6082 | 5134.4757 | 10822.9169 | 10530.5189 | 10238.1208 | 9945.7228 | 9653.3248 |  | 0.60063 |  |  |  |  | 1 | 1 | 1 | 1 | 1 | [5 empty] | 6.9774 | 4.0268 | 570.7763 | 26826.484 | 684.9315 | 0.10742 | 0.089971 | 0.078447 | 0.041121 | 0.042895 | 0.10742 | 0.089971 | 0.078447 | 0.041121 | 0.042895 | 100000 | 100000 | 0 | 0 | 0
4957 |  |  |  | 9795.2055 |  |  |  |  | 4192.7655 | 4462.9155 | 4733.0655 | 5003.2155 | 5273.3655 | 9886.01 | 9618.924 | 9351.8379 | 9084.7519 | 8817.6659 |  | 0.61056 |  |  |  |  | 1 | 1 | 1 | 1 | 1 | [5 empty] | 5.4533 | 5.4491 | 570.7763 | 26826.484 | 684.9315 | 0.10717 | 0.089974 | 0.078376 | 0.041078 | 0.04287 | 0.10717 | 0.089974 | 0.078376 | 0.041079 | 0.04287 | 100000 | 100000 | 0 | 0 | 0
4958 |  |  |  | 9795.2055 |  |  |  |  | 4048.566 | 4366.0135 | 4683.461 | 5000.9085 | 5318.356 | 9629.682 | 9369.5211 | 9109.3602 | 8849.1992 | 8589.0383 |  | 0.52586 |  |  |  |  | 1 | 1 | 1 | 1 | 1 | [5 empty] | 9.3383 | 5.5848 | 570.7763 | 26826.484 | 684.9315 | 0.10733 | 0.090153 | 0.078496 | 0.041103 | 0.042899 | 0.10733 | 0.090153 | 0.078496 | 0.041103 | 0.042899 | 100000 | 100000 | 0 | 0 | 0
4959 |  |  |  | 9795.2055 |  |  |  |  | 3757.2391 | 4181.9316 | 4606.6241 | 5031.3166 | 5456.0091 | 9074.6202 | 8829.4552 | 8584.2901 | 8339.125 | 8093.96 |  | 0.19459 |  |  |  |  | 1 | 1 | 1 | 1 | 1 | [5 empty] | 7.3677 | 6.5178 | 570.7763 | 26826.484 | 684.9315 | 0.10765 | 0.090498 | 0.078621 | 0.041523 | 0.043093 | 0.10765 | 0.090498 | 0.078621 | 0.041523 | 0.043093 | 100000 | 100000 | 0 | 0 | 0
4960 |  |  |  | 9795.2055 |  |  |  |  | 3761.6309 | 4382.4193 | 5003.2076 | 5623.9959 | 6244.7843 | 9659.3922 | 9398.4286 | 9137.465 | 8876.5014 | 8615.5378 |  | 0.2446 |  |  |  |  | 1 | 1 | 1 | 1 | 1 | [5 empty] | 4.7361 | 6.7085 | 570.7763 | 26826.484 | 684.9315 | 0.10936 | 0.094704 | 0.08061 | 0.044499 | 0.043614 | 0.10936 | 0.094704 | 0.08061 | 0.044499 | 0.043614 | 100000 | 100000 | 0 | 0 | 0
4961 |  |  |  | 9795.2055 |  |  |  |  | 4108.5881 | 4884.4706 | 5660.3531 | 6436.2356 | 7212.1181 | 10203.1752 | 9927.5204 | 9651.8657 | 9376.2109 | 9100.5562 |  | 0.16371 |  |  |  |  | 1 | 1 | 1 | 1 | 1 | [5 empty] | 7.705 | 6.7186 | 570.7763 | 26826.484 | 684.9315 | 0.11088 | 0.11024 | 0.10118 | 0.10221 | 0.07874 | 0.11088 | 0.11024 | 0.10118 | 0.10221 | 0.07874 | 100000 | 100000 | 0 | 0 | 0
4962 |  |  |  | 9795.2055 |  |  |  |  | 4674.4065 | 5499.3748 | 6324.3432 | 7149.3115 | 7974.2798 | 10655.8441 | 10367.9598 | 10080.0755 | 9792.1912 | 9504.3068 |  | 0.03173 |  |  |  |  | 1 | 1 | 1 | 1 | 1 | [5 empty] | 8.5696 | 7.072 | 570.7763 | 26826.484 | 684.9315 | 0.1109 | 0.11029 | 0.10261 | 0.10539 | 0.1083 | 0.1109 | 0.11029 | 0.1026 | 0.10539 | 0.1083 | 100000 | 100000 | 0 | 0 | 0
4963 |  |  |  | 9795.2055 |  |  |  |  | 5068.2103 | 5843.6803 | 6619.1503 | 7394.6203 | 8170.0903 | 11776.1128 | 11457.9627 | 11139.8126 | 10821.6625 | 10503.5123 |  | 0.00162 |  |  |  |  | 1 | 1 | 1 | 1 | 1 | [5 empty] | 8.0244 | 7.2795 | 570.7763 | 26826.484 | 684.9315 | 0.11117 | 0.12517 | 0.10406 | 0.10748 | 0.10852 | 0.11117 | 0.12517 | 0.10406 | 0.10748 | 0.10852 | 100000 | 100000 | 0 | 0 | 0
4964 |  |  |  | 9795.2055 |  |  |  |  | 5055.7666 | 5699.4616 | 6343.1566 | 6986.8516 | 7630.5466 | 12169.2367 | 11840.4658 | 11511.6948 | 11182.9238 | 10854.1528 |  | 0 |  |  |  |  | 1 | 1 | 1 | 1 | 1 | [5 empty] | 9.1031 | 7.0012 | 570.7763 | 26826.484 | 684.9315 | 0.11143 | 0.12572 | 0.10418 | 0.10848 | 0.10924 | 0.11143 | 0.12572 | 0.10418 | 0.10848 | 0.10924 | 100000 | 100000 | 0 | 0 | 0
4965 |  |  |  | 9795.2055 |  |  |  |  | 4953.2898 | 5460.9198 | 5968.5498 | 6476.1798 | 6983.8098 | 11247.4513 | 10943.5838 | 10639.7163 | 10335.8488 | 10031.9813 |  | 0 |  |  |  |  | 1 | 1 | 1 | 1 | 1 | [5 empty] | 9.7472 | 6.5355 | 570.7763 | 26826.484 | 684.9315 | 0.11091 | 0.11031 | 0.10261 | 0.1067 | 0.10851 | 0.11091 | 0.11031 | 0.10261 | 0.1067 | 0.10851 | 100000 | 100000 | 0 | 0 | 0
4966 |  |  |  | 9795.2055 |  |  |  |  | 4768.0996 | 5206.7071 | 5645.3146 | 6083.9221 | 6522.5296 | 8877.1118 | 8637.2828 | 8397.4537 | 8157.6246 | 7917.7956 |  | 0 |  |  |  |  | 1 | 1 | 1 | 1 | 1 | [5 empty] | 9.8195 | 6.0644 | 570.7763 | 26826.484 | 684.9315 | 0.11091 | 0.11031 | 0.1017 | 0.10578 | 0.10827 | 0.11091 | 0.11031 | 0.1017 | 0.10578 | 0.10827 | 100000 | 100000 | 0 | 0 | 0
4967 |  |  |  | 9795.2055 |  |  |  |  | 3466.6441 | 3866.0108 | 4265.3774 | 4664.7441 | 5064.1108 | 4966.5374 | 4832.3586 | 4698.1799 | 4564.0011 | 4429.8223 |  | 0 |  |  |  |  | 1 | 1 | 1 | 1 | 1 | [5 empty] | 7.4871 | 5.2285 | 570.7763 | 26826.484 | 684.9315 | 0.11091 | 0.1103 | 0.10168 | 0.10537 | 0.10816 | 0.11091 | 0.1103 | 0.10168 | 0.10537 | 0.10816 | 100000 | 100000 | 0 | 0 | 0
4968 |  |  |  | 9795.2055 |  |  |  |  | 2480.1294 | 2687.0594 | 2893.9894 | 3100.9194 | 3307.8494 | 3332.723 | 3242.6843 | 3152.6456 | 3062.6068 | 2972.5681 |  | 0 |  |  |  |  | 1 | 1 | 1 | 1 | 1 | [5 empty] | 5.1313 | 5.4038 | 570.7763 | 26826.484 | 684.9315 | 0.1109 | 0.11029 | 0.10168 | 0.10539 | 0.10816 | 0.1109 | 0.11029 | 0.10168 | 0.10539 | 0.10816 | 100000 | 100000 | 0 | 0 | 0
4969 |  |  |  | 9795.2055 |  |  |  |  | 2059.8181 | 2159.4731 | 2259.1281 | 2358.7831 | 2458.4381 | 3594.4905 | 3497.3797 | 3400.2689 | 3303.1582 | 3206.0474 |  | 0 |  |  |  |  | 1 | 1 | 1 | 1 | 1 | [5 empty] | 4.1087 | 5.6485 | 570.7763 | 26826.484 | 684.9315 | 0.11089 | 0.11029 | 0.10169 | 0.10542 | 0.10816 | 0.11089 | 0.11029 | 0.10169 | 0.10542 | 0.10816 | 100000 | 100000 | 0 | 0 | 0
4970 |  |  |  | 9795.2055 |  |  |  |  | 1900.92 | 1949.5925 | 1998.265 | 2046.9375 | 2095.61 | 3499.75 | 3405.1987 | 3310.6475 | 3216.0963 | 3121.5451 |  | 0 |  |  |  |  | 1 | 1 | 1 | 1 | 1 | [5 empty] | 4.1763 | 5.9044 | 570.7763 | 26826.484 | 684.9315 | 0.11086 | 0.11027 | 0.10168 | 0.10543 | 0.10822 | 0.11086 | 0.11027 | 0.10168 | 0.10543 | 0.10822 | 100000 | 100000 | 0 | 0 | 0
4971 |  |  |  | 9795.2055 |  |  |  |  | 1854.7882 | 1896.8607 | 1938.9332 | 1981.0057 | 2023.0782 | 4432.9089 | 4313.1469 | 4193.3849 | 4073.6229 | 3953.861 |  | 0 |  |  |  |  | 1 | 1 | 1 | 1 | 1 | [5 empty] | 3.9786 | 5.639 | 570.7763 | 26826.484 | 684.9315 | 0.11089 | 0.11028 | 0.10168 | 0.10543 | 0.10823 | 0.11089 | 0.11029 | 0.10168 | 0.10543 | 0.10823 | 100000 | 100000 | 0 | 0 | 0
4972 |  |  |  | 9795.2055 |  |  |  |  | 1889.204 | 1930.1765 | 1971.149 | 2012.1215 | 2053.094 | 7109.3207 | 6917.2513 | 6725.1818 | 6533.1124 | 6341.043 |  | 0 |  |  |  |  | 1 | 1 | 1 | 1 | 1 | [5 empty] | 4.3431 | 5.8463 | 570.7763 | 26826.484 | 684.9315 | 0.10934 | 0.10934 | 0.099327 | 0.1037 | 0.1034 | 0.10934 | 0.10934 | 0.099327 | 0.1037 | 0.1034 | 100000 | 100000 | 0 | 0 | 0
4973 |  |  |  | 9795.2055 |  |  |  |  | 2372.4887 | 2412.4987 | 2452.5087 | 2492.5187 | 2532.5287 | 13356.182 | 12995.3438 | 12634.5057 | 12273.6675 | 11912.8293 |  | 0 |  |  |  |  | 1 | 1 | 1 | 1 | 1 | [5 empty] | 4.9206 | 5.7185 | 570.7763 | 26826.484 | 684.9315 | 0.1099 | 0.10961 | 0.10117 | 0.10504 | 0.10817 | 0.1099 | 0.10961 | 0.10117 | 0.10504 | 0.10817 | 100000 | 100000 | 0 | 0 | 0
4974 |  |  |  | 9795.2055 |  |  |  |  | 3186.7502 | 3228.9602 | 3271.1702 | 3313.3802 | 3355.5902 | 15763.5918 | 15337.7137 | 14911.8355 | 14485.9574 | 14060.0793 |  | 0.03555 |  |  |  |  | 1 | 1 | 1 | 1 | 1 | [5 empty] | 5.3095 | 6.8925 | 570.7763 | 26826.484 | 684.9315 | 0.1102 | 0.10987 | 0.10144 | 0.1048 | 0.10694 | 0.1102 | 0.10987 | 0.10144 | 0.1048 | 0.10694 | 100000 | 100000 | 0 | 0 | 0
4975 |  |  |  | 9795.2055 |  |  |  |  | 3726.4182 | 3767.9407 | 3809.4632 | 3850.9857 | 3892.5082 | 16065.8153 | 15631.7722 | 15197.729 | 14763.6859 | 14329.6427 |  | 0.10879 |  |  |  |  | 1 | 1 | 1 | 1 | 1 | [5 empty] | 3.3541 | 5.7919 | 570.7763 | 26826.484 | 684.9315 | 0.11083 | 0.11074 | 0.10115 | 0.10376 | 0.1032 | 0.11083 | 0.11074 | 0.10115 | 0.10376 | 0.1032 | 100000 | 100000 | 0 | 0 | 0
4976 |  |  |  | 9795.2055 |  |  |  |  | 3519.1916 | 3571.1641 | 3623.1366 | 3675.1091 | 3727.0816 | 13258.4367 | 12900.2392 | 12542.0418 | 12183.8444 | 11825.647 |  | 0.28777 |  |  |  |  | 1 | 1 | 1 | 1 | 1 | [5 empty] | 3.0637 | 5.596 | 570.7763 | 26826.484 | 684.9315 | 0.11103 | 0.10811 | 0.099268 | 0.096455 | 0.060409 | 0.11103 | 0.10811 | 0.099268 | 0.096455 | 0.060409 | 100000 | 100000 | 0 | 0 | 0
4977 |  |  |  | 9795.2055 |  |  |  |  | 3478.9178 | 3553.6603 | 3628.4028 | 3703.1453 | 3777.8878 | 13000.6201 | 12649.388 | 12298.1559 | 11946.9238 | 11595.6917 |  | 0.3191 |  |  |  |  | 1 | 1 | 1 | 1 | 1 | [5 empty] | 3.195 | 5.4515 | 570.7763 | 26826.484 | 684.9315 | 0.10864 | 0.097576 | 0.087199 | 0.045864 | 0.044892 | 0.10864 | 0.097576 | 0.087199 | 0.045864 | 0.044892 | 100000 | 100000 | 0 | 0 | 0
4978 |  |  |  | 9795.2055 |  |  |  |  | 3716.8989 | 3823.4289 | 3929.9589 | 4036.4889 | 4143.0189 | 11817.5467 | 11498.2772 | 11179.0077 | 10859.7381 | 10540.4686 |  | 0.52602 |  |  |  |  | 1 | 1 | 1 | 1 | 1 | [5 empty] | 3.7661 | 6.1662 | 570.7763 | 26826.484 | 684.9315 | 0.10675 | 0.089308 | 0.050849 | 0.04074 | 0.042315 | 0.10675 | 0.089308 | 0.050849 | 0.04074 | 0.042315 | 100000 | 100000 | 0 | 0 | 0
4979 |  |  |  | 9795.2055 |  |  |  |  | 4181.1452 | 4343.9377 | 4506.7302 | 4669.5227 | 4832.3152 | 10871.3662 | 10577.6592 | 10283.9522 | 9990.2452 | 9696.5383 |  | 0.4634 |  |  |  |  | 1 | 1 | 1 | 1 | 1 | [5 empty] | 3.2663 | 5.5313 | 570.7763 | 26826.484 | 684.9315 | 0.10628 | 0.087141 | 0.049783 | 0.040307 | 0.042194 | 0.10628 | 0.087141 | 0.049783 | 0.040307 | 0.042194 | 100000 | 100000 | 0 | 0 | 0
4980 |  |  |  | 9795.2055 |  |  |  |  | 4316.6114 | 4516.6664 | 4716.7214 | 4916.7764 | 5116.8314 | 10269.8407 | 9992.3849 | 9714.9291 | 9437.4733 | 9160.0175 |  | 0.71553 |  |  |  |  | 1 | 1 | 1 | 1 | 1 | [5 empty] | 2.585 | 5.5825 | 570.7763 | 26826.484 | 684.9315 | 0.10629 | 0.086926 | 0.049816 | 0.040358 | 0.042225 | 0.10629 | 0.086926 | 0.049816 | 0.040358 | 0.042225 | 100000 | 100000 | 0 | 0 | 0
4981 |  |  |  | 9795.2055 |  |  |  |  | 4194.3257 | 4452.1557 | 4709.9857 | 4967.8157 | 5225.6457 | 9380.727 | 9127.292 | 8873.857 | 8620.422 | 8366.9869 |  | 0.73927 |  |  |  |  | 1 | 1 | 1 | 1 | 1 | [5 empty] | 1.4777 | 5.5675 | 570.7763 | 26826.484 | 684.9315 | 0.10617 | 0.086817 | 0.049784 | 0.040331 | 0.042227 | 0.10617 | 0.086817 | 0.049784 | 0.040332 | 0.042227 | 100000 | 100000 | 0 | 0 | 0
4982 |  |  |  | 9795.2055 |  |  |  |  | 4050.0725 | 4355.7225 | 4661.3725 | 4967.0225 | 5272.6725 | 9137.9076 | 8891.0327 | 8644.1579 | 8397.283 | 8150.4081 |  | 0.66771 |  |  |  |  | 1 | 1 | 1 | 1 | 1 | [5 empty] | 2.6018 | 5.184 | 570.7763 | 26826.484 | 684.9315 | 0.10609 | 0.086777 | 0.04978 | 0.040345 | 0.042247 | 0.10609 | 0.086777 | 0.04978 | 0.040345 | 0.042247 | 100000 | 100000 | 0 | 0 | 0
4983 |  |  |  | 9795.2055 |  |  |  |  | 3758.6372 | 4180.4705 | 4602.3038 | 5024.1372 | 5445.9705 | 8611.2284 | 8378.5826 | 8145.9368 | 7913.291 | 7680.6452 |  | 0.51502 |  |  |  |  | 1 | 1 | 1 | 1 | 1 | [5 empty] | 3.2141 | 4.3105 | 570.7763 | 26826.484 | 684.9315 | 0.10624 | 0.086916 | 0.049855 | 0.040422 | 0.042312 | 0.10624 | 0.086916 | 0.049855 | 0.040422 | 0.042312 | 100000 | 100000 | 0 | 0 | 0
4984 |  |  |  | 9795.2055 |  |  |  |  | 3763.0307 | 4375.569 | 4988.1073 | 5600.6457 | 6213.184 | 9164.9802 | 8917.3739 | 8669.7676 | 8422.1613 | 8174.555 |  | 0.45595 |  |  |  |  | 1 | 1 | 1 | 1 | 1 | [5 empty] | 3.2817 | 4.0202 | 570.7763 | 26826.484 | 684.9315 | 0.1066 | 0.087317 | 0.050572 | 0.04092 | 0.042553 | 0.1066 | 0.087317 | 0.050572 | 0.04092 | 0.042553 | 100000 | 100000 | 0 | 0 | 0
4985 |  |  |  | 9795.2055 |  |  |  |  | 4110.117 | 4906.8986 | 5703.6803 | 6500.462 | 7297.2436 | 9680.6132 | 9419.0763 | 9157.5394 | 8896.0025 | 8634.4655 |  | 0.28118 |  |  |  |  | 1 | 1 | 1 | 1 | 1 | [5 empty] | 2.9461 | 4.3375 | 570.7763 | 26826.484 | 684.9315 | 0.10884 | 0.10198 | 0.087667 | 0.045133 | 0.044776 | 0.10884 | 0.10198 | 0.087667 | 0.045133 | 0.044776 | 100000 | 100000 | 0 | 0 | 0
4986 |  |  |  | 9795.2055 |  |  |  |  | 4676.1459 | 5506.6126 | 6337.0793 | 7167.5459 | 7998.0126 | 10110.9382 | 9837.7754 | 9564.6126 | 9291.4498 | 9018.2869 |  | 0.10392 |  |  |  |  | 1 | 1 | 1 | 1 | 1 | [5 empty] | 2.8519 | 3.3824 | 570.7763 | 26826.484 | 684.9315 | 0.11142 | 0.10479 | 0.092927 | 0.068019 | 0.051213 | 0.11142 | 0.10479 | 0.092927 | 0.068019 | 0.051213 | 100000 | 100000 | 0 | 0 | 0
4987 |  |  |  | 9795.2055 |  |  |  |  | 5070.0962 | 5840.3962 | 6610.6962 | 7380.9962 | 8151.2962 | 11173.0054 | 10871.1492 | 10569.2929 | 10267.4367 | 9965.5805 |  | 0.02054 |  |  |  |  | 1 | 1 | 1 | 1 | 1 | [5 empty] | 3.4414 | 3.1298 | 570.7763 | 26826.484 | 684.9315 | 0.11182 | 0.1148 | 0.10061 | 0.10368 | 0.057296 | 0.11182 | 0.1148 | 0.10061 | 0.10368 | 0.057296 | 100000 | 100000 | 0 | 0 | 0
4988 |  |  |  | 9795.2055 |  |  |  |  | 5057.648 | 5699.253 | 6340.858 | 6982.463 | 7624.068 | 11546.4861 | 11234.5397 | 10922.5933 | 10610.6469 | 10298.7005 |  | 0 |  |  |  |  | 1 | 1 | 1 | 1 | 1 | [5 empty] | 4.0064 | 4.1853 | 570.7763 | 26826.484 | 684.9315 | 0.11182 | 0.11494 | 0.10047 | 0.1048 | 0.068137 | 0.11182 | 0.11494 | 0.10047 | 0.1048 | 0.068137 | 100000 | 100000 | 0 | 0 | 0
4989 |  |  |  | 9795.2055 |  |  |  |  | 4955.133 | 5478.8505 | 6002.568 | 6526.2855 | 7050.003 | 10673.9 | 10385.5279 | 10097.1558 | 9808.7837 | 9520.4116 |  | 0 |  |  |  |  | 1 | 1 | 1 | 1 | 1 | [5 empty] | 2.8658 | 4.5587 | 570.7763 | 26826.484 | 684.9315 | 0.11143 | 0.10898 | 0.10039 | 0.10384 | 0.068245 | 0.11143 | 0.10898 | 0.10039 | 0.10384 | 0.068245 | 100000 | 100000 | 0 | 0 | 0
4990 |  |  |  | 9795.2055 |  |  |  |  | 4769.8739 | 5244.7797 | 5719.6855 | 6194.5914 | 6669.4972 | 8426.1996 | 8198.5526 | 7970.9056 | 7743.2587 | 7515.6117 |  | 0 |  |  |  |  | 1 | 1 | 1 | 1 | 1 | [5 empty] | 1.5858 | 5.9231 | 570.7763 | 26826.484 | 684.9315 | 0.11145 | 0.10534 | 0.094551 | 0.097856 | 0.060232 | 0.11145 | 0.10534 | 0.094551 | 0.097856 | 0.060232 | 100000 | 100000 | 0 | 0 | 0
4991 |  |  |  | 9795.2055 |  |  |  |  | 3467.9341 | 3841.4516 | 4214.9691 | 4588.4866 | 4962.0041 | 4716.908 | 4589.4734 | 4462.0387 | 4334.6041 | 4207.1694 |  | 0 |  |  |  |  | 1 | 1 | 1 | 1 | 1 | [5 empty] | 0.79515 | 6.619 | 570.7763 | 26826.484 | 684.9315 | 0.11091 | 0.10487 | 0.092677 | 0.068312 | 0.053734 | 0.11091 | 0.10487 | 0.092677 | 0.068312 | 0.053734 | 100000 | 100000 | 0 | 0 | 0
4992 |  |  |  | 9795.2055 |  |  |  |  | 2481.227 | 2692.9695 | 2904.712 | 3116.4545 | 3328.197 | 3338.7652 | 3248.5632 | 3158.3613 | 3068.1593 | 2977.9573 |  | 0 |  |  |  |  | 1 | 1 | 1 | 1 | 1 | [5 empty] | 0.46934 | 6.9444 | 570.7763 | 26826.484 | 684.9315 | 0.10826 | 0.10437 | 0.092517 | 0.068184 | 0.053643 | 0.10826 | 0.10437 | 0.092517 | 0.068184 | 0.053643 | 100000 | 100000 | 0 | 0 | 0
4993 |  |  |  | 9795.2055 |  |  |  |  | 2060.7297 | 2161.0447 | 2261.3597 | 2361.6747 | 2461.9897 | 3601.027 | 3503.7397 | 3406.4523 | 3309.1649 | 3211.8775 |  | 0 |  |  |  |  | 1 | 1 | 1 | 1 | 1 | [5 empty] | 0.84902 | 7.6045 | 570.7763 | 26826.484 | 684.9315 | 0.10806 | 0.10436 | 0.092528 | 0.068206 | 0.053641 | 0.10807 | 0.10436 | 0.092528 | 0.068206 | 0.053641 | 100000 | 100000 | 0 | 0 | 0
4994 |  |  |  | 9795.2055 |  |  |  |  | 1901.7612 | 1951.0937 | 2000.4262 | 2049.7587 | 2099.0912 | 3506.1321 | 3411.4084 | 3316.6848 | 3221.9611 | 3127.2375 |  | 0 |  |  |  |  | 1 | 1 | 1 | 1 | 1 | [5 empty] | 1.3338 | 7.6241 | 570.7763 | 26826.484 | 684.9315 | 0.10804 | 0.10436 | 0.092553 | 0.06822 | 0.053657 | 0.10804 | 0.10436 | 0.092553 | 0.06822 | 0.053657 | 100000 | 100000 | 0 | 0 | 0
4995 |  |  |  | 9795.2055 |  |  |  |  | 1855.6091 | 1895.8941 | 1936.1791 | 1976.4641 | 2016.7491 | 4441.0463 | 4321.0645 | 4201.0827 | 4081.1008 | 3961.119 |  | 0 |  |  |  |  | 1 | 1 | 1 | 1 | 1 | [5 empty] | 1.1048 | 8.2166 | 570.7763 | 26826.484 | 684.9315 | 0.10804 | 0.10434 | 0.092479 | 0.068137 | 0.053675 | 0.10804 | 0.10435 | 0.092479 | 0.068137 | 0.053675 | 100000 | 100000 | 0 | 0 | 0
4996 |  |  |  | 9795.2055 |  |  |  |  | 1890.04 | 1931.15 | 1972.26 | 2013.37 | 2054.48 | 7122.3793 | 6929.9571 | 6737.5348 | 6545.1126 | 6352.6904 |  | 0 |  |  |  |  | 1 | 1 | 1 | 1 | 1 | [5 empty] | 1.7725 | 11.4863 | 570.7763 | 26826.484 | 684.9315 | 0.1054 | 0.094281 | 0.059745 | 0.047749 | 0.046289 | 0.1054 | 0.094281 | 0.059745 | 0.047749 | 0.046289 | 100000 | 100000 | 0 | 0 | 0
4997 |  |  |  | 9795.2055 |  |  |  |  | 2373.5386 | 2412.8611 | 2452.1836 | 2491.5061 | 2530.8286 | 13381.0015 | 13019.4928 | 12657.9841 | 12296.4754 | 11934.9667 |  | 0 |  |  |  |  | 1 | 1 | 1 | 1 | 1 | [5 empty] | 2.0888 | 8.6356 | 570.7763 | 26826.484 | 684.9315 | 0.1054 | 0.094493 | 0.064649 | 0.051574 | 0.047292 | 0.1054 | 0.094493 | 0.064649 | 0.051574 | 0.047292 | 100000 | 100000 | 0 | 0 | 0
4998 |  |  |  | 9795.2055 |  |  |  |  | 3188.1605 | 3230.508 | 3272.8555 | 3315.203 | 3357.5505 | 15792.9254 | 15366.2548 | 14939.5842 | 14512.9136 | 14086.243 |  | 0.03563 |  |  |  |  | 1 | 1 | 1 | 1 | 1 | [5 empty] | 3.1715 | 10.0669 | 570.7763 | 26826.484 | 684.9315 | 0.10637 | 0.095584 | 0.072122 | 0.052403 | 0.047424 | 0.10637 | 0.095584 | 0.072122 | 0.052403 | 0.047424 | 100000 | 100000 | 0 | 0 | 0
4999 |  |  |  | 9795.2055 |  |  |  |  | 3728.0673 | 3768.9023 | 3809.7373 | 3850.5723 | 3891.4073 | 16095.7005 | 15660.8499 | 15225.9994 | 14791.1488 | 14356.2983 |  | 0.11705 |  |  |  |  | 1 | 1 | 1 | 1 | 1 | [5 empty] | 3.2316 | 12.8203 | 570.7763 | 26826.484 | 684.9315 | 0.10733 | 0.096709 | 0.071793 | 0.04775 | 0.0453 | 0.10733 | 0.096709 | 0.071793 | 0.04775 | 0.0453 | 100000 | 100000 | 0 | 0 | 0
5000 |  |  |  | 9795.2055 |  |  |  |  | 3520.749 | 3569.9165 | 3619.084 | 3668.2515 | 3717.419 | 13283.0329 | 12924.171 | 12565.3091 | 12206.4472 | 11847.5852 |  | 0.16095 |  |  |  |  | 1 | 1 | 1 | 1 | 1 | [5 empty] | 3.2893 | 11.7668 | 570.7763 | 26826.484 | 684.9315 | 0.1075 | 0.097332 | 0.055647 | 0.045128 | 0.045168 | 0.10749 | 0.097332 | 0.055647 | 0.045128 | 0.045168 | 100000 | 100000 | 0 | 0 | 0
5001 |  |  |  | 9795.2055 |  |  |  |  | 3480.4574 | 3553.4674 | 3626.4774 | 3699.4874 | 3772.4974 | 13024.7335 | 12672.85 | 12320.9664 | 11969.0828 | 11617.1993 |  | 0.09763 |  |  |  |  | 1 | 1 | 1 | 1 | 1 | [5 empty] | 3.6659 | 11.5531 | 570.7763 | 26826.484 | 684.9315 | 0.10587 | 0.090821 | 0.046236 | 0.041721 | 0.043602 | 0.10587 | 0.090821 | 0.046236 | 0.041721 | 0.043602 | 100000 | 100000 | 0 | 0 | 0
5002 |  |  |  | 9795.2055 |  |  |  |  | 3718.5439 | 3827.5764 | 3936.6089 | 4045.6414 | 4154.6739 | 11839.4448 | 11519.5837 | 11199.7225 | 10879.8614 | 10560.0003 |  | 0.05835 |  |  |  |  | 1 | 1 | 1 | 1 | 1 | [5 empty] | 4.5121 | 7.8095 | 570.7763 | 26826.484 | 684.9315 | 0.10082 | 0.079808 | 0.042062 | 0.040724 | 0.042761 | 0.10082 | 0.079808 | 0.042062 | 0.040724 | 0.042761 | 100000 | 100000 | 0 | 0 | 0
5003 |  |  |  | 9795.2055 |  |  |  |  | 4182.9956 | 4345.7889 | 4508.5822 | 4671.3756 | 4834.1689 | 10891.4953 | 10597.2445 | 10302.9937 | 10008.7429 | 9714.4921 |  | 0.10262 |  |  |  |  | 1 | 1 | 1 | 1 | 1 | [5 empty] | 6.3312 | 16.0194 | 570.7763 | 26826.484 | 684.9315 | 0.10009 | 0.076569 | 0.041682 | 0.040133 | 0.042295 | 0.10009 | 0.076569 | 0.041682 | 0.040133 | 0.042295 | 100000 | 100000 | 0 | 0 | 0
5004 |  |  |  | 9795.2055 |  |  |  |  | 4318.5217 | 4527.5142 | 4736.5067 | 4945.4992 | 5154.4917 | 10288.8152 | 10010.8467 | 9732.8783 | 9454.9098 | 9176.9414 |  | 0.13572 |  |  |  |  | 1 | 1 | 1 | 1 | 1 | [5 empty] | 7.1435 | 14.8984 | 570.7763 | 26826.484 | 684.9315 | 0.09983 | 0.076817 | 0.041365 | 0.040149 | 0.042207 | 0.09983 | 0.076817 | 0.041365 | 0.040149 | 0.042207 | 100000 | 100000 | 0 | 0 | 0
5005 |  |  |  | 9795.2055 |  |  |  |  | 4196.1819 | 4456.6519 | 4717.1219 | 4977.5919 | 5238.0619 | 9398.0618 | 9144.1585 | 8890.2551 | 8636.3518 | 8382.4484 |  | 0.09078 |  |  |  |  | 1 | 1 | 1 | 1 | 1 | [5 empty] | 6.2737 | 13.1134 | 570.7763 | 26826.484 | 684.9315 | 0.09945 | 0.076449 | 0.041176 | 0.040115 | 0.042219 | 0.09945 | 0.076449 | 0.041176 | 0.040115 | 0.042219 | 100000 | 100000 | 0 | 0 | 0
5006 |  |  |  | 9795.2055 |  |  |  |  | 4051.8649 | 4366.0949 | 4680.3249 | 4994.5549 | 5308.7849 | 9154.779 | 8907.4483 | 8660.1176 | 8412.7869 | 8165.4562 |  | 0.10674 |  |  |  |  | 1 | 1 | 1 | 1 | 1 | [5 empty] | 7.1612 | 11.9079 | 570.7763 | 26826.484 | 684.9315 | 0.099238 | 0.07611 | 0.041144 | 0.040173 | 0.042167 | 0.099238 | 0.07611 | 0.041144 | 0.040173 | 0.042167 | 100000 | 100000 | 0 | 0 | 0
5007 |  |  |  | 9795.2055 |  |  |  |  | 3760.3006 | 4189.2831 | 4618.2656 | 5047.2481 | 5476.2306 | 8627.126 | 8394.0507 | 8160.9754 | 7927.9001 | 7694.8248 |  | 0.32805 |  |  |  |  | 1 | 1 | 1 | 1 | 1 | [5 empty] | 7.9887 | 11.5516 | 570.7763 | 26826.484 | 684.9315 | 0.099223 | 0.07604 | 0.041096 | 0.040166 | 0.042172 | 0.099223 | 0.07604 | 0.041096 | 0.040166 | 0.042172 | 100000 | 100000 | 0 | 0 | 0
5008 |  |  |  | 9795.2055 |  |  |  |  | 3764.696 | 4383.4218 | 5002.1477 | 5620.8735 | 6239.5993 | 9181.942 | 8933.8775 | 8685.813 | 8437.7484 | 8189.6839 |  | 0.1633 |  |  |  |  | 1 | 1 | 1 | 1 | 1 | [5 empty] | 9.5466 | 12.7713 | 570.7763 | 26826.484 | 684.9315 | 0.099094 | 0.076067 | 0.041158 | 0.04017 | 0.042326 | 0.099094 | 0.076067 | 0.041158 | 0.04017 | 0.042326 | 100000 | 100000 | 0 | 0 | 0
5009 |  |  |  | 9795.2055 |  |  |  |  | 4111.9359 | 4890.4309 | 5668.9259 | 6447.4209 | 7225.9159 | 9698.5408 | 9436.5196 | 9174.4983 | 8912.4771 | 8650.4558 |  | 0.08534 |  |  |  |  | 1 | 1 | 1 | 1 | 1 | [5 empty] | 7.4463 | 11.8688 | 570.7763 | 26826.484 | 684.9315 | 0.099108 | 0.076347 | 0.042169 | 0.041195 | 0.043125 | 0.099108 | 0.076347 | 0.042169 | 0.041195 | 0.043125 | 100000 | 100000 | 0 | 0 | 0
5010 |  |  |  | 9795.2055 |  |  |  |  | 4678.2154 | 5508.6829 | 6339.1504 | 7169.6179 | 8000.0854 | 10129.6324 | 9855.9645 | 9582.2966 | 9308.6288 | 9034.9609 |  | 0.10171 |  |  |  |  | 1 | 1 | 1 | 1 | 1 | [5 empty] | 6.367 | 11.7354 | 570.7763 | 26826.484 | 684.9315 | 0.10455 | 0.091197 | 0.04972 | 0.043935 | 0.045147 | 0.10455 | 0.091197 | 0.04972 | 0.043935 | 0.045147 | 100000 | 100000 | 0 | 0 | 0
5011 |  |  |  | 9795.2055 |  |  |  |  | 5072.34 | 5873.6592 | 6674.9783 | 7476.2975 | 8277.6167 | 11193.6963 | 10891.2811 | 10588.8658 | 10286.4506 | 9984.0354 |  | 0.01028 |  |  |  |  | 1 | 1 | 1 | 1 | 1 | [5 empty] | 6.5661 | 10.7172 | 570.7763 | 26826.484 | 684.9315 | 0.10517 | 0.094502 | 0.059986 | 0.04949 | 0.046419 | 0.10517 | 0.094502 | 0.059986 | 0.04949 | 0.046419 | 100000 | 100000 | 0 | 0 | 0
5012 |  |  |  | 9795.2055 |  |  |  |  | 5059.8862 | 5684.7721 | 6309.6579 | 6934.5437 | 7559.4296 | 11567.8509 | 11255.3273 | 10942.8037 | 10630.2801 | 10317.7565 |  | 0 |  |  |  |  | 1 | 1 | 1 | 1 | 1 | [5 empty] | 6.2941 | 9.7585 | 570.7763 | 26826.484 | 684.9315 | 0.10543 | 0.095924 | 0.089382 | 0.081798 | 0.048759 | 0.10543 | 0.095924 | 0.089382 | 0.081798 | 0.048759 | 100000 | 100000 | 0 | 0 | 0
5013 |  |  |  | 9795.2055 |  |  |  |  | 4957.3259 | 5498.9176 | 6040.5093 | 6582.1009 | 7123.6926 | 10693.5768 | 10404.6731 | 10115.7694 | 9826.8657 | 9537.962 |  | 0 |  |  |  |  | 1 | 1 | 1 | 1 | 1 | [5 empty] | 5.8849 | 9.1544 | 570.7763 | 26826.484 | 684.9315 | 0.10568 | 0.095834 | 0.08951 | 0.064098 | 0.048759 | 0.10568 | 0.095834 | 0.08951 | 0.064098 | 0.048759 | 100000 | 100000 | 0 | 0 | 0
5014 |  |  |  | 9795.2055 |  |  |  |  | 4771.9848 | 5224.2048 | 5676.4248 | 6128.6448 | 6580.8648 | 8441.669 | 8213.6041 | 7985.5392 | 7757.4743 | 7529.4094 |  | 0 |  |  |  |  | 1 | 1 | 1 | 1 | 1 | [5 empty] | 5.3358 | 8.7171 | 570.7763 | 26826.484 | 684.9315 | 0.10518 | 0.094485 | 0.061785 | 0.050928 | 0.046759 | 0.10518 | 0.094485 | 0.061785 | 0.050928 | 0.046759 | 100000 | 100000 | 0 | 0 | 0
5015 |  |  |  | 9795.2055 |  |  |  |  | 3469.4688 | 3866.2513 | 4263.0338 | 4659.8163 | 5056.5988 | 4725.4719 | 4597.8059 | 4470.1399 | 4342.4739 | 4214.8079 |  | 0 |  |  |  |  | 1 | 1 | 1 | 1 | 1 | [5 empty] | 5.842 | 8.2915 | 570.7763 | 26826.484 | 684.9315 | 0.10505 | 0.094492 | 0.055657 | 0.04835 | 0.046435 | 0.10505 | 0.094492 | 0.055657 | 0.04835 | 0.046436 | 100000 | 100000 | 0 | 0 | 0
5016 |  |  |  | 9795.2055 |  |  |  |  | 2482.4995 | 2684.617 | 2886.7345 | 3088.852 | 3290.9695 | 3570.0464 | 3473.596 | 3377.1456 | 3280.6952 | 3184.2449 |  | 0 |  |  |  |  | 1 | 1 | 1 | 1 | 1 | [5 empty] | 5.8636 | 8.1322 | 570.7763 | 26826.484 | 684.9315 | 0.10504 | 0.094538 | 0.055701 | 0.048219 | 0.046447 | 0.10504 | 0.094538 | 0.055701 | 0.048219 | 0.046447 | 100000 | 100000 | 0 | 0 | 0
5017 |  |  |  | 9795.2055 |  |  |  |  | 2061.7865 | 2159.4624 | 2257.1382 | 2354.814 | 2452.4899 | 3851.2295 | 3747.1825 | 3643.1355 | 3539.0885 | 3435.0415 |  | 0 |  |  |  |  | 1 | 1 | 1 | 1 | 1 | [5 empty] | 3.4517 | 8.3339 | 570.7763 | 26826.484 | 684.9315 | 0.10511 | 0.094374 | 0.055664 | 0.048211 | 0.046422 | 0.10511 | 0.094374 | 0.055664 | 0.048211 | 0.046422 | 100000 | 100000 | 0 | 0 | 0
5018 |  |  |  | 9795.2055 |  |  |  |  | 1902.7365 | 1949.759 | 1996.7815 | 2043.804 | 2090.8265 | 3750.4238 | 3649.1002 | 3547.7766 | 3446.4531 | 3345.1295 |  | 0 |  |  |  |  | 1 | 1 | 1 | 1 | 1 | [5 empty] | 5.039 | 8.0382 | 570.7763 | 26826.484 | 684.9315 | 0.10512 | 0.094333 | 0.055625 | 0.048193 | 0.04642 | 0.10512 | 0.094333 | 0.055625 | 0.048193 | 0.04642 | 100000 | 100000 | 0 | 0 | 0
5019 |  |  |  | 9795.2055 |  |  |  |  | 1856.5607 | 1896.8457 | 1937.1307 | 1977.4157 | 2017.7007 | 4752.5252 | 4624.1283 | 4495.7314 | 4367.3345 | 4238.9376 |  | 0 |  |  |  |  | 1 | 1 | 1 | 1 | 1 | [5 empty] | 5.6904 | 8.0627 | 570.7763 | 26826.484 | 684.9315 | 0.10503 | 0.09415 | 0.055421 | 0.048063 | 0.046394 | 0.10503 | 0.09415 | 0.055421 | 0.048063 | 0.046394 | 100000 | 100000 | 0 | 0 | 0
5020 |  |  |  | 9795.2055 |  |  |  |  | 1891.0093 | 1930.8818 | 1970.7543 | 2010.6268 | 2050.4993 | 7622.2266 | 7416.3002 | 7210.3738 | 7004.4474 | 6798.5211 |  | 0 |  |  |  |  | 1 | 1 | 1 | 1 | 1 | [5 empty] | 9.0536 | 8.0626 | 570.7763 | 26826.484 | 684.9315 | 0.099594 | 0.082106 | 0.045205 | 0.044325 | 0.044955 | 0.099594 | 0.082106 | 0.045205 | 0.044325 | 0.044955 | 100000 | 100000 | 0 | 0 | 0
5021 |  |  |  | 9795.2055 |  |  |  |  | 2374.7559 | 2415.4534 | 2456.1509 | 2496.8484 | 2537.5459 | 14331.0129 | 13943.8381 | 13556.6634 | 13169.4887 | 12782.3139 |  | 0 |  |  |  |  | 1 | 1 | 1 | 1 | 1 | [5 empty] | 7.1742 | 7.9278 | 570.7763 | 26826.484 | 684.9315 | 0.10017 | 0.080669 | 0.04547 | 0.044317 | 0.045031 | 0.10016 | 0.080669 | 0.04547 | 0.044317 | 0.045031 | 100000 | 100000 | 0 | 0 | 0
5022 |  |  |  | 9795.2055 |  |  |  |  | 3189.7956 | 3233.2431 | 3276.6906 | 3320.1381 | 3363.5856 | 16915.7215 | 16458.7168 | 16001.7121 | 15544.7074 | 15087.7027 |  | 0.00124 |  |  |  |  | 1 | 1 | 1 | 1 | 1 | [5 empty] | 7.85 | 9.086 | 570.7763 | 26826.484 | 684.9315 | 0.1015 | 0.080007 | 0.045098 | 0.044553 | 0.045277 | 0.1015 | 0.080007 | 0.045098 | 0.044553 | 0.045277 | 100000 | 100000 | 0 | 0 | 0
5023 |  |  |  | 9795.2055 |  |  |  |  | 3729.9793 | 3770.5393 | 3811.0993 | 3851.6593 | 3892.2193 | 17239.606 | 16773.8511 | 16308.0961 | 15842.3412 | 15376.5862 |  | 0.08694 |  |  |  |  | 1 | 1 | 1 | 1 | 1 | [5 empty] | 6.8036 | 8.6828 | 570.7763 | 26826.484 | 684.9315 | 0.10327 | 0.0807 | 0.044838 | 0.043532 | 0.044852 | 0.10327 | 0.0807 | 0.044838 | 0.043532 | 0.044852 | 100000 | 100000 | 0 | 0 | 0
5024 |  |  |  | 9795.2055 |  |  |  |  | 3522.5546 | 3571.8871 | 3621.2196 | 3670.5521 | 3719.8846 | 14224.5001 | 13840.203 | 13455.9058 | 13071.6087 | 12687.3116 |  | 0.06091 |  |  |  |  | 1 | 1 | 1 | 1 | 1 | [5 empty] | 8.1117 | 9.9703 | 570.7763 | 26826.484 | 684.9315 | 0.10297 | 0.075017 | 0.041418 | 0.041482 | 0.043578 | 0.10297 | 0.075017 | 0.041418 | 0.041482 | 0.043578 | 100000 | 100000 | 0 | 0 | 0
5025 |  |  |  | 9795.2055 |  |  |  |  | 3482.2424 | 3557.4799 | 3632.7174 | 3707.9549 | 3783.1924 | 13947.7178 | 13570.8984 | 13194.079 | 12817.2595 | 12440.4401 |  | 0.0297 |  |  |  |  | 1 | 1 | 1 | 1 | 1 | [5 empty] | 7.8193 | 9.1897 | 570.7763 | 26826.484 | 684.9315 | 0.10127 | 0.072706 | 0.039809 | 0.039727 | 0.042725 | 0.10127 | 0.072706 | 0.039809 | 0.039727 | 0.042725 | 100000 | 100000 | 0 | 0 | 0
5026 |  |  |  | 9795.2055 |  |  |  |  | 3720.4509 | 3829.4834 | 3938.5159 | 4047.5484 | 4156.5809 | 12677.6357 | 12335.1295 | 11992.6233 | 11650.1172 | 11307.611 |  | 0.07999 |  |  |  |  | 1 | 1 | 1 | 1 | 1 | [5 empty] | 7.8698 | 8.5151 | 570.7763 | 26826.484 | 684.9315 | 0.095877 | 0.057127 | 0.032464 | 0.033799 | 0.039139 | 0.095877 | 0.057127 | 0.032464 | 0.033799 | 0.039139 | 100000 | 100000 | 0 | 0 | 0
5027 |  |  |  | 9795.2055 |  |  |  |  | 4185.1408 | 4349.0333 | 4512.9258 | 4676.8183 | 4840.7108 | 11661.9743 | 11346.9078 | 11031.8413 | 10716.7748 | 10401.7083 |  | 0.31028 |  |  |  |  | 1 | 1 | 1 | 1 | 1 | [5 empty] | 8.3615 | 9.1955 | 570.7763 | 26826.484 | 684.9315 | 0.092753 | 0.049846 | 0.031326 | 0.032656 | 0.03696 | 0.092753 | 0.049846 | 0.031326 | 0.032656 | 0.03696 | 100000 | 100000 | 0 | 0 | 0
5028 |  |  |  | 9795.2055 |  |  |  |  | 4320.7365 | 4524.229 | 4727.7215 | 4931.214 | 5134.7065 | 11015.0993 | 10717.5091 | 10419.919 | 10122.3288 | 9824.7387 |  | 0.52671 |  |  |  |  | 1 | 1 | 1 | 1 | 1 | [5 empty] | 8.1734 | 9.8696 | 570.7763 | 26826.484 | 684.9315 | 0.0929 | 0.050038 | 0.031322 | 0.03232 | 0.036863 | 0.0929 | 0.050038 | 0.031322 | 0.03232 | 0.036863 | 100000 | 100000 | 0 | 0 | 0
5029 |  |  |  | 9795.2055 |  |  |  |  | 4198.3339 | 4459.6839 | 4721.0339 | 4982.3839 | 5243.7339 | 10061.5852 | 9789.7557 | 9517.9263 | 9246.0968 | 8974.2673 |  | 0.17591 |  |  |  |  | 1 | 1 | 1 | 1 | 1 | [5 empty] | 7.0998 | 10.4146 | 570.7763 | 26826.484 | 684.9315 | 0.091902 | 0.04979 | 0.031188 | 0.032075 | 0.036643 | 0.091902 | 0.04979 | 0.031188 | 0.032075 | 0.036643 | 100000 | 100000 | 0 | 0 | 0
5030 |  |  |  | 9795.2055 |  |  |  |  | 4053.9429 | 4359.5929 | 4665.2429 | 4970.8929 | 5276.5429 | 9800.5633 | 9535.7857 | 9271.0082 | 9006.2306 | 8741.4531 |  | 0.26369 |  |  |  |  | 1 | 1 | 1 | 1 | 1 | [5 empty] | 6.266 | 10.6897 | 570.7763 | 26826.484 | 684.9315 | 0.091792 | 0.049545 | 0.030935 | 0.032073 | 0.036609 | 0.091792 | 0.049545 | 0.030935 | 0.032073 | 0.036609 | 100000 | 100000 | 0 | 0 | 0
5031 |  |  |  | 9795.2055 |  |  |  |  | 3762.229 | 4185.4915 | 4608.754 | 5032.0165 | 5455.279 | 9235.6392 | 8986.1239 | 8736.6087 | 8487.0934 | 8237.5782 |  | 0.3207 |  |  |  |  | 1 | 1 | 1 | 1 | 1 | [5 empty] | 4.4162 | 10.9235 | 570.7763 | 26826.484 | 684.9315 | 0.091742 | 0.04935 | 0.030937 | 0.032152 | 0.036618 | 0.091742 | 0.04935 | 0.030937 | 0.032152 | 0.036618 | 100000 | 100000 | 0 | 0 | 0
5032 |  |  |  | 9795.2055 |  |  |  |  | 3766.6267 | 4428.6634 | 5090.7001 | 5752.7367 | 6414.7734 | 9831.1899 | 9565.5849 | 9299.98 | 9034.375 | 8768.77 |  | 0.16847 |  |  |  |  | 1 | 1 | 1 | 1 | 1 | [5 empty] | 8.8547 | 11.5084 | 570.7763 | 26826.484 | 684.9315 | 0.092242 | 0.049258 | 0.031031 | 0.032279 | 0.037382 | 0.092242 | 0.049258 | 0.031031 | 0.032279 | 0.037382 | 100000 | 100000 | 0 | 0 | 0
5033 |  |  |  | 9795.2055 |  |  |  |  | 4114.0447 | 4889.9264 | 5665.8081 | 6441.6897 | 7217.5714 | 10384.7545 | 10104.1941 | 9823.6337 | 9543.0733 | 9262.5129 |  | 0.16872 |  |  |  |  | 1 | 1 | 1 | 1 | 1 | [5 empty] | 8.6928 | 11.8363 | 570.7763 | 26826.484 | 684.9315 | 0.092985 | 0.062211 | 0.034219 | 0.037456 | 0.042035 | 0.092985 | 0.062211 | 0.034219 | 0.037456 | 0.042035 | 100000 | 100000 | 0 | 0 | 0
5034 |  |  |  | 9795.2055 |  |  |  |  | 4680.6146 | 5486.3329 | 6292.0513 | 7097.7696 | 7903.4879 | 10845.1874 | 10552.1877 | 10259.188 | 9966.1883 | 9673.1886 |  | 0.10249 |  |  |  |  | 1 | 1 | 1 | 1 | 1 | [5 empty] | 5.4991 | 11.8343 | 570.7763 | 26826.484 | 684.9315 | 0.10096 | 0.079054 | 0.042428 | 0.042569 | 0.044239 | 0.10096 | 0.079054 | 0.042428 | 0.042569 | 0.044239 | 100000 | 100000 | 0 | 0 | 0
5035 |  |  |  | 9795.2055 |  |  |  |  | 5074.9413 | 5852.9963 | 6631.0513 | 7409.1063 | 8187.1613 | 11985.68 | 11661.8681 | 11338.0562 | 11014.2443 | 10690.4324 |  | 0.00048 |  |  |  |  | 1 | 1 | 1 | 1 | 1 | [5 empty] | 6.3092 | 11.7831 | 570.7763 | 26826.484 | 684.9315 | 0.10213 | 0.079853 | 0.046363 | 0.043356 | 0.044428 | 0.10213 | 0.079853 | 0.046363 | 0.043356 | 0.044428 | 100000 | 100000 | 0 | 0 | 0
5036 |  |  |  | 9795.2055 |  |  |  |  | 5062.4812 | 5714.5362 | 6366.5912 | 7018.6462 | 7670.7012 | 12385.6295 | 12051.0123 | 11716.3952 | 11381.778 | 11047.1608 |  | 0 |  |  |  |  | 1 | 1 | 1 | 1 | 1 | [5 empty] | 8.6454 | 11.4283 | 570.7763 | 26826.484 | 684.9315 | 0.10407 | 0.081456 | 0.046736 | 0.044059 | 0.044515 | 0.10407 | 0.081456 | 0.046736 | 0.044059 | 0.044515 | 100000 | 100000 | 0 | 0 | 0
5037 |  |  |  | 9795.2055 |  |  |  |  | 4959.8683 | 5487.16 | 6014.4516 | 6541.7433 | 7069.035 | 11446.7483 | 11137.4965 | 10828.2447 | 10518.9929 | 10209.741 |  | 0 |  |  |  |  | 1 | 1 | 1 | 1 | 1 | [5 empty] | 3.5794 | 11.4193 | 570.7763 | 26826.484 | 684.9315 | 0.10357 | 0.081402 | 0.046728 | 0.043233 | 0.044561 | 0.10357 | 0.081402 | 0.046728 | 0.043233 | 0.044561 | 100000 | 100000 | 0 | 0 | 0
5038 |  |  |  | 9795.2055 |  |  |  |  | 4774.4321 | 5219.0896 | 5663.7471 | 6108.4046 | 6553.0621 | 9033.7944 | 8789.7323 | 8545.6702 | 8301.6081 | 8057.546 |  | 0 |  |  |  |  | 1 | 1 | 1 | 1 | 1 | [5 empty] | 5.3864 | 11.5681 | 570.7763 | 26826.484 | 684.9315 | 0.10417 | 0.082265 | 0.044877 | 0.043032 | 0.04454 | 0.10416 | 0.082265 | 0.044877 | 0.043032 | 0.04454 | 100000 | 100000 | 0 | 0 | 0
5039 |  |  |  | 9795.2055 |  |  |  |  | 3471.2482 | 3846.0582 | 4220.8682 | 4595.6782 | 4970.4882 | 5053.2784 | 4916.7562 | 4780.2339 | 4643.7117 | 4507.1895 |  | 0 |  |  |  |  | 1 | 1 | 1 | 1 | 1 | [5 empty] | 4.758 | 11.0003 | 570.7763 | 26826.484 | 684.9315 | 0.10296 | 0.080334 | 0.044419 | 0.042725 | 0.044256 | 0.10296 | 0.080334 | 0.044419 | 0.042725 | 0.044256 | 100000 | 100000 | 0 | 0 | 0
5040 |  |  |  | 9795.2055 |  |  |  |  | 2483.9467 | 2686.0642 | 2888.1817 | 3090.2992 | 3292.4167 | 3659.6623 | 3560.7908 | 3461.9193 | 3363.0478 | 3264.1763 |  | 0 |  |  |  |  | 1 | 1 | 1 | 1 | 1 | [5 empty] | 3.3627 | 10.0139 | 570.7763 | 26826.484 | 684.9315 | 0.1023 | 0.078566 | 0.044198 | 0.042521 | 0.044147 | 0.1023 | 0.078566 | 0.044198 | 0.042521 | 0.044147 | 100000 | 100000 | 0 | 0 | 0
5041 |  |  |  | 9795.2055 |  |  |  |  | 2062.9885 | 2164.2935 | 2265.5985 | 2366.9035 | 2468.2085 | 3948.1773 | 3841.5111 | 3734.8449 | 3628.1787 | 3521.5125 |  | 0 |  |  |  |  | 1 | 1 | 1 | 1 | 1 | [5 empty] | 3.4468 | 11.4293 | 570.7763 | 26826.484 | 684.9315 | 0.10118 | 0.078064 | 0.044056 | 0.042448 | 0.04411 | 0.10118 | 0.078064 | 0.044056 | 0.042448 | 0.04411 | 100000 | 100000 | 0 | 0 | 0
5042 |  |  |  | 9795.2055 |  |  |  |  | 1903.8458 | 1954.0033 | 2004.1608 | 2054.3183 | 2104.4758 | 3845.0816 | 3741.2007 | 3637.3198 | 3533.4389 | 3429.558 |  | 0 |  |  |  |  | 1 | 1 | 1 | 1 | 1 | [5 empty] | 4.3088 | 11.3091 | 570.7763 | 26826.484 | 684.9315 | 0.10072 | 0.076361 | 0.043913 | 0.042417 | 0.044095 | 0.10072 | 0.076361 | 0.043913 | 0.042417 | 0.044095 | 100000 | 100000 | 0 | 0 | 0
5043 |  |  |  | 9795.2055 |  |  |  |  | 1857.6431 | 1899.3031 | 1940.9631 | 1982.6231 | 2024.2831 | 4873.2177 | 4741.5601 | 4609.9025 | 4478.2449 | 4346.5873 |  | 0 |  |  |  |  | 1 | 1 | 1 | 1 | 1 | [5 empty] | 5.106 | 11.5913 | 570.7763 | 26826.484 | 684.9315 | 0.10032 | 0.075506 | 0.043871 | 0.042422 | 0.044107 | 0.10032 | 0.075506 | 0.043871 | 0.042422 | 0.044107 | 100000 | 100000 | 0 | 0 | 0
5044 |  |  |  | 9795.2055 |  |  |  |  | 1892.1118 | 1933.4968 | 1974.8818 | 2016.2668 | 2057.6518 | 7815.9086 | 7604.7496 | 7393.5906 | 7182.4316 | 6971.2726 |  | 0 |  |  |  |  | 1 | 1 | 1 | 1 | 1 | [5 empty] | 5.479 | 10.9528 | 570.7763 | 26826.484 | 684.9315 | 0.095758 | 0.073436 | 0.042176 | 0.041575 | 0.0437 | 0.095758 | 0.073436 | 0.042176 | 0.041575 | 0.0437 | 100000 | 100000 | 0 | 0 | 0
5045 |  |  |  | 9795.2055 |  |  |  |  | 2376.1404 | 2418.2129 | 2460.2854 | 2502.3579 | 2544.4304 | 14699.1308 | 14302.0108 | 13904.8908 | 13507.7708 | 13110.6507 |  | 0 |  |  |  |  | 1 | 1 | 1 | 1 | 1 | [5 empty] | 5.4319 | 11.0289 | 570.7763 | 26826.484 | 684.9315 | 0.098811 | 0.075686 | 0.043161 | 0.042169 | 0.044072 | 0.098811 | 0.075686 | 0.043161 | 0.042169 | 0.044072 | 100000 | 100000 | 0 | 0 | 0
5046 |  |  |  | 9795.2055 |  |  |  |  | 3191.6552 | 3233.5902 | 3275.5252 | 3317.4602 | 3359.3952 | 17350.7921 | 16882.0333 | 16413.2745 | 15944.5157 | 15475.7569 |  | 0.00128 |  |  |  |  | 1 | 1 | 1 | 1 | 1 | [5 empty] | 5.9021 | 11.6276 | 570.7763 | 26826.484 | 684.9315 | 0.10045 | 0.077861 | 0.043774 | 0.042284 | 0.044075 | 0.10045 | 0.077861 | 0.043774 | 0.042284 | 0.044075 | 100000 | 100000 | 0 | 0 | 0
5047 |  |  |  | 9795.2055 |  |  |  |  | 3732.1538 | 3773.4013 | 3814.6488 | 3855.8963 | 3897.1438 | 17682.8562 | 17205.1261 | 16727.3961 | 16249.666 | 15771.936 |  | 0.11898 |  |  |  |  | 1 | 1 | 1 | 1 | 1 | [5 empty] | 4.4597 | 10.5508 | 570.7763 | 26826.484 | 684.9315 | 0.103 | 0.083376 | 0.044021 | 0.04249 | 0.044124 | 0.103 | 0.083376 | 0.044021 | 0.04249 | 0.044124 | 100000 | 100000 | 0 | 0 | 0
5048 |  |  |  | 9795.2055 |  |  |  |  | 3524.6082 | 3573.2807 | 3621.9532 | 3670.6257 | 3719.2982 | 14589.3065 | 14195.1536 | 13801.0006 | 13406.8477 | 13012.6947 |  | 0.17314 |  |  |  |  | 1 | 1 | 1 | 1 | 1 | [5 empty] | 3.8342 | 10.7262 | 570.7763 | 26826.484 | 684.9315 | 0.10188 | 0.076469 | 0.040963 | 0.041307 | 0.043472 | 0.10188 | 0.076469 | 0.040963 | 0.041307 | 0.043472 | 100000 | 100000 | 0 | 0 | 0
5049 |  |  |  | 9795.2055 |  |  |  |  | 3484.2725 | 3558.7675 | 3633.2625 | 3707.7575 | 3782.2525 | 14305.3623 | 13918.8805 | 13532.3988 | 13145.917 | 12759.4353 |  | 0.28039 |  |  |  |  | 1 | 1 | 1 | 1 | 1 | [5 empty] | 3.3637 | 10.4451 | 570.7763 | 26826.484 | 684.9315 | 0.095303 | 0.060167 | 0.02829 | 0.03304 | 0.037393 | 0.095303 | 0.060167 | 0.02829 | 0.03304 | 0.037393 | 100000 | 100000 | 0 | 0 | 0
5050 |  |  |  | 9795.2055 |  |  |  |  | 3722.6199 | 3827.3624 | 3932.1049 | 4036.8474 | 4141.5899 | 13002.4234 | 12651.1426 | 12299.8618 | 11948.5809 | 11597.3001 |  | 0.31623 |  |  |  |  | 1 | 1 | 1 | 1 | 1 | [5 empty] | 3.2551 | 10.5956 | 570.7763 | 26826.484 | 684.9315 | 0.090252 | 0.035134 | 0.0040814 | 0.004019 | 0.0057625 | 0.090252 | 0.035134 | 0.0040814 | 0.004019 | 0.0057625 | 100000 | 100000 | 0 | 0 | 0
5051 |  |  |  | 9795.2055 |  |  |  |  | 4187.5807 | 4354.2232 | 4520.8657 | 4687.5082 | 4854.1507 | 11960.5243 | 11637.392 | 11314.2597 | 10991.1274 | 10667.9951 |  | 0.58282 |  |  |  |  | 1 | 1 | 1 | 1 | 1 | [5 empty] | 2.9378 | 10.9667 | 570.7763 | 26826.484 | 684.9315 | 0.089985 | 0.035167 | 0.0037933 | 0.0040489 | 0.0057729 | 0.089985 | 0.035167 | 0.0037933 | 0.004049 | 0.0057729 | 100000 | 100000 | 0 | 0 | 0
5052 |  |  |  | 9795.2055 |  |  |  |  | 4323.2554 | 4525.3729 | 4727.4904 | 4929.6079 | 5131.7254 | 11296.5236 | 10991.3303 | 10686.1371 | 10380.9438 | 10075.7505 |  | 0.37663 |  |  |  |  | 1 | 1 | 1 | 1 | 1 | [5 empty] | 3.0495 | 11.078 | 570.7763 | 26826.484 | 684.9315 | 0.090236 | 0.035156 | 0.0037894 | 0.0040475 | 0.0057731 | 0.090236 | 0.035156 | 0.0037894 | 0.0040475 | 0.0057731 | 100000 | 100000 | 0 | 0 | 0
5053 |  |  |  | 9795.2055 |  |  |  |  | 4200.7815 | 4464.7715 | 4728.7615 | 4992.7515 | 5256.7415 | 10318.6907 | 10039.9152 | 9761.1396 | 9482.364 | 9203.5884 |  | 0.60704 |  |  |  |  | 1 | 1 | 1 | 1 | 1 | [5 empty] | 1.6621 | 11.2712 | 570.7763 | 26826.484 | 684.9315 | 0.090572 | 0.035177 | 0.0038117 | 0.0040552 | 0.0057734 | 0.090572 | 0.035177 | 0.0038117 | 0.0040552 | 0.0057734 | 100000 | 100000 | 0 | 0 | 0
5054 |  |  |  | 9795.2055 |  |  |  |  | 4056.3063 | 4380.1888 | 4704.0713 | 5027.9538 | 5351.8363 | 10050.7949 | 9779.257 | 9507.719 | 9236.1811 | 8964.6431 |  | 0.68286 |  |  |  |  | 1 | 1 | 1 | 1 | 1 | [5 empty] | 1.9263 | 11.0461 | 570.7763 | 26826.484 | 684.9315 | 0.090499 | 0.035183 | 0.0038031 | 0.004051 | 0.0057778 | 0.090499 | 0.035183 | 0.0038031 | 0.0040511 | 0.0057778 | 100000 | 100000 | 0 | 0 | 0
5055 |  |  |  | 9795.2055 |  |  |  |  | 3764.4224 | 4191.9749 | 4619.5274 | 5047.0799 | 5474.6324 | 9471.4287 | 9215.5433 | 8959.6578 | 8703.7723 | 8447.8868 |  | 0.55998 |  |  |  |  | 1 | 1 | 1 | 1 | 1 | [5 empty] | 1.6728 | 11.0677 | 570.7763 | 26826.484 | 684.9315 | 0.090469 | 0.035163 | 0.0037534 | 0.0040355 | 0.0057837 | 0.090469 | 0.035163 | 0.0037534 | 0.0040355 | 0.0057837 | 100000 | 100000 | 0 | 0 | 0
5056 |  |  |  | 9795.2055 |  |  |  |  | 3768.8226 | 4379.2993 | 4989.776 | 5600.2526 | 6210.7293 | 10082.7644 | 9810.3627 | 9537.9611 | 9265.5594 | 8993.1577 |  | 0.46374 |  |  |  |  | 1 | 1 | 1 | 1 | 1 | [5 empty] | 2.3926 | 10.802 | 570.7763 | 26826.484 | 684.9315 | 0.090507 | 0.035501 | 0.0046227 | 0.0056299 | 0.0076403 | 0.090507 | 0.035501 | 0.0046227 | 0.0056299 | 0.0076403 | 100000 | 100000 | 0 | 0 | 0
5057 |  |  |  | 9795.2055 |  |  |  |  | 4116.4432 | 4902.7757 | 5689.1082 | 6475.4407 | 7261.7732 | 10650.6529 | 10362.9088 | 10075.1647 | 9787.4207 | 9499.6766 |  | 0.28545 |  |  |  |  | 1 | 1 | 1 | 1 | 1 | [5 empty] | 1.4963 | 10.6395 | 570.7763 | 26826.484 | 684.9315 | 0.098255 | 0.064408 | 0.039706 | 0.040383 | 0.042275 | 0.098255 | 0.064408 | 0.039706 | 0.040383 | 0.042275 | 100000 | 100000 | 0 | 0 | 0
5058 |  |  |  | 9795.2055 |  |  |  |  | 4683.3433 | 5516.56 | 6349.7766 | 7182.9933 | 8016.21 | 11122.4546 | 10821.9641 | 10521.4736 | 10220.9831 | 9920.4925 |  | 0.10399 |  |  |  |  | 1 | 1 | 1 | 1 | 1 | [5 empty] | 1.4894 | 10.8685 | 570.7763 | 26826.484 | 684.9315 | 0.10551 | 0.095181 | 0.083001 | 0.047289 | 0.046121 | 0.10551 | 0.095181 | 0.083001 | 0.047289 | 0.046121 | 100000 | 100000 | 0 | 0 | 0
5059 |  |  |  | 9795.2055 |  |  |  |  | 5077.8999 | 5832.6899 | 6587.4799 | 7342.2699 | 8097.0599 | 12292.5628 | 11960.46 | 11628.3572 | 11296.2543 | 10964.1515 |  | 0.02128 |  |  |  |  | 1 | 1 | 1 | 1 | 1 | [5 empty] | 2.3179 | 9.9297 | 570.7763 | 26826.484 | 684.9315 | 0.10753 | 0.10264 | 0.087933 | 0.083833 | 0.05045 | 0.10753 | 0.10264 | 0.087933 | 0.083833 | 0.05045 | 100000 | 100000 | 0 | 0 | 0
5060 |  |  |  | 9795.2055 |  |  |  |  | 5065.4325 | 5684.0484 | 6302.6642 | 6921.28 | 7539.8959 | 12702.5072 | 12359.3291 | 12016.1509 | 11672.9728 | 11329.7947 |  | 0 |  |  |  |  | 1 | 1 | 1 | 1 | 1 | [5 empty] | 2.4667 | 9.9479 | 570.7763 | 26826.484 | 684.9315 | 0.10843 | 0.10773 | 0.098104 | 0.09619 | 0.051549 | 0.10843 | 0.10773 | 0.098104 | 0.09619 | 0.051549 | 100000 | 100000 | 0 | 0 | 0
5061 |  |  |  | 9795.2055 |  |  |  |  | 4962.7598 | 5516.8631 | 6070.9665 | 6625.0698 | 7179.1731 | 11738.5903 | 11421.4539 | 11104.3175 | 10787.1811 | 10470.0447 |  | 0 |  |  |  |  | 1 | 1 | 1 | 1 | 1 | [5 empty] | 1.9762 | 8.6059 | 570.7763 | 26826.484 | 684.9315 | 0.10821 | 0.10681 | 0.0971 | 0.094411 | 0.051819 | 0.10821 | 0.10681 | 0.0971 | 0.094411 | 0.051819 | 100000 | 100000 | 0 | 0 | 0
5062 |  |  |  | 9795.2055 |  |  |  |  | 4777.2155 | 5244.5597 | 5711.9039 | 6179.248 | 6646.5922 | 9263.2324 | 9012.9716 | 8762.7109 | 8512.4502 | 8262.1895 |  | 0 |  |  |  |  | 1 | 1 | 1 | 1 | 1 | [5 empty] | 3.138 | 8.5924 | 570.7763 | 26826.484 | 684.9315 | 0.10851 | 0.10462 | 0.097095 | 0.094525 | 0.050805 | 0.10851 | 0.10462 | 0.097095 | 0.094525 | 0.050805 | 100000 | 100000 | 0 | 0 | 0
5063 |  |  |  | 9795.2055 |  |  |  |  | 3473.2718 | 3850.6668 | 4228.0618 | 4605.4568 | 4982.8518 | 5180.2957 | 5040.3419 | 4900.3881 | 4760.4343 | 4620.4805 |  | 0 |  |  |  |  | 1 | 1 | 1 | 1 | 1 | [5 empty] | 3.8956 | 7.9561 | 570.7763 | 26826.484 | 684.9315 | 0.10789 | 0.10317 | 0.093874 | 0.080659 | 0.048902 | 0.10788 | 0.10317 | 0.093874 | 0.080659 | 0.048902 | 100000 | 100000 | 0 | 0 | 0
5064 |  |  |  | 9795.2055 |  |  |  |  | 2727.007 | 3033.1795 | 3339.352 | 3645.5245 | 3951.697 | 3161.2733 | 3075.8666 | 2990.4598 | 2905.0531 | 2819.6463 |  | 0 |  |  |  |  | 1 | 1 | 1 | 1 | 1 | [5 empty] | 4.3019 | 7.6666 | 570.7763 | 26826.484 | 684.9315 | 0.10719 | 0.10117 | 0.09339 | 0.080895 | 0.048947 | 0.10719 | 0.10117 | 0.09339 | 0.080895 | 0.048947 | 100000 | 100000 | 0 | 0 | 0
5065 |  |  |  | 9795.2055 |  |  |  |  | 2118.6408 | 2285.5308 | 2452.4208 | 2619.3108 | 2786.2008 | 3409.0122 | 3316.9124 | 3224.8126 | 3132.7128 | 3040.613 |  | 0 |  |  |  |  | 1 | 1 | 1 | 1 | 1 | [5 empty] | 5.368 | 8.1467 | 570.7763 | 26826.484 | 684.9315 | 0.10682 | 0.10106 | 0.088213 | 0.081042 | 0.048956 | 0.10682 | 0.10106 | 0.088213 | 0.081042 | 0.048956 | 100000 | 100000 | 0 | 0 | 0
5066 |  |  |  | 9795.2055 |  |  |  |  | 1905.8227 | 2015.5702 | 2125.3177 | 2235.0652 | 2344.8127 | 3318.6513 | 3228.9927 | 3139.3342 | 3049.6756 | 2960.0171 |  | 0 |  |  |  |  | 1 | 1 | 1 | 1 | 1 | [5 empty] | 4.7093 | 8.0619 | 570.7763 | 26826.484 | 684.9315 | 0.10516 | 0.10045 | 0.088301 | 0.08119 | 0.048583 | 0.10516 | 0.10045 | 0.088301 | 0.08119 | 0.048583 | 100000 | 100000 | 0 | 0 | 0
5067 |  |  |  | 9795.2055 |  |  |  |  | 1828.034 | 1883.8565 | 1939.679 | 1995.5015 | 2051.324 | 4201.9968 | 4088.4733 | 3974.9497 | 3861.4262 | 3747.9027 |  | 0 |  |  |  |  | 1 | 1 | 1 | 1 | 1 | [5 empty] | 3.5711 | 8.9063 | 570.7763 | 26826.484 | 684.9315 | 0.10489 | 0.10028 | 0.086092 | 0.079186 | 0.048204 | 0.10489 | 0.10028 | 0.086092 | 0.079186 | 0.048204 | 100000 | 100000 | 0 | 0 | 0
5068 |  |  |  | 9795.2055 |  |  |  |  | 1873.5331 | 1924.8456 | 1976.1581 | 2027.4706 | 2078.7831 | 6738.7625 | 6556.7043 | 6374.6461 | 6192.5878 | 6010.5296 |  | 0 |  |  |  |  | 1 | 1 | 1 | 1 | 1 | [5 empty] | 3.7355 | 9.606 | 570.7763 | 26826.484 | 684.9315 | 0.098108 | 0.071684 | 0.052082 | 0.049655 | 0.04479 | 0.098108 | 0.071684 | 0.052082 | 0.049655 | 0.04479 | 100000 | 100000 | 0 | 0 | 0
5069 |  |  |  | 9795.2055 |  |  |  |  | 2135.5195 | 2186.337 | 2237.1545 | 2287.972 | 2338.7895 | 12651.8656 | 12310.0557 | 11968.2457 | 11626.4358 | 11284.6258 |  | 0 |  |  |  |  | 1 | 1 | 1 | 1 | 1 | [5 empty] | 3.8386 | 9.9829 | 570.7763 | 26826.484 | 684.9315 | 0.092935 | 0.062223 | 0.041158 | 0.05361 | 0.044642 | 0.092935 | 0.062223 | 0.041158 | 0.05361 | 0.044642 | 100000 | 100000 | 0 | 0 | 0
5070 |  |  |  | 9795.2055 |  |  |  |  | 2529.5999 | 2571.2599 | 2612.9199 | 2654.5799 | 2696.2399 | 14931.1723 | 14527.7833 | 14124.3943 | 13721.0053 | 13317.6163 |  | 0.02673 |  |  |  |  | 1 | 1 | 1 | 1 | 1 | [5 empty] | 3.6687 | 10.159 | 570.7763 | 26826.484 | 684.9315 | 0.088046 | 0.059809 | 0.021598 | 0.040801 | 0.042678 | 0.088046 | 0.059809 | 0.021599 | 0.040801 | 0.042678 | 100000 | 100000 | 0 | 0 | 0
5071 |  |  |  | 9795.2055 |  |  |  |  | 2884.0521 | 2925.1621 | 2966.2721 | 3007.3821 | 3048.4921 | 15217.7469 | 14806.6157 | 14395.4844 | 13984.3532 | 13573.2219 |  | 0.12383 |  |  |  |  | 1 | 1 | 1 | 1 | 1 | [5 empty] | 2.8782 | 10.191 | 570.7763 | 26826.484 | 684.9315 | 0.084174 | 0.029957 | 0.0034488 | 0.017542 | 0.034768 | 0.084174 | 0.029957 | 0.0034488 | 0.017542 | 0.034768 | 100000 | 100000 | 0 | 0 | 0
5072 |  |  |  | 9795.2055 |  |  |  |  | 3204.7469 | 3281.7169 | 3358.6869 | 3435.6569 | 3512.6269 | 12560.4594 | 12221.1189 | 11881.7784 | 11542.438 | 11203.0975 |  | 0.32077 |  |  |  |  | 1 | 1 | 1 | 1 | 1 | [5 empty] | 1.514 | 8.2328 | 570.7763 | 26826.484 | 684.9315 | 0.087938 | 0.027155 | 0.0026677 | 0.0029284 | 0.0031677 | 0.087938 | 0.027155 | 0.0026677 | 0.0029284 | 0.0031677 | 100000 | 100000 | 0 | 0 | 0
5073 |  |  |  | 9795.2055 |  |  |  |  | 3845.4028 | 3969.9728 | 4094.5428 | 4219.1128 | 4343.6828 | 12316.3461 | 11983.6007 | 11650.8553 | 11318.11 | 10985.3646 |  | 0.49533 |  |  |  |  | 1 | 1 | 1 | 1 | 1 | [5 empty] | 1.2573 | 7.955 | 570.7763 | 26826.484 | 684.9315 | 0.073689 | 0.0057209 | 0.00076658 | 0.00058816 | 0.00057803 | 0.073689 | 0.005721 | 0.00076658 | 0.00058816 | 0.00057803 | 100000 | 100000 | 0 | 0 | 0
5074 |  |  |  | 9795.2055 |  |  |  |  | 4312.1349 | 4570.4324 | 4828.7299 | 5087.0274 | 5345.3249 | 11196.1384 | 10893.6572 | 10591.176 | 10288.6948 | 9986.2135 |  | 0.63002 |  |  |  |  | 1 | 1 | 1 | 1 | 1 | [5 empty] | 0.83203 | 7.9654 | 570.7763 | 26826.484 | 684.9315 | 0.073476 | 0.0057166 | 0.00076585 | 0.00058496 | 0.00058126 | 0.073476 | 0.0057166 | 0.00076585 | 0.00058496 | 0.00058126 | 100000 | 100000 | 0 | 0 | 0
5075 |  |  |  | 9795.2055 |  |  |  |  | 4748.7789 | 5078.0239 | 5407.2689 | 5736.5139 | 6065.7589 | 10300.159 | 10021.8841 | 9743.6092 | 9465.3343 | 9187.0594 |  | 0.71609 |  |  |  |  | 1 | 1 | 1 | 1 | 1 | [5 empty] | 0.88602 | 8.5478 | 570.7763 | 26826.484 | 684.9315 | 0.073493 | 0.0057259 | 0.00076417 | 0.00058359 | 0.00057546 | 0.073493 | 0.0057258 | 0.00076416 | 0.00058359 | 0.00057546 | 100000 | 100000 | 0 | 0 | 0
5076 |  |  |  | 9795.2055 |  |  |  |  | 4806.7535 | 5247.781 | 5688.8085 | 6129.836 | 6570.8635 | 9731.4028 | 9468.4937 | 9205.5847 | 8942.6756 | 8679.7665 |  | 0.74505 |  |  |  |  | 1 | 1 | 1 | 1 | 1 | [5 empty] | 1.4221 | 9.4043 | 570.7763 | 26826.484 | 684.9315 | 0.073593 | 0.0057322 | 0.00076387 | 0.00057977 | 0.00057102 | 0.073593 | 0.0057322 | 0.00076387 | 0.00057977 | 0.00057102 | 100000 | 100000 | 0 | 0 | 0
5077 |  |  |  | 9795.2055 |  |  |  |  | 4637.2328 | 5148.7128 | 5660.1928 | 6171.6728 | 6683.1528 | 8888.817 | 8648.6717 | 8408.5264 | 8168.3811 | 7928.2358 |  | 0.74354 |  |  |  |  | 1 | 1 | 1 | 1 | 1 | [5 empty] | 1.5515 | 8.4894 | 570.7763 | 26826.484 | 684.9315 | 0.073378 | 0.0063638 | 0.00076775 | 0.00057908 | 0.00056758 | 0.073378 | 0.0063638 | 0.00076775 | 0.00057908 | 0.00056758 | 100000 | 100000 | 0 | 0 | 0
5078 |  |  |  | 9795.2055 |  |  |  |  | 4793.5441 | 5301.8066 | 5810.0691 | 6318.3316 | 6826.5941 | 8659.1503 | 8425.2098 | 8191.2693 | 7957.3288 | 7723.3883 |  | 0.68674 |  |  |  |  | 1 | 1 | 1 | 1 | 1 | [5 empty] | 1.5878 | 11.2163 | 570.7763 | 26826.484 | 684.9315 | 0.073493 | 0.0097158 | 0.00077226 | 0.00085962 | 0.00086567 | 0.073493 | 0.0097158 | 0.00077226 | 0.00085962 | 0.00086567 | 100000 | 100000 | 0 | 0 | 0
5079 |  |  |  | 9795.2055 |  |  |  |  | 4960.1292 | 5449.7751 | 5939.4209 | 6429.0667 | 6918.7126 | 8160.1026 | 7939.6446 | 7719.1867 | 7498.7288 | 7278.2708 |  | 0.59656 |  |  |  |  | 1 | 1 | 1 | 1 | 1 | [5 empty] | 1.596 | 10.0763 | 570.7763 | 26826.484 | 684.9315 | 0.085546 | 0.010708 | 0.001539 | 0.0018598 | 0.0021004 | 0.085547 | 0.010708 | 0.0015391 | 0.0018598 | 0.0021004 | 100000 | 100000 | 0 | 0 | 0
5080 |  |  |  | 9795.2055 |  |  |  |  | 5007.8299 | 5478.3365 | 5948.8432 | 6419.3499 | 6889.8565 | 8683.6506 | 8449.0482 | 8214.4458 | 7979.8433 | 7745.2409 |  | 0.45225 |  |  |  |  | 1 | 1 | 1 | 1 | 1 | [5 empty] | 1.7022 | 6.8735 | 570.7763 | 26826.484 | 684.9315 | 0.093709 | 0.032561 | 0.0055733 | 0.0062374 | 0.0089599 | 0.093709 | 0.032561 | 0.0055733 | 0.0062374 | 0.00896 | 100000 | 100000 | 0 | 0 | 0
5081 |  |  |  | 9795.2055 |  |  |  |  | 5311.646 | 5791.7769 | 6271.9077 | 6752.0385 | 7232.1694 | 9171.8772 | 8924.0846 | 8676.292 | 8428.4994 | 8180.7068 |  | 0.28444 |  |  |  |  | 1 | 1 | 1 | 1 | 1 | [5 empty] | 1.7323 | 8.9105 | 570.7763 | 26826.484 | 684.9315 | 0.099278 | 0.04383 | 0.039746 | 0.040369 | 0.04248 | 0.099278 | 0.04383 | 0.039746 | 0.040369 | 0.04248 | 100000 | 100000 | 0 | 0 | 0
5082 |  |  |  | 9795.2055 |  |  |  |  | 5425.3936 | 5945.3986 | 6465.4036 | 6985.4086 | 7505.4136 | 9580.4529 | 9321.622 | 9062.791 | 8803.9601 | 8545.1292 |  | 0.09809 |  |  |  |  | 1 | 1 | 1 | 1 | 1 | [5 empty] | 1.4996 | 11.1951 | 570.7763 | 26826.484 | 684.9315 | 0.10711 | 0.10155 | 0.091382 | 0.046547 | 0.048194 | 0.10711 | 0.10155 | 0.091382 | 0.046547 | 0.048194 | 100000 | 100000 | 0 | 0 | 0
5083 |  |  |  | 9795.2055 |  |  |  |  | 5263.2116 | 5746.6974 | 6230.1832 | 6713.6691 | 7197.1549 | 10585.855 | 10299.8616 | 10013.8682 | 9727.8747 | 9441.8813 |  | 0.02023 |  |  |  |  | 1 | 1 | 1 | 1 | 1 | [5 empty] | 1.5813 | 7.8677 | 570.7763 | 26826.484 | 684.9315 | 0.1084 | 0.10391 | 0.094008 | 0.096881 | 0.055271 | 0.1084 | 0.10391 | 0.094008 | 0.096881 | 0.055271 | 100000 | 100000 | 0 | 0 | 0
5084 |  |  |  | 9795.2055 |  |  |  |  | 4985.0803 | 5403.0087 | 5820.937 | 6238.8653 | 6656.7937 | 10940.2142 | 10644.6472 | 10349.0802 | 10053.5132 | 9757.9462 |  | 0 |  |  |  |  | 1 | 1 | 1 | 1 | 1 | [5 empty] | 1.4131 | 8.357 | 570.7763 | 26826.484 | 684.9315 | 0.10836 | 0.10639 | 0.094012 | 0.097472 | 0.055267 | 0.10836 | 0.10638 | 0.094012 | 0.097472 | 0.055267 | 100000 | 100000 | 0 | 0 | 0
5085 |  |  |  | 9795.2055 |  |  |  |  | 4826.5675 | 5234.9809 | 5643.3942 | 6051.8075 | 6460.2209 | 10115.5338 | 9842.2468 | 9568.9598 | 9295.6729 | 9022.3859 |  | 0 |  |  |  |  | 1 | 1 | 1 | 1 | 1 | [5 empty] | 1.6604 | 8.6123 | 570.7763 | 26826.484 | 684.9315 | 0.10786 | 0.10186 | 0.093601 | 0.096258 | 0.055225 | 0.10786 | 0.10186 | 0.093601 | 0.096258 | 0.055225 | 100000 | 100000 | 0 | 0 | 0
5086 |  |  |  | 9795.2055 |  |  |  |  | 4861.7926 | 5218.7284 | 5575.6643 | 5932.6001 | 6289.5359 | 7987.2326 | 7771.445 | 7555.6574 | 7339.8698 | 7124.0822 |  | 0 |  |  |  |  | 1 | 1 | 1 | 1 | 1 | [5 empty] | 1.4185 | 10.5287 | 570.7763 | 26826.484 | 684.9315 | 0.10752 | 0.10185 | 0.093607 | 0.096291 | 0.055245 | 0.10752 | 0.10185 | 0.093607 | 0.096291 | 0.055245 | 100000 | 100000 | 0 | 0 | 0
5087 |  |  |  | 9795.2055 |  |  |  |  | 3911.4498 | 4261.4006 | 4611.3514 | 4961.3023 | 5311.2531 | 4473.9024 | 4353.0329 | 4232.1635 | 4111.294 | 3990.4245 |  | 0 |  |  |  |  | 1 | 1 | 1 | 1 | 1 | [5 empty] | 1.6954 | 9.7824 | 570.7763 | 26826.484 | 684.9315 | 0.10708 | 0.10184 | 0.09361 | 0.096323 | 0.05525 | 0.10708 | 0.10184 | 0.09361 | 0.096323 | 0.05525 | 100000 | 100000 | 0 | 0 | 0
5088 |  |  |  | 9795.2055 |  |  |  |  | 2967.653 | 3349.668 | 3731.683 | 4113.698 | 4495.713 | 2404.2195 | 2339.2657 | 2274.312 | 2209.3582 | 2144.4045 |  | 0 |  |  |  |  | 1 | 1 | 1 | 1 | 1 | [5 empty] | 2.1636 | 10.7496 | 570.7763 | 26826.484 | 684.9315 | 0.10695 | 0.10184 | 0.09365 | 0.096324 | 0.055278 | 0.10695 | 0.10184 | 0.09365 | 0.096324 | 0.055278 | 100000 | 100000 | 0 | 0 | 0
5089 |  |  |  | 9795.2055 |  |  |  |  | 2432.2858 | 2744.7283 | 3057.1708 | 3369.6133 | 3682.0558 | 2589.8892 | 2519.9193 | 2449.9493 | 2379.9794 | 2310.0095 |  | 0 |  |  |  |  | 1 | 1 | 1 | 1 | 1 | [5 empty] | 2.5812 | 10.9554 | 570.7763 | 26826.484 | 684.9315 | 0.10656 | 0.10184 | 0.093645 | 0.096322 | 0.055294 | 0.10656 | 0.10184 | 0.093645 | 0.096322 | 0.055294 | 100000 | 100000 | 0 | 0 | 0
5090 |  |  |  | 9795.2055 |  |  |  |  | 2145.8753 | 2360.3678 | 2574.8603 | 2789.3528 | 3003.8453 | 2518.7579 | 2450.7097 | 2382.6615 | 2314.6133 | 2246.5652 |  | 0 |  |  |  |  | 1 | 1 | 1 | 1 | 1 | [5 empty] | 3.2864 | 9.5031 | 570.7763 | 26826.484 | 684.9315 | 0.1066 | 0.10189 | 0.093705 | 0.096366 | 0.055301 | 0.1066 | 0.10189 | 0.093705 | 0.096366 | 0.055301 | 100000 | 100000 | 0 | 0 | 0
5091 |  |  |  | 9795.2055 |  |  |  |  | 2055.5458 | 2153.8817 | 2252.2175 | 2350.5533 | 2448.8892 | 3181.7472 | 3095.7874 | 3009.8275 | 2923.8676 | 2837.9077 |  | 0 |  |  |  |  | 1 | 1 | 1 | 1 | 1 | [5 empty] | 3.6046 | 8.6094 | 570.7763 | 26826.484 | 684.9315 | 0.10667 | 0.10191 | 0.093727 | 0.096358 | 0.055307 | 0.10666 | 0.10191 | 0.093727 | 0.096358 | 0.055307 | 100000 | 100000 | 0 | 0 | 0
5092 |  |  |  | 9795.2055 |  |  |  |  | 2112.0936 | 2167.3386 | 2222.5836 | 2277.8286 | 2333.0736 | 5101.4576 | 4963.6338 | 4825.8099 | 4687.9861 | 4550.1622 |  | 0 |  |  |  |  | 1 | 1 | 1 | 1 | 1 | [5 empty] | 3.3361 | 5.2354 | 570.7763 | 26826.484 | 684.9315 | 0.10407 | 0.10015 | 0.09361 | 0.095458 | 0.05461 | 0.10407 | 0.10015 | 0.09361 | 0.095458 | 0.05461 | 100000 | 100000 | 0 | 0 | 0
5093 |  |  |  | 9795.2055 |  |  |  |  | 2302.2995 | 2345.0595 | 2387.8195 | 2430.5795 | 2473.3395 | 9538.0759 | 9280.3898 | 9022.7038 | 8765.0177 | 8507.3317 |  | 0 |  |  |  |  | 1 | 1 | 1 | 1 | 1 | [5 empty] | 4.2015 | 3.5231 | 570.7763 | 26826.484 | 684.9315 | 0.10523 | 0.099966 | 0.093612 | 0.095461 | 0.054612 | 0.10523 | 0.099966 | 0.093612 | 0.095461 | 0.054612 | 100000 | 100000 | 0 | 0 | 0
5094 |  |  |  | 9795.2055 |  |  |  |  | 2569.6159 | 2610.7259 | 2651.8359 | 2692.9459 | 2734.0559 | 11250.789 | 10946.8313 | 10642.8737 | 10338.916 | 10034.9583 |  | 0.03174 |  |  |  |  | 1 | 1 | 1 | 1 | 1 | [5 empty] | 3.5447 | 3.1049 | 570.7763 | 26826.484 | 684.9315 | 0.1049 | 0.097767 | 0.091894 | 0.090487 | 0.048682 | 0.1049 | 0.097767 | 0.091894 | 0.090487 | 0.048682 | 100000 | 100000 | 0 | 0 | 0
5095 |  |  |  | 9795.2055 |  |  |  |  | 3182.828 | 3223.2505 | 3263.673 | 3304.0955 | 3344.518 | 11468.2416 | 11158.4091 | 10848.5766 | 10538.7441 | 10228.9116 |  | 0.12242 |  |  |  |  | 1 | 1 | 1 | 1 | 1 | [5 empty] | 2.8145 | 3.2487 | 570.7763 | 26826.484 | 684.9315 | 0.10325 | 0.091793 | 0.044779 | 0.04281 | 0.044277 | 0.10325 | 0.091793 | 0.044779 | 0.04281 | 0.044277 | 100000 | 100000 | 0 | 0 | 0
5096 |  |  |  | 9795.2055 |  |  |  |  | 4117.7012 | 4158.5362 | 4199.3712 | 4240.2062 | 4281.0412 | 9474.9505 | 9218.9699 | 8962.9893 | 8707.0087 | 8451.028 |  | 0.31634 |  |  |  |  | 1 | 1 | 1 | 1 | 1 | [5 empty] | 2.5899 | 2.9441 | 570.7763 | 26826.484 | 684.9315 | 0.096515 | 0.070612 | 0.038153 | 0.039487 | 0.042131 | 0.096515 | 0.070612 | 0.038153 | 0.039487 | 0.042131 | 100000 | 100000 | 0 | 0 | 0
5097 |  |  |  | 9795.2055 |  |  |  |  | 4985.7452 | 5045.2252 | 5104.7052 | 5164.1852 | 5223.6652 | 9291.4424 | 9040.4195 | 8789.3967 | 8538.3738 | 8287.3509 |  | 0.48537 |  |  |  |  | 1 | 1 | 1 | 1 | 1 | [5 empty] | 3.0533 | 2.5625 | 570.7763 | 26826.484 | 684.9315 | 0.095328 | 0.039422 | 0.028999 | 0.028954 | 0.039256 | 0.095328 | 0.039422 | 0.028999 | 0.028954 | 0.039256 | 100000 | 100000 | 0 | 0 | 0
5098 |  |  |  | 9795.2055 |  |  |  |  | 5590.1447 | 5664.3922 | 5738.6397 | 5812.8872 | 5887.1347 | 8449.268 | 8220.9978 | 7992.7276 | 7764.4574 | 7536.1872 |  | 0.6232 |  |  |  |  | 1 | 1 | 1 | 1 | 1 | [5 empty] | 3.5613 | 2.9422 | 570.7763 | 26826.484 | 684.9315 | 0.095592 | 0.039167 | 0.029963 | 0.029485 | 0.034559 | 0.095592 | 0.039167 | 0.029963 | 0.029485 | 0.034559 | 100000 | 100000 | 0 | 0 | 0
5099 |  |  |  | 9795.2055 |  |  |  |  | 6201.1537 | 6317.0337 | 6432.9137 | 6548.7937 | 6664.6737 | 7775.2948 | 7565.233 | 7355.1712 | 7145.1095 | 6935.0477 |  | 0.71951 |  |  |  |  | 1 | 1 | 1 | 1 | 1 | [5 empty] | 3.5403 | 2.0912 | 570.7763 | 26826.484 | 684.9315 | 0.095597 | 0.03888 | 0.028864 | 0.028439 | 0.033297 | 0.095597 | 0.03888 | 0.028864 | 0.028439 | 0.033297 | 100000 | 100000 | 0 | 0 | 0
5100 |  |  |  | 9795.2055 |  |  |  |  | 6096.8709 | 6267.8034 | 6438.7359 | 6609.6684 | 6780.6009 | 7351.6378 | 7153.0218 | 6954.4058 | 6755.7898 | 6557.1738 |  | 0.77234 |  |  |  |  | 1 | 1 | 1 | 1 | 1 | [5 empty] | 3.3477 | 2.5162 | 570.7763 | 26826.484 | 684.9315 | 0.095934 | 0.039278 | 0.029206 | 0.028079 | 0.033192 | 0.095934 | 0.039278 | 0.029206 | 0.028079 | 0.033192 | 100000 | 100000 | 0 | 0 | 0
5101 |  |  |  | 9795.2055 |  |  |  |  | 5461.6272 | 5700.8672 | 5940.1072 | 6179.3472 | 6418.5872 | 6714.6751 | 6533.2677 | 6351.8602 | 6170.4527 | 5989.0453 |  | 0.75106 |  |  |  |  | 1 | 1 | 1 | 1 | 1 | [5 empty] | 3.1563 | 2.3449 | 570.7763 | 26826.484 | 684.9315 | 0.096203 | 0.039401 | 0.029122 | 0.027481 | 0.033345 | 0.096203 | 0.039401 | 0.029122 | 0.027481 | 0.033345 | 100000 | 100000 | 0 | 0 | 0
5102 |  |  |  | 9795.2055 |  |  |  |  | 5062.8557 | 5394.3282 | 5725.8007 | 6057.2732 | 6388.7457 | 6543.2317 | 6366.456 | 6189.6804 | 6012.9048 | 5836.1291 |  | 0.6561 |  |  |  |  | 1 | 1 | 1 | 1 | 1 | [5 empty] | 3.1385 | 3.1066 | 570.7763 | 26826.484 | 684.9315 | 0.096311 | 0.038891 | 0.028041 | 0.027447 | 0.032449 | 0.096311 | 0.038891 | 0.028041 | 0.027447 | 0.03245 | 100000 | 100000 | 0 | 0 | 0
5103 |  |  |  | 9795.2055 |  |  |  |  | 4871.181 | 5186.4835 | 5501.786 | 5817.0885 | 6132.391 | 6166.3123 | 5999.7197 | 5833.1271 | 5666.5345 | 5499.942 |  | 0.48738 |  |  |  |  | 1 | 1 | 1 | 1 | 1 | [5 empty] | 3.0013 | 3.6766 | 570.7763 | 26826.484 | 684.9315 | 0.097573 | 0.03954 | 0.028925 | 0.029143 | 0.033433 | 0.097573 | 0.03954 | 0.028925 | 0.029143 | 0.033433 | 100000 | 100000 | 0 | 0 | 0
5104 |  |  |  | 9795.2055 |  |  |  |  | 4855.0245 | 5207.1203 | 5559.2162 | 5911.312 | 6263.4078 | 6556.1129 | 6378.9892 | 6201.8656 | 6024.7419 | 5847.6183 |  | 0.46658 |  |  |  |  | 1 | 1 | 1 | 1 | 1 | [5 empty] | 2.9795 | 3.4335 | 570.7763 | 26826.484 | 684.9315 | 0.10283 | 0.081869 | 0.039916 | 0.038901 | 0.041849 | 0.10283 | 0.081869 | 0.039916 | 0.038901 | 0.041849 | 100000 | 100000 | 0 | 0 | 0
5105 |  |  |  | 9795.2055 |  |  |  |  | 5170.8104 | 5564.1554 | 5957.5004 | 6350.8454 | 6744.1904 | 6923.1291 | 6736.09 | 6549.0508 | 6362.0116 | 6174.9724 |  | 0.22129 |  |  |  |  | 1 | 1 | 1 | 1 | 1 | [5 empty] | 3.4756 | 4.1182 | 570.7763 | 26826.484 | 684.9315 | 0.10877 | 0.098919 | 0.086582 | 0.044452 | 0.043773 | 0.10877 | 0.098919 | 0.086582 | 0.044452 | 0.043774 | 100000 | 100000 | 0 | 0 | 0
5106 |  |  |  | 9795.2055 |  |  |  |  | 5399.2044 | 5912.3344 | 6425.4644 | 6938.5944 | 7451.7244 | 7235.7543 | 7040.2691 | 6844.7838 | 6649.2986 | 6453.8134 |  | 0.04216 |  |  |  |  | 1 | 1 | 1 | 1 | 1 | [5 empty] | 3.31 | 4.8416 | 570.7763 | 26826.484 | 684.9315 | 0.11089 | 0.1107 | 0.10046 | 0.1041 | 0.097909 | 0.11089 | 0.1107 | 0.10046 | 0.1041 | 0.097909 | 100000 | 100000 | 0 | 0 | 0
5107 |  |  |  | 9795.2055 |  |  |  |  | 5277.2963 | 5798.2363 | 6319.1763 | 6840.1163 | 7361.0563 | 7990.4977 | 7774.6219 | 7558.7461 | 7342.8703 | 7126.9945 |  | 0.0001 |  |  |  |  | 1 | 1 | 1 | 1 | 1 | [5 empty] | 3.7051 | 3.7752 | 570.7763 | 26826.484 | 684.9315 | 0.1119 | 0.11593 | 0.10444 | 0.1078 | 0.10807 | 0.1119 | 0.11593 | 0.10444 | 0.1078 | 0.10807 | 100000 | 100000 | 0 | 0 | 0
5108 |  |  |  | 9795.2055 |  |  |  |  | 5089.2936 | 5577.6469 | 6066.0002 | 6554.3536 | 7042.7069 | 8260.4441 | 8037.2753 | 7814.1065 | 7590.9376 | 7367.7688 |  | 0 |  |  |  |  | 1 | 1 | 1 | 1 | 1 | [5 empty] | 3.9064 | 3.2689 | 570.7763 | 26826.484 | 684.9315 | 0.1125 | 0.11593 | 0.10461 | 0.11686 | 0.10853 | 0.1125 | 0.11593 | 0.10461 | 0.11686 | 0.10853 | 100000 | 100000 | 0 | 0 | 0
5109 |  |  |  | 9795.2055 |  |  |  |  | 4907.9003 | 5302.7028 | 5697.5053 | 6092.3078 | 6487.1103 | 7647.9633 | 7441.3416 | 7234.7199 | 7028.0982 | 6821.4765 |  | 0 |  |  |  |  | 1 | 1 | 1 | 1 | 1 | [5 empty] | 4.4313 | 2.8462 | 570.7763 | 26826.484 | 684.9315 | 0.11211 | 0.11593 | 0.10444 | 0.11009 | 0.1082 | 0.1121 | 0.11593 | 0.10444 | 0.11009 | 0.1082 | 100000 | 100000 | 0 | 0 | 0
5110 |  |  |  | 9795.2055 |  |  |  |  | 4714.0224 | 5035.2099 | 5356.3974 | 5677.5849 | 5998.7724 | 6047.7151 | 5884.3266 | 5720.9381 | 5557.5496 | 5394.1611 |  | 0 |  |  |  |  | 1 | 1 | 1 | 1 | 1 | [5 empty] | 7.6272 | 2.4142 | 570.7763 | 26826.484 | 684.9315 | 0.11164 | 0.11546 | 0.10436 | 0.10775 | 0.10806 | 0.11164 | 0.11546 | 0.10436 | 0.10775 | 0.10807 | 100000 | 100000 | 0 | 0 | 0
5111 |  |  |  | 9795.2055 |  |  |  |  | 3517.708 | 3794.018 | 4070.328 | 4346.638 | 4622.948 | 3400.8092 | 3308.931 | 3217.0528 | 3125.1747 | 3033.2965 |  | 0 |  |  |  |  | 1 | 1 | 1 | 1 | 1 | [5 empty] | 10.4976 | 2.6083 | 570.7763 | 26826.484 | 684.9315 | 0.11126 | 0.11195 | 0.10419 | 0.10756 | 0.10789 | 0.11126 | 0.11195 | 0.10419 | 0.10756 | 0.10788 | 100000 | 100000 | 0 | 0 | 0
5112 |  |  |  | 9795.2055 |  |  |  |  | 2489.3349 | 2698.3274 | 2907.3199 | 3116.3124 | 3325.3049 | 2447.0536 | 2380.9426 | 2314.8316 | 2248.7207 | 2182.6097 |  | 0 |  |  |  |  | 1 | 1 | 1 | 1 | 1 | [5 empty] | 10.9418 | 2.4472 | 570.7763 | 26826.484 | 684.9315 | 0.11075 | 0.11111 | 0.10419 | 0.10757 | 0.10788 | 0.11075 | 0.11111 | 0.10419 | 0.10757 | 0.10788 | 100000 | 100000 | 0 | 0 | 0
5113 |  |  |  | 9795.2055 |  |  |  |  | 2067.4636 | 2168.4386 | 2269.4136 | 2370.3886 | 2471.3636 | 2636.2453 | 2565.023 | 2493.8007 | 2422.5784 | 2351.3561 |  | 0 |  |  |  |  | 1 | 1 | 1 | 1 | 1 | [5 empty] | 9.196 | 1.9222 | 570.7763 | 26826.484 | 684.9315 | 0.11074 | 0.11107 | 0.10403 | 0.10757 | 0.10789 | 0.11074 | 0.11107 | 0.10403 | 0.10757 | 0.1079 | 100000 | 100000 | 0 | 0 | 0
5114 |  |  |  | 9795.2055 |  |  |  |  | 1907.9756 | 1958.4631 | 2008.9506 | 2059.4381 | 2109.9256 | 2564.0349 | 2494.7635 | 2425.492 | 2356.2206 | 2286.9492 |  | 0 |  |  |  |  | 1 | 1 | 1 | 1 | 1 | [5 empty] | 7.4425 | 2.6967 | 570.7763 | 26826.484 | 684.9315 | 0.11066 | 0.11097 | 0.10404 | 0.10762 | 0.10793 | 0.11066 | 0.11097 | 0.10404 | 0.10762 | 0.10793 | 100000 | 100000 | 0 | 0 | 0
5115 |  |  |  | 9795.2055 |  |  |  |  | 1861.6727 | 1903.6077 | 1945.5427 | 1987.4777 | 2029.4127 | 3239.5245 | 3152.0036 | 3064.4828 | 2976.962 | 2889.4412 |  | 0 |  |  |  |  | 1 | 1 | 1 | 1 | 1 | [5 empty] | 7.9391 | 4.2913 | 570.7763 | 26826.484 | 684.9315 | 0.1107 | 0.111 | 0.10399 | 0.10756 | 0.10789 | 0.1107 | 0.11101 | 0.10399 | 0.10757 | 0.10789 | 100000 | 100000 | 0 | 0 | 0
5116 |  |  |  | 9795.2055 |  |  |  |  | 1896.2162 | 1938.2887 | 1980.3612 | 2022.4337 | 2064.5062 | 5194.1831 | 5053.8541 | 4913.5251 | 4773.1961 | 4632.8671 |  | 0 |  |  |  |  | 1 | 1 | 1 | 1 | 1 | [5 empty] | 9.7523 | 2.4945 | 570.7763 | 26826.484 | 684.9315 | 0.10919 | 0.10398 | 0.09945 | 0.10492 | 0.1078 | 0.10919 | 0.10398 | 0.09945 | 0.10492 | 0.1078 | 100000 | 100000 | 0 | 0 | 0
5117 |  |  |  | 9795.2055 |  |  |  |  | 2381.2947 | 2422.1297 | 2462.9647 | 2503.7997 | 2544.6347 | 9714.5636 | 9452.1095 | 9189.6553 | 8927.2012 | 8664.747 |  | 0 |  |  |  |  | 1 | 1 | 1 | 1 | 1 | [5 empty] | 7.494 | 0.97686 | 570.7763 | 26826.484 | 684.9315 | 0.10969 | 0.10888 | 0.10347 | 0.10558 | 0.10789 | 0.10969 | 0.10888 | 0.10347 | 0.10558 | 0.10789 | 100000 | 100000 | 0 | 0 | 0
5118 |  |  |  | 9795.2055 |  |  |  |  | 3198.5786 | 3241.3386 | 3284.0986 | 3326.8586 | 3369.6186 | 11459.4111 | 11149.8172 | 10840.2233 | 10530.6293 | 10221.0354 |  | 0.02466 |  |  |  |  | 1 | 1 | 1 | 1 | 1 | [5 empty] | 5.6838 | 0.6909 | 570.7763 | 26826.484 | 684.9315 | 0.11089 | 0.11116 | 0.10404 | 0.10749 | 0.10864 | 0.11089 | 0.11116 | 0.10404 | 0.10749 | 0.10864 | 100000 | 100000 | 0 | 0 | 0
5119 |  |  |  | 9795.2055 |  |  |  |  | 3740.2496 | 3782.7346 | 3825.2196 | 3867.7046 | 3910.1896 | 11680.7765 | 11365.202 | 11049.6275 | 10734.0531 | 10418.4786 |  | 0.06768 |  |  |  |  | 1 | 1 | 1 | 1 | 1 | [5 empty] | 4.2646 | 1.3095 | 570.7763 | 26826.484 | 684.9315 | 0.11251 | 0.11499 | 0.10481 | 0.10647 | 0.10819 | 0.11251 | 0.11499 | 0.10481 | 0.10647 | 0.10819 | 100000 | 100000 | 0 | 0 | 0
5120 |  |  |  | 9795.2055 |  |  |  |  | 3532.2538 | 3582.4113 | 3632.5688 | 3682.7263 | 3732.8838 | 9649.8146 | 9389.1097 | 9128.4049 | 8867.7 | 8606.9952 |  | 0.06009 |  |  |  |  | 1 | 1 | 1 | 1 | 1 | [5 empty] | 2.749 | 2.235 | 570.7763 | 26826.484 | 684.9315 | 0.11162 | 0.1063 | 0.10039 | 0.099902 | 0.099962 | 0.11162 | 0.1063 | 0.10039 | 0.099902 | 0.099962 | 100000 | 100000 | 0 | 0 | 0
5121 |  |  |  | 9795.2055 |  |  |  |  | 3491.8306 | 3566.8206 | 3641.8106 | 3716.8006 | 3791.7906 | 9462.8695 | 9207.2153 | 8951.561 | 8695.9068 | 8440.2526 |  | 0.16543 |  |  |  |  | 1 | 1 | 1 | 1 | 1 | [5 empty] | 3.4893 | 3.9465 | 570.7763 | 26826.484 | 684.9315 | 0.10965 | 0.099552 | 0.094775 | 0.087684 | 0.049624 | 0.10965 | 0.099552 | 0.094775 | 0.087684 | 0.049624 | 100000 | 100000 | 0 | 0 | 0
5122 |  |  |  | 9795.2055 |  |  |  |  | 3730.6951 | 3835.4376 | 3940.1801 | 4044.9226 | 4149.6651 | 8604.928 | 8372.4524 | 8139.9768 | 7907.5012 | 7675.0256 |  | 0.03706 |  |  |  |  | 1 | 1 | 1 | 1 | 1 | [5 empty] | 6.3568 | 3.1677 | 570.7763 | 26826.484 | 684.9315 | 0.10964 | 0.099476 | 0.0944 | 0.06675 | 0.047847 | 0.10964 | 0.099476 | 0.0944 | 0.06675 | 0.047847 | 100000 | 100000 | 0 | 0 | 0
5123 |  |  |  | 9795.2055 |  |  |  |  | 4196.6645 | 4360.557 | 4524.4495 | 4688.342 | 4852.2345 | 7918.3662 | 7704.4391 | 7490.5121 | 7276.585 | 7062.658 |  | 0.10211 |  |  |  |  | 1 | 1 | 1 | 1 | 1 | [5 empty] | 8.1105 | 4.5945 | 570.7763 | 26826.484 | 684.9315 | 0.1097 | 0.099507 | 0.094443 | 0.066778 | 0.047804 | 0.1097 | 0.099507 | 0.094443 | 0.066778 | 0.047804 | 100000 | 100000 | 0 | 0 | 0
5124 |  |  |  | 9795.2055 |  |  |  |  | 4332.6334 | 4537.5009 | 4742.3684 | 4947.2359 | 5152.1034 | 7486.4667 | 7284.2081 | 7081.9495 | 6879.6909 | 6677.4322 |  | 0.09101 |  |  |  |  | 1 | 1 | 1 | 1 | 1 | [5 empty] | 7.2265 | 4.9884 | 570.7763 | 26826.484 | 684.9315 | 0.11 | 0.099575 | 0.094721 | 0.06669 | 0.047691 | 0.11 | 0.099575 | 0.094721 | 0.06669 | 0.047691 | 100000 | 100000 | 0 | 0 | 0
5125 |  |  |  | 9795.2055 |  |  |  |  | 4209.8939 | 4480.0439 | 4750.1939 | 5020.3439 | 5290.4939 | 6837.8557 | 6653.1203 | 6468.385 | 6283.6496 | 6098.9142 |  | 0.11564 |  |  |  |  | 1 | 1 | 1 | 1 | 1 | [5 empty] | 5.9076 | 5.2432 | 570.7763 | 26826.484 | 684.9315 | 0.11021 | 0.099803 | 0.094742 | 0.066949 | 0.047854 | 0.11021 | 0.099803 | 0.094742 | 0.066949 | 0.047854 | 100000 | 100000 | 0 | 0 | 0
5126 |  |  |  | 9795.2055 |  |  |  |  | 4065.1053 | 4382.5528 | 4700.0003 | 5017.4478 | 5334.8953 | 6663.1061 | 6483.0919 | 6303.0776 | 6123.0634 | 5943.0492 |  | 0.07054 |  |  |  |  | 1 | 1 | 1 | 1 | 1 | [5 empty] | 5.1159 | 5.3716 | 570.7763 | 26826.484 | 684.9315 | 0.11109 | 0.10262 | 0.094781 | 0.067241 | 0.048082 | 0.11109 | 0.10262 | 0.094781 | 0.067241 | 0.048082 | 100000 | 100000 | 0 | 0 | 0
5127 |  |  |  | 9795.2055 |  |  |  |  | 3772.5882 | 4197.2807 | 4621.9732 | 5046.6657 | 5471.3582 | 6279.267 | 6109.6228 | 5939.9786 | 5770.3344 | 5600.6901 |  | 0.11965 |  |  |  |  | 1 | 1 | 1 | 1 | 1 | [5 empty] | 5.047 | 5.7804 | 570.7763 | 26826.484 | 684.9315 | 0.11108 | 0.1028 | 0.094784 | 0.070881 | 0.04809 | 0.11108 | 0.1028 | 0.094784 | 0.070881 | 0.04809 | 100000 | 100000 | 0 | 0 | 0
5128 |  |  |  | 9795.2055 |  |  |  |  | 3776.998 | 4397.7863 | 5018.5747 | 5639.363 | 6260.1513 | 6676.6659 | 6496.2853 | 6315.9048 | 6135.5242 | 5955.1436 |  | 0.06368 |  |  |  |  | 1 | 1 | 1 | 1 | 1 | [5 empty] | 6.4019 | 6.1012 | 570.7763 | 26826.484 | 684.9315 | 0.11191 | 0.10939 | 0.099505 | 0.0979 | 0.054964 | 0.11191 | 0.1094 | 0.099505 | 0.0979 | 0.054964 | 100000 | 100000 | 0 | 0 | 0
5129 |  |  |  | 9795.2055 |  |  |  |  | 4125.3726 | 4901.2551 | 5677.1376 | 6453.0201 | 7228.9026 | 7050.5561 | 6860.0743 | 6669.5925 | 6479.1107 | 6288.6288 |  | 0.07515 |  |  |  |  | 1 | 1 | 1 | 1 | 1 | [5 empty] | 6.134 | 6.109 | 570.7763 | 26826.484 | 684.9315 | 0.11265 | 0.11539 | 0.10459 | 0.12024 | 0.10893 | 0.11265 | 0.11539 | 0.10459 | 0.12024 | 0.10893 | 100000 | 100000 | 0 | 0 | 0
5130 |  |  |  | 9795.2055 |  |  |  |  | 4693.5025 | 5518.4708 | 6343.4392 | 7168.4075 | 7993.3758 | 7368.6032 | 7169.5288 | 6970.4545 | 6771.3801 | 6572.3058 |  | 0.02515 |  |  |  |  | 1 | 1 | 1 | 1 | 1 | [5 empty] | 5.9392 | 5.8306 | 570.7763 | 26826.484 | 684.9315 | 0.1147 | 0.12609 | 0.10727 | 0.12856 | 0.11063 | 0.1147 | 0.12609 | 0.10727 | 0.12856 | 0.11063 | 100000 | 100000 | 0 | 0 | 0
5131 |  |  |  | 9795.2055 |  |  |  |  | 5088.915 | 5864.385 | 6639.855 | 7415.325 | 8190.795 | 8137.5653 | 7917.7162 | 7697.8672 | 7478.0181 | 7258.169 |  | 0.0016 |  |  |  |  | 1 | 1 | 1 | 1 | 1 | [5 empty] | 5.02 | 6.5649 | 570.7763 | 26826.484 | 684.9315 | 0.11578 | 0.15155 | 0.1358 | 0.1425 | 0.1224 | 0.11578 | 0.15155 | 0.1358 | 0.1425 | 0.1224 | 100000 | 100000 | 0 | 0 | 0
5132 |  |  |  | 9795.2055 |  |  |  |  | 5076.4206 | 5720.1156 | 6363.8106 | 7007.5056 | 7651.2006 | 8412.2861 | 8185.015 | 7957.744 | 7730.4729 | 7503.2018 |  | 0 |  |  |  |  | 1 | 1 | 1 | 1 | 1 | [5 empty] | 5.6029 | 6.409 | 570.7763 | 26826.484 | 684.9315 | 0.11535 | 0.14977 | 0.11554 | 0.14274 | 0.11966 | 0.11535 | 0.14977 | 0.11554 | 0.14274 | 0.11966 | 100000 | 100000 | 0 | 0 | 0
5133 |  |  |  | 9795.2055 |  |  |  |  | 4973.5251 | 5481.1551 | 5988.7851 | 6496.4151 | 7004.0451 | 7787.7448 | 7577.3467 | 7366.9486 | 7156.5504 | 6946.1523 |  | 0 |  |  |  |  | 1 | 1 | 1 | 1 | 1 | [5 empty] | 5.7349 | 5.5577 | 570.7763 | 26826.484 | 684.9315 | 0.11439 | 0.14089 | 0.10684 | 0.13509 | 0.11165 | 0.11439 | 0.14089 | 0.10684 | 0.13509 | 0.11165 | 100000 | 100000 | 0 | 0 | 0
5134 |  |  |  | 9795.2055 |  |  |  |  | 4787.5783 | 5226.1858 | 5664.7933 | 6103.4008 | 6542.0083 | 6157.5516 | 5991.1957 | 5824.8398 | 5658.4839 | 5492.128 |  | 0 |  |  |  |  | 1 | 1 | 1 | 1 | 1 | [5 empty] | 4.9641 | 5.4221 | 570.7763 | 26826.484 | 684.9315 | 0.11342 | 0.11602 | 0.10522 | 0.12186 | 0.10958 | 0.11342 | 0.11602 | 0.10522 | 0.12186 | 0.10958 | 100000 | 100000 | 0 | 0 | 0
5135 |  |  |  | 9795.2055 |  |  |  |  | 3480.8061 | 3880.1728 | 4279.5394 | 4678.9061 | 5078.2728 | 3461.5311 | 3368.0124 | 3274.4937 | 3180.975 | 3087.4564 |  | 0 |  |  |  |  | 1 | 1 | 1 | 1 | 1 | [5 empty] | 5.411 | 6.1908 | 570.7763 | 26826.484 | 684.9315 | 0.11191 | 0.11551 | 0.10483 | 0.12062 | 0.10921 | 0.11191 | 0.11551 | 0.10483 | 0.12062 | 0.10921 | 100000 | 100000 | 0 | 0 | 0
5136 |  |  |  | 9795.2055 |  |  |  |  | 2491.479 | 2698.409 | 2905.339 | 3112.269 | 3319.199 | 2732.071 | 2658.2598 | 2584.4487 | 2510.6375 | 2436.8263 |  | 0 |  |  |  |  | 1 | 1 | 1 | 1 | 1 | [5 empty] | 4.8275 | 5.7779 | 570.7763 | 26826.484 | 684.9315 | 0.11169 | 0.11547 | 0.10445 | 0.12062 | 0.10923 | 0.11169 | 0.11547 | 0.10445 | 0.12062 | 0.10923 | 100000 | 100000 | 0 | 0 | 0
5137 |  |  |  | 9795.2055 |  |  |  |  | 2069.2443 | 2168.8993 | 2268.5543 | 2368.2093 | 2467.8643 | 2944.6586 | 2865.1041 | 2785.5495 | 2705.995 | 2626.4404 |  | 0 |  |  |  |  | 1 | 1 | 1 | 1 | 1 | [5 empty] | 4.7111 | 4.8432 | 570.7763 | 26826.484 | 684.9315 | 0.11167 | 0.11545 | 0.10445 | 0.12064 | 0.10926 | 0.11167 | 0.11545 | 0.10445 | 0.12064 | 0.10926 | 100000 | 100000 | 0 | 0 | 0
5138 |  |  |  | 9795.2055 |  |  |  |  | 1909.619 | 1958.2915 | 2006.964 | 2055.6365 | 2104.309 | 2865.2333 | 2787.8245 | 2710.4157 | 2633.007 | 2555.5982 |  | 0 |  |  |  |  | 1 | 1 | 1 | 1 | 1 | [5 empty] | 4.9737 | 5.8726 | 570.7763 | 26826.484 | 684.9315 | 0.11166 | 0.11547 | 0.10444 | 0.12062 | 0.10928 | 0.11165 | 0.11547 | 0.10444 | 0.12062 | 0.10928 | 100000 | 100000 | 0 | 0 | 0
5139 |  |  |  | 9795.2055 |  |  |  |  | 1863.2761 | 1905.3486 | 1947.4211 | 1989.4936 | 2031.5661 | 3623.7731 | 3525.8712 | 3427.9693 | 3330.0674 | 3232.1655 |  | 0 |  |  |  |  | 1 | 1 | 1 | 1 | 1 | [5 empty] | 5.6457 | 5.8337 | 570.7763 | 26826.484 | 684.9315 | 0.11165 | 0.11546 | 0.10444 | 0.12062 | 0.10927 | 0.11165 | 0.11546 | 0.10444 | 0.12062 | 0.10927 | 100000 | 100000 | 0 | 0 | 0
5140 |  |  |  | 9795.2055 |  |  |  |  | 1897.8494 | 1938.8219 | 1979.7944 | 2020.7669 | 2061.7394 | 5810.8398 | 5653.8509 | 5496.862 | 5339.873 | 5182.8841 |  | 0 |  |  |  |  | 1 | 1 | 1 | 1 | 1 | [5 empty] | 5.5414 | 4.3485 | 570.7763 | 26826.484 | 684.9315 | 0.10852 | 0.10379 | 0.099213 | 0.1037 | 0.10619 | 0.10852 | 0.10379 | 0.099213 | 0.1037 | 0.10619 | 100000 | 100000 | 0 | 0 | 0
5141 |  |  |  | 9795.2055 |  |  |  |  | 2383.3457 | 2423.3557 | 2463.3657 | 2503.3757 | 2543.3857 | 10887.7084 | 10593.5599 | 10299.4114 | 10005.2629 | 9711.1144 |  | 0 |  |  |  |  | 1 | 1 | 1 | 1 | 1 | [5 empty] | 3.935 | 5.2633 | 570.7763 | 26826.484 | 684.9315 | 0.10955 | 0.10457 | 0.099699 | 0.1047 | 0.10738 | 0.10955 | 0.10457 | 0.099699 | 0.1047 | 0.10738 | 100000 | 100000 | 0 | 0 | 0
5142 |  |  |  | 9795.2055 |  |  |  |  | 3201.3335 | 3243.5435 | 3285.7535 | 3327.9635 | 3370.1735 | 12846.0804 | 12499.0234 | 12151.9665 | 11804.9095 | 11457.8525 |  | 0.00602 |  |  |  |  | 1 | 1 | 1 | 1 | 1 | [5 empty] | 3.5229 | 6.356 | 570.7763 | 26826.484 | 684.9315 | 0.10976 | 0.10848 | 0.10144 | 0.10571 | 0.10703 | 0.10976 | 0.10848 | 0.10144 | 0.10571 | 0.10703 | 100000 | 100000 | 0 | 0 | 0
5143 |  |  |  | 9795.2055 |  |  |  |  | 3743.4711 | 3784.9936 | 3826.5161 | 3868.0386 | 3909.5611 | 13093.474 | 12739.7333 | 12385.9926 | 12032.2519 | 11678.5112 |  | 0.06367 |  |  |  |  | 1 | 1 | 1 | 1 | 1 | [5 empty] | 2.2765 | 6.1013 | 570.7763 | 26826.484 | 684.9315 | 0.11003 | 0.10764 | 0.10022 | 0.10304 | 0.10536 | 0.11003 | 0.10764 | 0.10022 | 0.10304 | 0.10536 | 100000 | 100000 | 0 | 0 | 0
5144 |  |  |  | 9795.2055 |  |  |  |  | 3535.2962 | 3587.2687 | 3639.2412 | 3691.2137 | 3743.1862 | 10812.2468 | 10520.137 | 10228.0272 | 9935.9175 | 9643.8077 |  | 0.1218 |  |  |  |  | 1 | 1 | 1 | 1 | 1 | [5 empty] | 2.9836 | 6.4134 | 570.7763 | 26826.484 | 684.9315 | 0.1092 | 0.10495 | 0.099162 | 0.099677 | 0.10431 | 0.1092 | 0.10495 | 0.099162 | 0.099677 | 0.10431 | 100000 | 100000 | 0 | 0 | 0
5145 |  |  |  | 9795.2055 |  |  |  |  | 3494.8381 | 3569.5806 | 3644.3231 | 3719.0656 | 3793.8081 | 10602.463 | 10316.0209 | 10029.5787 | 9743.1366 | 9456.6945 |  | 0.33545 |  |  |  |  | 1 | 1 | 1 | 1 | 1 | [5 empty] | 3.9751 | 5.8868 | 570.7763 | 26826.484 | 684.9315 | 0.10746 | 0.097968 | 0.090955 | 0.044498 | 0.043401 | 0.10746 | 0.097968 | 0.090956 | 0.044498 | 0.043401 | 100000 | 100000 | 0 | 0 | 0
5146 |  |  |  | 9795.2055 |  |  |  |  | 3733.9083 | 3840.4383 | 3946.9683 | 4053.4983 | 4160.0283 | 9639.747 | 9379.3142 | 9118.8813 | 8858.4484 | 8598.0156 |  | 0.52717 |  |  |  |  | 1 | 1 | 1 | 1 | 1 | [5 empty] | 4.9737 | 5.6309 | 570.7763 | 26826.484 | 684.9315 | 0.099412 | 0.086226 | 0.043291 | 0.040093 | 0.042126 | 0.099412 | 0.086226 | 0.043291 | 0.040093 | 0.042126 | 100000 | 100000 | 0 | 0 | 0
5147 |  |  |  | 9795.2055 |  |  |  |  | 4200.279 | 4363.0715 | 4525.864 | 4688.6565 | 4851.449 | 8869.5278 | 8629.9037 | 8390.2795 | 8150.6553 | 7911.0311 |  | 0.68394 |  |  |  |  | 1 | 1 | 1 | 1 | 1 | [5 empty] | 5.0648 | 5.5228 | 570.7763 | 26826.484 | 684.9315 | 0.097825 | 0.080488 | 0.043034 | 0.040138 | 0.041979 | 0.097825 | 0.080488 | 0.043034 | 0.040138 | 0.041979 | 100000 | 100000 | 0 | 0 | 0
5148 |  |  |  | 9795.2055 |  |  |  |  | 4336.3651 | 4536.4201 | 4736.4751 | 4936.5301 | 5136.5851 | 8382.9102 | 8156.4327 | 7929.9553 | 7703.4778 | 7477.0004 |  | 0.54544 |  |  |  |  | 1 | 1 | 1 | 1 | 1 | [5 empty] | 5.3775 | 6.1919 | 570.7763 | 26826.484 | 684.9315 | 0.097674 | 0.080353 | 0.042945 | 0.040089 | 0.041839 | 0.097674 | 0.080353 | 0.042945 | 0.040089 | 0.041839 | 100000 | 100000 | 0 | 0 | 0
5149 |  |  |  | 9795.2055 |  |  |  |  | 4213.5198 | 4471.3498 | 4729.1798 | 4987.0098 | 5244.8398 | 7656.8464 | 7449.9847 | 7243.123 | 7036.2613 | 6829.3996 |  | 0.69657 |  |  |  |  | 1 | 1 | 1 | 1 | 1 | [5 empty] | 3.9855 | 6.6962 | 570.7763 | 26826.484 | 684.9315 | 0.097707 | 0.080397 | 0.04297 | 0.039958 | 0.041866 | 0.097707 | 0.080397 | 0.04297 | 0.039958 | 0.041866 | 100000 | 100000 | 0 | 0 | 0
5150 |  |  |  | 9795.2055 |  |  |  |  | 4068.6065 | 4374.2565 | 4679.9065 | 4985.5565 | 5291.2065 | 7460.1439 | 7258.5964 | 7057.0489 | 6855.5015 | 6653.954 |  | 0.62231 |  |  |  |  | 1 | 1 | 1 | 1 | 1 | [5 empty] | 4.8214 | 6.8949 | 570.7763 | 26826.484 | 684.9315 | 0.097737 | 0.080389 | 0.04296 | 0.039901 | 0.041857 | 0.097737 | 0.080389 | 0.04296 | 0.039901 | 0.041857 | 100000 | 100000 | 0 | 0 | 0
5151 |  |  |  | 9795.2055 |  |  |  |  | 3775.8375 | 4197.6709 | 4619.5042 | 5041.3375 | 5463.1709 | 7030.2989 | 6840.3643 | 6650.4298 | 6460.4953 | 6270.5608 |  | 0.45588 |  |  |  |  | 1 | 1 | 1 | 1 | 1 | [5 empty] | 4.8637 | 6.9211 | 570.7763 | 26826.484 | 684.9315 | 0.097864 | 0.080623 | 0.043112 | 0.040002 | 0.041947 | 0.097864 | 0.080623 | 0.043112 | 0.040002 | 0.041947 | 100000 | 100000 | 0 | 0 | 0
5152 |  |  |  | 9795.2055 |  |  |  |  | 3780.2511 | 4392.7895 | 5005.3278 | 5617.8661 | 6230.4045 | 7478.1368 | 7276.1032 | 7074.0697 | 6872.0361 | 6670.0025 |  | 0.40778 |  |  |  |  | 1 | 1 | 1 | 1 | 1 | [5 empty] | 5.296 | 7.0151 | 570.7763 | 26826.484 | 684.9315 | 0.099588 | 0.080766 | 0.043226 | 0.040092 | 0.041992 | 0.099588 | 0.080766 | 0.043226 | 0.040092 | 0.041992 | 100000 | 100000 | 0 | 0 | 0
5153 |  |  |  | 9795.2055 |  |  |  |  | 4128.9258 | 4925.7074 | 5722.4891 | 6519.2708 | 7316.0524 | 7897.7044 | 7684.3355 | 7470.9667 | 7257.5979 | 7044.229 |  | 0.29141 |  |  |  |  | 1 | 1 | 1 | 1 | 1 | [5 empty] | 5.4067 | 6.8167 | 570.7763 | 26826.484 | 684.9315 | 0.10732 | 0.097415 | 0.073918 | 0.043814 | 0.044573 | 0.10732 | 0.097415 | 0.073918 | 0.043814 | 0.044573 | 100000 | 100000 | 0 | 0 | 0
5154 |  |  |  | 9795.2055 |  |  |  |  | 4697.545 | 5528.0117 | 6358.4783 | 7188.945 | 8019.4117 | 8251.8558 | 8028.919 | 7805.9822 | 7583.0454 | 7360.1086 |  | 0.09798 |  |  |  |  | 1 | 1 | 1 | 1 | 1 | [5 empty] | 5.4314 | 6.6738 | 570.7763 | 26826.484 | 684.9315 | 0.11073 | 0.10635 | 0.091297 | 0.055262 | 0.048773 | 0.11073 | 0.10635 | 0.091297 | 0.055262 | 0.048773 | 100000 | 100000 | 0 | 0 | 0
5155 |  |  |  | 9795.2055 |  |  |  |  | 5093.2981 | 5863.5981 | 6633.8981 | 7404.1981 | 8174.4981 | 9115.2875 | 8869.0238 | 8622.76 | 8376.4963 | 8130.2325 |  | 0.01688 |  |  |  |  | 1 | 1 | 1 | 1 | 1 | [5 empty] | 5.7736 | 5.9355 | 570.7763 | 26826.484 | 684.9315 | 0.11251 | 0.10995 | 0.10103 | 0.1048 | 0.055388 | 0.11251 | 0.10995 | 0.10103 | 0.1048 | 0.055388 | 100000 | 100000 | 0 | 0 | 0
5156 |  |  |  | 9795.2055 |  |  |  |  | 5080.7929 | 5722.3979 | 6364.0029 | 7005.6079 | 7647.2129 | 9421.7837 | 9167.2395 | 8912.6952 | 8658.151 | 8403.6068 |  | 0 |  |  |  |  | 1 | 1 | 1 | 1 | 1 | [5 empty] | 5.5276 | 5.5789 | 570.7763 | 26826.484 | 684.9315 | 0.11204 | 0.11344 | 0.10105 | 0.10489 | 0.08196 | 0.11204 | 0.11344 | 0.10105 | 0.10488 | 0.08196 | 100000 | 100000 | 0 | 0 | 0
5157 |  |  |  | 9795.2055 |  |  |  |  | 4977.8088 | 5501.5263 | 6025.2438 | 6548.9613 | 7072.6788 | 8717.2027 | 8481.6938 | 8246.185 | 8010.6761 | 7775.1672 |  | 0 |  |  |  |  | 1 | 1 | 1 | 1 | 1 | [5 empty] | 4.7248 | 5.4666 | 570.7763 | 26826.484 | 684.9315 | 0.11178 | 0.10944 | 0.099004 | 0.10389 | 0.056406 | 0.11178 | 0.10944 | 0.099004 | 0.10389 | 0.056406 | 100000 | 100000 | 0 | 0 | 0
5158 |  |  |  | 9795.2055 |  |  |  |  | 4791.7019 | 5266.6077 | 5741.5135 | 6216.4194 | 6691.3252 | 6888.0192 | 6701.9285 | 6515.8379 | 6329.7473 | 6143.6567 |  | 0 |  |  |  |  | 1 | 1 | 1 | 1 | 1 | [5 empty] | 4.0383 | 4.7438 | 570.7763 | 26826.484 | 684.9315 | 0.1112 | 0.10845 | 0.090249 | 0.060492 | 0.051201 | 0.1112 | 0.10845 | 0.090249 | 0.060492 | 0.051201 | 100000 | 100000 | 0 | 0 | 0
5159 |  |  |  | 9795.2055 |  |  |  |  | 3483.8041 | 3857.3216 | 4230.8391 | 4604.3566 | 4977.8741 | 3865.549 | 3761.1152 | 3656.6813 | 3552.2475 | 3447.8136 |  | 0 |  |  |  |  | 1 | 1 | 1 | 1 | 1 | [5 empty] | 3.3936 | 4.0297 | 570.7763 | 26826.484 | 684.9315 | 0.11024 | 0.10657 | 0.089451 | 0.05499 | 0.04928 | 0.11024 | 0.10657 | 0.089451 | 0.05499 | 0.04928 | 100000 | 100000 | 0 | 0 | 0
5160 |  |  |  | 9795.2055 |  |  |  |  | 2493.7966 | 2705.5391 | 2917.2816 | 3129.0241 | 3340.7666 | 2866.3486 | 2788.9097 | 2711.4708 | 2634.0319 | 2556.593 |  | 0 |  |  |  |  | 1 | 1 | 1 | 1 | 1 | [5 empty] | 2.021 | 4.2602 | 570.7763 | 26826.484 | 684.9315 | 0.10768 | 0.10653 | 0.089291 | 0.054764 | 0.04928 | 0.10768 | 0.10653 | 0.089291 | 0.054764 | 0.04928 | 100000 | 100000 | 0 | 0 | 0
5161 |  |  |  | 9795.2055 |  |  |  |  | 2071.1691 | 2171.4841 | 2271.7991 | 2372.1141 | 2472.4291 | 3089.9409 | 3006.4613 | 2922.9817 | 2839.5021 | 2756.0225 |  | 0 |  |  |  |  | 1 | 1 | 1 | 1 | 1 | [5 empty] | 0.36209 | 4.7498 | 570.7763 | 26826.484 | 684.9315 | 0.10717 | 0.10653 | 0.089251 | 0.054764 | 0.049278 | 0.10717 | 0.10653 | 0.089251 | 0.054764 | 0.049278 | 100000 | 100000 | 0 | 0 | 0
5162 |  |  |  | 9795.2055 |  |  |  |  | 1911.3953 | 1960.7278 | 2010.0603 | 2059.3928 | 2108.7253 | 3007.1008 | 2925.8593 | 2844.6178 | 2763.3762 | 2682.1347 |  | 0 |  |  |  |  | 1 | 1 | 1 | 1 | 1 | [5 empty] | 1.0372 | 4.8911 | 570.7763 | 26826.484 | 684.9315 | 0.10715 | 0.10655 | 0.089258 | 0.054776 | 0.049297 | 0.10715 | 0.10655 | 0.089258 | 0.054776 | 0.049297 | 100000 | 100000 | 0 | 0 | 0
5163 |  |  |  | 9795.2055 |  |  |  |  | 1865.0094 | 1905.2944 | 1945.5794 | 1985.8644 | 2026.1494 | 3804.7106 | 3701.9204 | 3599.1302 | 3496.3399 | 3393.5497 |  | 0 |  |  |  |  | 1 | 1 | 1 | 1 | 1 | [5 empty] | 0.63475 | 5.5995 | 570.7763 | 26826.484 | 684.9315 | 0.10719 | 0.1066 | 0.08917 | 0.054745 | 0.049313 | 0.10719 | 0.1066 | 0.08917 | 0.054745 | 0.049313 | 100000 | 100000 | 0 | 0 | 0
5164 |  |  |  | 9795.2055 |  |  |  |  | 1899.6147 | 1940.7247 | 1981.8347 | 2022.9447 | 2064.0547 | 6101.2079 | 5936.3743 | 5771.5406 | 5606.7069 | 5441.8732 |  | 0 |  |  |  |  | 1 | 1 | 1 | 1 | 1 | [5 empty] | 0.41462 | 7.6759 | 570.7763 | 26826.484 | 684.9315 | 0.10056 | 0.09548 | 0.046436 | 0.045347 | 0.04582 | 0.10056 | 0.09548 | 0.046436 | 0.045347 | 0.04582 | 100000 | 100000 | 0 | 0 | 0
5165 |  |  |  | 9795.2055 |  |  |  |  | 2385.5627 | 2424.8852 | 2464.2077 | 2503.5302 | 2542.8527 | 11439.8599 | 11130.7942 | 10821.7285 | 10512.6627 | 10203.597 |  | 0 |  |  |  |  | 1 | 1 | 1 | 1 | 1 | [5 empty] | 0.64695 | 8.1258 | 570.7763 | 26826.484 | 684.9315 | 0.10118 | 0.096016 | 0.047697 | 0.046347 | 0.046313 | 0.10118 | 0.096016 | 0.047697 | 0.046347 | 0.046313 | 100000 | 100000 | 0 | 0 | 0
5166 |  |  |  | 9795.2055 |  |  |  |  | 3204.3114 | 3246.6589 | 3289.0064 | 3331.3539 | 3373.7014 | 13498.694 | 13134.0056 | 12769.3173 | 12404.6289 | 12039.9406 |  | 0.02327 |  |  |  |  | 1 | 1 | 1 | 1 | 1 | [5 empty] | 0.59074 | 8.5523 | 570.7763 | 26826.484 | 684.9315 | 0.10092 | 0.095024 | 0.047449 | 0.045011 | 0.045653 | 0.10092 | 0.095024 | 0.047449 | 0.045011 | 0.045653 | 100000 | 100000 | 0 | 0 | 0
5167 |  |  |  | 9795.2055 |  |  |  |  | 3746.9533 | 3787.7883 | 3828.6233 | 3869.4583 | 3910.2933 | 13758.3468 | 13386.6436 | 13014.9403 | 12643.237 | 12271.5337 |  | 0.12221 |  |  |  |  | 1 | 1 | 1 | 1 | 1 | [5 empty] | 0.36636 | 8.1403 | 570.7763 | 26826.484 | 684.9315 | 0.099036 | 0.079196 | 0.04309 | 0.042675 | 0.044569 | 0.099036 | 0.079196 | 0.04309 | 0.042675 | 0.044569 | 100000 | 100000 | 0 | 0 | 0
5168 |  |  |  | 9795.2055 |  |  |  |  | 3538.5847 | 3587.7522 | 3636.9197 | 3686.0872 | 3735.2547 | 11359.3926 | 11052.5008 | 10745.6091 | 10438.7173 | 10131.8255 |  | 0.31364 |  |  |  |  | 1 | 1 | 1 | 1 | 1 | [5 empty] | 1.2943 | 7.4868 | 570.7763 | 26826.484 | 684.9315 | 0.095115 | 0.078299 | 0.042596 | 0.040351 | 0.042578 | 0.095115 | 0.078299 | 0.042596 | 0.040351 | 0.042578 | 100000 | 100000 | 0 | 0 | 0
5169 |  |  |  | 9795.2055 |  |  |  |  | 3498.089 | 3571.099 | 3644.109 | 3717.119 | 3790.129 | 11138.8628 | 10837.929 | 10536.9952 | 10236.0614 | 9935.1276 |  | 0.48558 |  |  |  |  | 1 | 1 | 1 | 1 | 1 | [5 empty] | 1.8835 | 6.9495 | 570.7763 | 26826.484 | 684.9315 | 0.095478 | 0.065516 | 0.032919 | 0.039061 | 0.042131 | 0.095478 | 0.065516 | 0.032919 | 0.039061 | 0.042131 | 100000 | 100000 | 0 | 0 | 0
5170 |  |  |  | 9795.2055 |  |  |  |  | 3737.3816 | 3846.4141 | 3955.4466 | 4064.4791 | 4173.5116 | 10126.8484 | 9853.2558 | 9579.6631 | 9306.0704 | 9032.4778 |  | 0.4492 |  |  |  |  | 1 | 1 | 1 | 1 | 1 | [5 empty] | 2.1536 | 7.4104 | 570.7763 | 26826.484 | 684.9315 | 0.094094 | 0.03658 | 0.03119 | 0.031283 | 0.039131 | 0.094094 | 0.03658 | 0.03119 | 0.031283 | 0.039131 | 100000 | 100000 | 0 | 0 | 0
5171 |  |  |  | 9795.2055 |  |  |  |  | 4204.1861 | 4366.9794 | 4529.7728 | 4692.5661 | 4855.3594 | 9317.2645 | 9065.544 | 8813.8235 | 8562.103 | 8310.3826 |  | 0.23106 |  |  |  |  | 1 | 1 | 1 | 1 | 1 | [5 empty] | 2.4193 | 7.4496 | 570.7763 | 26826.484 | 684.9315 | 0.094135 | 0.03581 | 0.028373 | 0.030493 | 0.038696 | 0.094135 | 0.03581 | 0.028373 | 0.030493 | 0.038696 | 100000 | 100000 | 0 | 0 | 0
5172 |  |  |  | 9795.2055 |  |  |  |  | 4340.3988 | 4549.3913 | 4758.3838 | 4967.3763 | 5176.3688 | 8804.9253 | 8567.0464 | 8329.1676 | 8091.2888 | 7853.4099 |  | 0.44753 |  |  |  |  | 1 | 1 | 1 | 1 | 1 | [5 empty] | 2.8079 | 7.4231 | 570.7763 | 26826.484 | 684.9315 | 0.094145 | 0.035926 | 0.028605 | 0.029963 | 0.038165 | 0.094145 | 0.035926 | 0.028605 | 0.029963 | 0.038165 | 100000 | 100000 | 0 | 0 | 0
5173 |  |  |  | 9795.2055 |  |  |  |  | 4217.4392 | 4477.9092 | 4738.3792 | 4998.8492 | 5259.3192 | 8042.3967 | 7825.1188 | 7607.8409 | 7390.5629 | 7173.285 |  | 0.2759 |  |  |  |  | 1 | 1 | 1 | 1 | 1 | [5 empty] | 3.4733 | 6.6927 | 570.7763 | 26826.484 | 684.9315 | 0.094264 | 0.036234 | 0.028741 | 0.030349 | 0.038164 | 0.094264 | 0.036234 | 0.028741 | 0.030349 | 0.038164 | 100000 | 100000 | 0 | 0 | 0
5174 |  |  |  | 9795.2055 |  |  |  |  | 4072.3911 | 4386.6211 | 4700.8511 | 5015.0811 | 5329.3111 | 7835.3725 | 7623.6876 | 7412.0027 | 7200.3179 | 6988.633 |  | 0.62917 |  |  |  |  | 1 | 1 | 1 | 1 | 1 | [5 empty] | 4.0026 | 5.4372 | 570.7763 | 26826.484 | 684.9315 | 0.094325 | 0.036387 | 0.028758 | 0.030317 | 0.038227 | 0.094325 | 0.036387 | 0.028758 | 0.030317 | 0.038227 | 100000 | 100000 | 0 | 0 | 0
5175 |  |  |  | 9795.2055 |  |  |  |  | 3779.3498 | 4208.3323 | 4637.3148 | 5066.2973 | 5495.2798 | 7383.87 | 7184.3832 | 6984.8964 | 6785.4096 | 6585.9228 |  | 0.596 |  |  |  |  | 1 | 1 | 1 | 1 | 1 | [5 empty] | 4.6266 | 11.1654 | 570.7763 | 26826.484 | 684.9315 | 0.094548 | 0.040934 | 0.033189 | 0.036438 | 0.040075 | 0.094548 | 0.040934 | 0.033189 | 0.036438 | 0.040075 | 100000 | 100000 | 0 | 0 | 0
5176 |  |  |  | 9795.2055 |  |  |  |  | 3783.7675 | 4402.4933 | 5021.2192 | 5639.945 | 6258.6708 | 7855.4169 | 7643.1905 | 7430.9641 | 7218.7377 | 7006.5113 |  | 0.40897 |  |  |  |  | 1 | 1 | 1 | 1 | 1 | [5 empty] | 4.9899 | 9.7145 | 570.7763 | 26826.484 | 684.9315 | 0.097549 | 0.074912 | 0.040196 | 0.040012 | 0.041892 | 0.097549 | 0.074912 | 0.040196 | 0.040012 | 0.041892 | 100000 | 100000 | 0 | 0 | 0
5177 |  |  |  | 9795.2055 |  |  |  |  | 4132.7665 | 4911.2615 | 5689.7565 | 6468.2515 | 7246.7465 | 8296.4764 | 8072.3341 | 7848.1918 | 7624.0495 | 7399.9072 |  | 0.25235 |  |  |  |  | 1 | 1 | 1 | 1 | 1 | [5 empty] | 5.0864 | 7.3697 | 570.7763 | 26826.484 | 684.9315 | 0.10548 | 0.092696 | 0.047401 | 0.042038 | 0.043333 | 0.10548 | 0.092696 | 0.047401 | 0.042038 | 0.043333 | 100000 | 100000 | 0 | 0 | 0
5178 |  |  |  | 9795.2055 |  |  |  |  | 4701.9146 | 5532.3821 | 6362.8496 | 7193.3171 | 8023.7846 | 8667.6495 | 8433.4793 | 8199.3092 | 7965.1391 | 7730.969 |  | 0.09059 |  |  |  |  | 1 | 1 | 1 | 1 | 1 | [5 empty] | 5.5212 | 8.6239 | 570.7763 | 26826.484 | 684.9315 | 0.10852 | 0.10479 | 0.095172 | 0.10143 | 0.06529 | 0.10852 | 0.10479 | 0.095172 | 0.10143 | 0.06529 | 100000 | 100000 | 0 | 0 | 0
5179 |  |  |  | 9795.2055 |  |  |  |  | 5098.0358 | 5899.355 | 6700.6742 | 7501.9933 | 8303.3125 | 9575.5241 | 9316.8263 | 9058.1285 | 8799.4307 | 8540.733 |  | 0.01372 |  |  |  |  | 1 | 1 | 1 | 1 | 1 | [5 empty] | 5.7868 | 6.5372 | 570.7763 | 26826.484 | 684.9315 | 0.11022 | 0.10961 | 0.097029 | 0.10384 | 0.072638 | 0.11022 | 0.10961 | 0.097029 | 0.10384 | 0.072638 | 100000 | 100000 | 0 | 0 | 0
5180 |  |  |  | 9795.2055 |  |  |  |  | 5085.519 | 5710.4048 | 6335.2907 | 6960.1765 | 7585.0623 | 9896.9931 | 9629.6104 | 9362.2276 | 9094.8448 | 8827.4621 |  | 0 |  |  |  |  | 1 | 1 | 1 | 1 | 1 | [5 empty] | 6.2656 | 6.1766 | 570.7763 | 26826.484 | 684.9315 | 0.11061 | 0.10945 | 0.098427 | 0.10384 | 0.073458 | 0.11061 | 0.10945 | 0.098427 | 0.10384 | 0.073458 | 100000 | 100000 | 0 | 0 | 0
5181 |  |  |  | 9795.2055 |  |  |  |  | 4982.4391 | 5524.0308 | 6065.6225 | 6607.2141 | 7148.8058 | 9154.7986 | 8907.4674 | 8660.1362 | 8412.805 | 8165.4738 |  | 0 |  |  |  |  | 1 | 1 | 1 | 1 | 1 | [5 empty] | 5.7461 | 5.9077 | 570.7763 | 26826.484 | 684.9315 | 0.1092 | 0.10481 | 0.096459 | 0.10285 | 0.07099 | 0.1092 | 0.10481 | 0.096459 | 0.10285 | 0.07099 | 100000 | 100000 | 0 | 0 | 0
5182 |  |  |  | 9795.2055 |  |  |  |  | 4796.1591 | 5248.3791 | 5700.5991 | 6152.8191 | 6605.0391 | 7231.985 | 7036.6016 | 6841.2182 | 6645.8348 | 6450.4514 |  | 0 |  |  |  |  | 1 | 1 | 1 | 1 | 1 | [5 empty] | 5.6959 | 5.2119 | 570.7763 | 26826.484 | 684.9315 | 0.10907 | 0.10481 | 0.095982 | 0.10139 | 0.065442 | 0.10907 | 0.10481 | 0.095982 | 0.10139 | 0.065442 | 100000 | 100000 | 0 | 0 | 0
5183 |  |  |  | 9795.2055 |  |  |  |  | 3487.0447 | 3883.8272 | 4280.6097 | 4677.3922 | 5074.1747 | 4055.8794 | 3946.3034 | 3836.7275 | 3727.1516 | 3617.5756 |  | 0 |  |  |  |  | 1 | 1 | 1 | 1 | 1 | [5 empty] | 5.2718 | 5.018 | 570.7763 | 26826.484 | 684.9315 | 0.10842 | 0.10472 | 0.09511 | 0.10138 | 0.065432 | 0.10842 | 0.10472 | 0.09511 | 0.10138 | 0.065432 | 100000 | 100000 | 0 | 0 | 0
5184 |  |  |  | 9795.2055 |  |  |  |  | 2496.2873 | 2698.4048 | 2900.5223 | 3102.6398 | 3304.7573 | 3572.6634 | 3476.1423 | 3379.6213 | 3283.1002 | 3186.5791 |  | 0 |  |  |  |  | 1 | 1 | 1 | 1 | 1 | [5 empty] | 5.1504 | 4.5273 | 570.7763 | 26826.484 | 684.9315 | 0.10799 | 0.1047 | 0.095062 | 0.10142 | 0.065435 | 0.10799 | 0.1047 | 0.095062 | 0.10142 | 0.065435 | 100000 | 100000 | 0 | 0 | 0
5185 |  |  |  | 9795.2055 |  |  |  |  | 2073.2377 | 2170.9135 | 2268.5894 | 2366.2652 | 2463.941 | 3854.0606 | 3749.9371 | 3645.8136 | 3541.6902 | 3437.5667 |  | 0 |  |  |  |  | 1 | 1 | 1 | 1 | 1 | [5 empty] | 5.0393 | 4.3527 | 570.7763 | 26826.484 | 684.9315 | 0.10799 | 0.1047 | 0.095076 | 0.10141 | 0.06545 | 0.10799 | 0.1047 | 0.095076 | 0.10141 | 0.06545 | 100000 | 100000 | 0 | 0 | 0
5186 |  |  |  | 9795.2055 |  |  |  |  | 1913.3043 | 1960.3268 | 2007.3493 | 2054.3718 | 2101.3943 | 3753.188 | 3651.7898 | 3550.3915 | 3448.9933 | 3347.595 |  | 0 |  |  |  |  | 1 | 1 | 1 | 1 | 1 | [5 empty] | 5.2989 | 3.78 | 570.7763 | 26826.484 | 684.9315 | 0.10804 | 0.10473 | 0.095155 | 0.10143 | 0.065478 | 0.10804 | 0.10473 | 0.095155 | 0.10143 | 0.065478 | 100000 | 100000 | 0 | 0 | 0
5187 |  |  |  | 9795.2055 |  |  |  |  | 1866.8721 | 1907.1571 | 1947.4421 | 1987.7271 | 2028.0121 | 4756.0497 | 4627.5576 | 4499.0655 | 4370.5733 | 4242.0812 |  | 0 |  |  |  |  | 1 | 1 | 1 | 1 | 1 | [5 empty] | 8.2762 | 3.4572 | 570.7763 | 26826.484 | 684.9315 | 0.10807 | 0.10474 | 0.095164 | 0.10141 | 0.065491 | 0.10807 | 0.10474 | 0.095164 | 0.10141 | 0.065491 | 100000 | 100000 | 0 | 0 | 0
5188 |  |  |  | 9795.2055 |  |  |  |  | 1901.512 | 1941.3845 | 1981.257 | 2021.1295 | 2061.002 | 7627.8826 | 7421.8034 | 7215.7242 | 7009.645 | 6803.5658 |  | 0 |  |  |  |  | 1 | 1 | 1 | 1 | 1 | [5 empty] | 7.0667 | 2.7101 | 570.7763 | 26826.484 | 684.9315 | 0.10638 | 0.10251 | 0.093619 | 0.096648 | 0.059804 | 0.10638 | 0.10251 | 0.093619 | 0.096648 | 0.059803 | 100000 | 100000 | 0 | 0 | 0
5189 |  |  |  | 9795.2055 |  |  |  |  | 2387.9453 | 2428.6428 | 2469.3403 | 2510.0378 | 2550.7353 | 14341.7627 | 13954.2975 | 13566.8323 | 13179.3672 | 12791.902 |  | 0 |  |  |  |  | 1 | 1 | 1 | 1 | 1 | [5 empty] | 4.831 | 2.8941 | 570.7763 | 26826.484 | 684.9315 | 0.10689 | 0.1032 | 0.093626 | 0.09988 | 0.065364 | 0.10689 | 0.1032 | 0.093626 | 0.09988 | 0.065364 | 100000 | 100000 | 0 | 0 | 0
5190 |  |  |  | 9795.2055 |  |  |  |  | 3207.5117 | 3250.9592 | 3294.4067 | 3337.8542 | 3381.3017 | 16928.4264 | 16471.0785 | 16013.7305 | 15556.3826 | 15099.0346 |  | 0.01112 |  |  |  |  | 1 | 1 | 1 | 1 | 1 | [5 empty] | 4.2001 | 3.361 | 570.7763 | 26826.484 | 684.9315 | 0.10681 | 0.10217 | 0.093197 | 0.059277 | 0.047741 | 0.10681 | 0.10217 | 0.093197 | 0.059277 | 0.047741 | 100000 | 100000 | 0 | 0 | 0
5191 |  |  |  | 9795.2055 |  |  |  |  | 3750.6956 | 3791.2556 | 3831.8156 | 3872.3756 | 3912.9356 | 17252.5498 | 16786.4452 | 16320.3405 | 15854.2359 | 15388.1312 |  | 0.01347 |  |  |  |  | 1 | 1 | 1 | 1 | 1 | [5 empty] | 4.6035 | 3.7789 | 570.7763 | 26826.484 | 684.9315 | 0.1066 | 0.09837 | 0.05588 | 0.04632 | 0.046205 | 0.1066 | 0.09837 | 0.05588 | 0.04632 | 0.046205 | 100000 | 100000 | 0 | 0 | 0
5192 |  |  |  | 9795.2055 |  |  |  |  | 3542.1189 | 3591.4514 | 3640.7839 | 3690.1164 | 3739.4489 | 14235.1532 | 13850.5683 | 13465.9833 | 13081.3984 | 12696.8134 |  | 0.04184 |  |  |  |  | 1 | 1 | 1 | 1 | 1 | [5 empty] | 5.2294 | 3.3628 | 570.7763 | 26826.484 | 684.9315 | 0.10761 | 0.097127 | 0.055978 | 0.044975 | 0.045826 | 0.10762 | 0.097127 | 0.055978 | 0.044975 | 0.045826 | 100000 | 100000 | 0 | 0 | 0
5193 |  |  |  | 9795.2055 |  |  |  |  | 3501.5828 | 3576.8203 | 3652.0578 | 3727.2953 | 3802.5328 | 13958.1618 | 13581.0602 | 13203.9586 | 12826.857 | 12449.7554 |  | 0.08021 |  |  |  |  | 1 | 1 | 1 | 1 | 1 | [5 empty] | 4.6592 | 3.0601 | 570.7763 | 26826.484 | 684.9315 | 0.10813 | 0.096203 | 0.055491 | 0.044179 | 0.044751 | 0.10813 | 0.096203 | 0.055491 | 0.044179 | 0.044751 | 100000 | 100000 | 0 | 0 | 0
5194 |  |  |  | 9795.2055 |  |  |  |  | 3741.1143 | 3850.1468 | 3959.1793 | 4068.2118 | 4177.2443 | 12687.1202 | 12344.3578 | 12001.5953 | 11658.8329 | 11316.0705 |  | 0.1604 |  |  |  |  | 1 | 1 | 1 | 1 | 1 | [5 empty] | 3.501 | 2.6552 | 570.7763 | 26826.484 | 684.9315 | 0.1067 | 0.089815 | 0.047232 | 0.042924 | 0.044015 | 0.1067 | 0.089815 | 0.047232 | 0.042924 | 0.044015 | 100000 | 100000 | 0 | 0 | 0
5195 |  |  |  | 9795.2055 |  |  |  |  | 4208.3851 | 4372.2776 | 4536.1701 | 4700.0626 | 4863.9551 | 11670.6926 | 11355.3905 | 11040.0885 | 10724.7865 | 10409.4844 |  | 0.12082 |  |  |  |  | 1 | 1 | 1 | 1 | 1 | [5 empty] | 4.5015 | 2.9196 | 570.7763 | 26826.484 | 684.9315 | 0.10452 | 0.087899 | 0.046296 | 0.042543 | 0.043733 | 0.10452 | 0.087899 | 0.046296 | 0.042543 | 0.043733 | 100000 | 100000 | 0 | 0 | 0
5196 |  |  |  | 9795.2055 |  |  |  |  | 4344.7338 | 4548.2263 | 4751.7188 | 4955.2113 | 5158.7038 | 11023.3175 | 10725.5053 | 10427.6931 | 10129.8809 | 9832.0688 |  | 0.20812 |  |  |  |  | 1 | 1 | 1 | 1 | 1 | [5 empty] | 6.4061 | 4.1606 | 570.7763 | 26826.484 | 684.9315 | 0.10449 | 0.087874 | 0.046276 | 0.042488 | 0.043696 | 0.10449 | 0.087874 | 0.046276 | 0.042488 | 0.043696 | 100000 | 100000 | 0 | 0 | 0
5197 |  |  |  | 9795.2055 |  |  |  |  | 4221.6515 | 4483.0015 | 4744.3515 | 5005.7015 | 5267.0515 | 10069.0932 | 9797.0609 | 9525.0286 | 9252.9963 | 8980.964 |  | 0.28427 |  |  |  |  | 1 | 1 | 1 | 1 | 1 | [5 empty] | 6.9451 | 4.8741 | 570.7763 | 26826.484 | 684.9315 | 0.10446 | 0.087872 | 0.046091 | 0.042401 | 0.043681 | 0.10446 | 0.087872 | 0.046091 | 0.042401 | 0.043681 | 100000 | 100000 | 0 | 0 | 0
5198 |  |  |  | 9795.2055 |  |  |  |  | 4076.4585 | 4382.1085 | 4687.7585 | 4993.4085 | 5299.0585 | 9807.8706 | 9542.8956 | 9277.9207 | 9012.9457 | 8747.9707 |  | 0.36416 |  |  |  |  | 1 | 1 | 1 | 1 | 1 | [5 empty] | 6.1724 | 5.6716 | 570.7763 | 26826.484 | 684.9315 | 0.10431 | 0.087812 | 0.046034 | 0.042391 | 0.043684 | 0.10431 | 0.087812 | 0.046034 | 0.042391 | 0.043684 | 100000 | 100000 | 0 | 0 | 0
5199 |  |  |  | 9795.2055 |  |  |  |  | 3783.1245 | 4206.387 | 4629.6495 | 5052.912 | 5476.1745 | 9242.5247 | 8992.8235 | 8743.1222 | 8493.4209 | 8243.7196 |  | 0.25033 |  |  |  |  | 1 | 1 | 1 | 1 | 1 | [5 empty] | 6.7286 | 5.3988 | 570.7763 | 26826.484 | 684.9315 | 0.10431 | 0.087754 | 0.046061 | 0.042537 | 0.043679 | 0.10431 | 0.087754 | 0.046061 | 0.042537 | 0.043679 | 100000 | 100000 | 0 | 0 | 0
5200 |  |  |  | 9795.2055 |  |  |  |  | 3787.5466 | 4449.5833 | 5111.6199 | 5773.6566 | 6435.6933 | 9838.5364 | 9572.733 | 9306.9295 | 9041.126 | 8775.3226 |  | 0.20339 |  |  |  |  | 1 | 1 | 1 | 1 | 1 | [5 empty] | 7.3902 | 6.0843 | 570.7763 | 26826.484 | 684.9315 | 0.10532 | 0.092418 | 0.048288 | 0.043001 | 0.04417 | 0.10532 | 0.092418 | 0.048288 | 0.043001 | 0.04417 | 100000 | 100000 | 0 | 0 | 0
5201 |  |  |  | 9795.2055 |  |  |  |  | 4136.8942 | 4912.7758 | 5688.6575 | 6464.5392 | 7240.4208 | 10392.5193 | 10111.7491 | 9830.9789 | 9550.2087 | 9269.4386 |  | 0.0386 |  |  |  |  | 1 | 1 | 1 | 1 | 1 | [5 empty] | 6.9102 | 6.7937 | 570.7763 | 26826.484 | 684.9315 | 0.10735 | 0.10035 | 0.073135 | 0.044461 | 0.045263 | 0.10735 | 0.10035 | 0.073135 | 0.044461 | 0.045263 | 100000 | 100000 | 0 | 0 | 0
5202 |  |  |  | 9795.2055 |  |  |  |  | 4706.6107 | 5512.3291 | 6318.0474 | 7123.7657 | 7929.4841 | 10853.2842 | 10560.0657 | 10266.8473 | 9973.6288 | 9680.4104 |  | 0.01021 |  |  |  |  | 1 | 1 | 1 | 1 | 1 | [5 empty] | 9.8792 | 6.9117 | 570.7763 | 26826.484 | 684.9315 | 0.10947 | 0.10381 | 0.090252 | 0.071067 | 0.049466 | 0.10947 | 0.10381 | 0.090252 | 0.071067 | 0.049466 | 100000 | 100000 | 0 | 0 | 0
5203 |  |  |  | 9795.2055 |  |  |  |  | 5103.1276 | 5881.1826 | 6659.2376 | 7437.2926 | 8215.3476 | 11994.6416 | 11670.5876 | 11346.5336 | 11022.4796 | 10698.4255 |  | 0.00207 |  |  |  |  | 1 | 1 | 1 | 1 | 1 | [5 empty] | 10.599 | 7.484 | 570.7763 | 26826.484 | 684.9315 | 0.11035 | 0.1047 | 0.09296 | 0.086535 | 0.052648 | 0.11035 | 0.1047 | 0.09296 | 0.086535 | 0.052648 | 100000 | 100000 | 0 | 0 | 0
5204 |  |  |  | 9795.2055 |  |  |  |  | 5090.5982 | 5742.6532 | 6394.7082 | 7046.7632 | 7698.8182 | 12394.883 | 12060.0158 | 11725.1487 | 11390.2815 | 11055.4143 |  | 0 |  |  |  |  | 1 | 1 | 1 | 1 | 1 | [5 empty] | 10.3387 | 7.1215 | 570.7763 | 26826.484 | 684.9315 | 0.11 | 0.10419 | 0.093998 | 0.09974 | 0.052559 | 0.11 | 0.10419 | 0.093998 | 0.09974 | 0.052559 | 100000 | 100000 | 0 | 0 | 0
5205 |  |  |  | 9795.2055 |  |  |  |  | 4987.4154 | 5514.7071 | 6041.9987 | 6569.2904 | 7096.5821 | 11455.2708 | 11145.7887 | 10836.3066 | 10526.8245 | 10217.3425 |  | 0 |  |  |  |  | 1 | 1 | 1 | 1 | 1 | [5 empty] | 9.0722 | 6.4233 | 570.7763 | 26826.484 | 684.9315 | 0.10839 | 0.10403 | 0.090941 | 0.091143 | 0.052377 | 0.1084 | 0.10403 | 0.090941 | 0.091143 | 0.052377 | 100000 | 100000 | 0 | 0 | 0
5206 |  |  |  | 9795.2055 |  |  |  |  | 4800.9493 | 5245.6068 | 5690.2643 | 6134.9218 | 6579.5793 | 9040.4945 | 8796.2514 | 8552.0083 | 8307.7652 | 8063.5221 |  | 0 |  |  |  |  | 1 | 1 | 1 | 1 | 1 | [5 empty] | 11.9118 | 5.3119 | 570.7763 | 26826.484 | 684.9315 | 0.1084 | 0.10314 | 0.090782 | 0.072939 | 0.052374 | 0.1084 | 0.10314 | 0.090782 | 0.072939 | 0.052374 | 100000 | 100000 | 0 | 0 | 0
5207 |  |  |  | 9795.2055 |  |  |  |  | 3490.5275 | 3865.3375 | 4240.1475 | 4614.9575 | 4989.7675 | 5056.9876 | 4920.3652 | 4783.7428 | 4647.1203 | 4510.4979 |  | 0 |  |  |  |  | 1 | 1 | 1 | 1 | 1 | [5 empty] | 12.3686 | 4.3938 | 570.7763 | 26826.484 | 684.9315 | 0.10794 | 0.1028 | 0.09073 | 0.072852 | 0.052377 | 0.10794 | 0.1028 | 0.09073 | 0.072852 | 0.052377 | 100000 | 100000 | 0 | 0 | 0
5208 |  |  |  | 9795.2055 |  |  |  |  | 2498.9508 | 2701.0683 | 2903.1858 | 3105.3033 | 3307.4208 | 3805.5779 | 3702.7643 | 3599.9506 | 3497.137 | 3394.3233 |  | 0 |  |  |  |  | 1 | 1 | 1 | 1 | 1 | [5 empty] | 12.1375 | 5.0062 | 570.7763 | 26826.484 | 684.9315 | 0.10795 | 0.10278 | 0.090766 | 0.072867 | 0.052377 | 0.10796 | 0.10278 | 0.090766 | 0.072867 | 0.052377 | 100000 | 100000 | 0 | 0 | 0
5209 |  |  |  | 9795.2055 |  |  |  |  | 2075.4498 | 2176.7548 | 2278.0598 | 2379.3648 | 2480.6698 | 4106.0326 | 3995.1017 | 3884.1708 | 3773.2399 | 3662.309 |  | 0 |  |  |  |  | 1 | 1 | 1 | 1 | 1 | [5 empty] | 11.5525 | 5.3641 | 570.7763 | 26826.484 | 684.9315 | 0.10794 | 0.10278 | 0.090808 | 0.072875 | 0.052375 | 0.10794 | 0.10278 | 0.090808 | 0.072875 | 0.052375 | 100000 | 100000 | 0 | 0 | 0
5210 |  |  |  | 9795.2055 |  |  |  |  | 1915.3458 | 1965.5033 | 2015.6608 | 2065.8183 | 2115.9758 | 3999.2098 | 3891.1649 | 3783.12 | 3675.0751 | 3567.0302 |  | 0 |  |  |  |  | 1 | 1 | 1 | 1 | 1 | [5 empty] | 10.9948 | 5.7115 | 570.7763 | 26826.484 | 684.9315 | 0.10787 | 0.10273 | 0.090806 | 0.072876 | 0.052396 | 0.10787 | 0.10273 | 0.090806 | 0.072876 | 0.052396 | 100000 | 100000 | 0 | 0 | 0
5211 |  |  |  | 9795.2055 |  |  |  |  | 1868.864 | 1910.524 | 1952.184 | 1993.844 | 2035.504 | 5069.7418 | 4932.7748 | 4795.8078 | 4658.8408 | 4521.8737 |  | 0 |  |  |  |  | 1 | 1 | 1 | 1 | 1 | [5 empty] | 9.9792 | 4.8226 | 570.7763 | 26826.484 | 684.9315 | 0.10785 | 0.10268 | 0.090791 | 0.072938 | 0.052399 | 0.10785 | 0.10268 | 0.090792 | 0.072938 | 0.052399 | 100000 | 100000 | 0 | 0 | 0
5212 |  |  |  | 9795.2055 |  |  |  |  | 1903.5409 | 1944.9259 | 1986.3109 | 2027.6959 | 2069.0809 | 8131.2825 | 7911.6032 | 7691.9238 | 7472.2445 | 7252.5652 |  | 0 |  |  |  |  | 1 | 1 | 1 | 1 | 1 | [5 empty] | 9.394 | 4.9211 | 570.7763 | 26826.484 | 684.9315 | 0.10468 | 0.095944 | 0.079922 | 0.050624 | 0.046405 | 0.10468 | 0.095944 | 0.079922 | 0.050624 | 0.046405 | 100000 | 100000 | 0 | 0 | 0
5213 |  |  |  | 9795.2055 |  |  |  |  | 2390.4932 | 2432.5657 | 2474.6382 | 2516.7107 | 2558.7832 | 15298.5644 | 14885.2497 | 14471.935 | 14058.6204 | 13645.3057 |  | 0 |  |  |  |  | 1 | 1 | 1 | 1 | 1 | [5 empty] | 8.5677 | 4.4306 | 570.7763 | 26826.484 | 684.9315 | 0.1051 | 0.097025 | 0.086283 | 0.059612 | 0.046491 | 0.1051 | 0.097025 | 0.086283 | 0.059612 | 0.046491 | 100000 | 100000 | 0 | 0 | 0
5214 |  |  |  | 9795.2055 |  |  |  |  | 3210.9341 | 3252.8691 | 3294.8041 | 3336.7391 | 3378.6741 | 18059.2531 | 17571.3541 | 17083.4551 | 16595.5561 | 16107.6571 |  | 0.02417 |  |  |  |  | 1 | 1 | 1 | 1 | 1 | [5 empty] | 7.6246 | 4.506 | 570.7763 | 26826.484 | 684.9315 | 0.10675 | 0.097577 | 0.090361 | 0.054706 | 0.046401 | 0.10675 | 0.097577 | 0.090361 | 0.054706 | 0.046401 | 100000 | 100000 | 0 | 0 | 0
5215 |  |  |  | 9795.2055 |  |  |  |  | 3754.6975 | 3795.945 | 3837.1925 | 3878.44 | 3919.6875 | 18404.6355 | 17907.4055 | 17410.1754 | 16912.9454 | 16415.7153 |  | 0.12116 |  |  |  |  | 1 | 1 | 1 | 1 | 1 | [5 empty] | 5.6787 | 3.8612 | 570.7763 | 26826.484 | 684.9315 | 0.10669 | 0.097376 | 0.074519 | 0.048904 | 0.046399 | 0.10669 | 0.097376 | 0.074519 | 0.048904 | 0.046399 | 100000 | 100000 | 0 | 0 | 0
5216 |  |  |  | 9795.2055 |  |  |  |  | 3545.8983 | 3594.5708 | 3643.2433 | 3691.9158 | 3740.5883 | 15183.3442 | 14773.1423 | 14362.9405 | 13952.7387 | 13542.5369 |  | 0.31966 |  |  |  |  | 1 | 1 | 1 | 1 | 1 | [5 empty] | 4.8247 | 3.449 | 570.7763 | 26826.484 | 684.9315 | 0.10634 | 0.095181 | 0.074151 | 0.045898 | 0.044776 | 0.10634 | 0.095181 | 0.074151 | 0.045898 | 0.044776 | 100000 | 100000 | 0 | 0 | 0
5217 |  |  |  | 9795.2055 |  |  |  |  | 3505.3189 | 3579.8139 | 3654.3089 | 3728.8039 | 3803.2989 | 14887.7373 | 14485.5217 | 14083.3062 | 13681.0907 | 13278.8751 |  | 0.32562 |  |  |  |  | 1 | 1 | 1 | 1 | 1 | [5 empty] | 4.5758 | 3.766 | 570.7763 | 26826.484 | 684.9315 | 0.10434 | 0.086714 | 0.062552 | 0.042107 | 0.043304 | 0.10434 | 0.086714 | 0.062552 | 0.042107 | 0.043304 | 100000 | 100000 | 0 | 0 | 0
5218 |  |  |  | 9795.2055 |  |  |  |  | 3745.1061 | 3849.8486 | 3954.5911 | 4059.3336 | 4164.0761 | 13531.2939 | 13165.7248 | 12800.1557 | 12434.5867 | 12069.0176 |  | 0.47895 |  |  |  |  | 1 | 1 | 1 | 1 | 1 | [5 empty] | 4.2774 | 2.9791 | 570.7763 | 26826.484 | 684.9315 | 0.10243 | 0.085636 | 0.045074 | 0.04142 | 0.04255 | 0.10243 | 0.085636 | 0.045074 | 0.04142 | 0.04255 | 100000 | 100000 | 0 | 0 | 0
5219 |  |  |  | 9795.2055 |  |  |  |  | 4212.8754 | 4379.5179 | 4546.1604 | 4712.8029 | 4879.4454 | 12446.669 | 12110.4028 | 11774.1365 | 11437.8703 | 11101.6041 |  | 0.63928 |  |  |  |  | 1 | 1 | 1 | 1 | 1 | [5 empty] | 4.111 | 3.2616 | 570.7763 | 26826.484 | 684.9315 | 0.10236 | 0.085646 | 0.044822 | 0.041399 | 0.042438 | 0.10236 | 0.085646 | 0.044822 | 0.041399 | 0.042438 | 100000 | 100000 | 0 | 0 | 0
5220 |  |  |  | 9795.2055 |  |  |  |  | 4349.3696 | 4551.4871 | 4753.6046 | 4955.7221 | 5157.8396 | 11754.7783 | 11437.2046 | 11119.6308 | 10802.0571 | 10484.4834 |  | 0.65816 |  |  |  |  | 1 | 1 | 1 | 1 | 1 | [5 empty] | 4.275 | 3.6975 | 570.7763 | 26826.484 | 684.9315 | 0.10242 | 0.085632 | 0.044865 | 0.041405 | 0.042463 | 0.10242 | 0.085632 | 0.044865 | 0.041405 | 0.042463 | 100000 | 100000 | 0 | 0 | 0
5221 |  |  |  | 9795.2055 |  |  |  |  | 4226.1559 | 4490.1459 | 4754.1359 | 5018.1259 | 5282.1159 | 10737.3465 | 10447.2602 | 10157.174 | 9867.0878 | 9577.0016 |  | 0.62476 |  |  |  |  | 1 | 1 | 1 | 1 | 1 | [5 empty] | 3.8931 | 3.7801 | 570.7763 | 26826.484 | 684.9315 | 0.10251 | 0.085652 | 0.044859 | 0.041432 | 0.042512 | 0.10251 | 0.085652 | 0.044859 | 0.041432 | 0.042512 | 100000 | 100000 | 0 | 0 | 0
5222 |  |  |  | 9795.2055 |  |  |  |  | 4080.808 | 4404.6905 | 4728.573 | 5052.4555 | 5376.338 | 10458.2563 | 10175.7102 | 9893.164 | 9610.6179 | 9328.0717 |  | 0.5988 |  |  |  |  | 1 | 1 | 1 | 1 | 1 | [5 empty] | 3.6787 | 3.6746 | 570.7763 | 26826.484 | 684.9315 | 0.10248 | 0.085691 | 0.044852 | 0.04145 | 0.042541 | 0.10248 | 0.08569 | 0.044852 | 0.04145 | 0.042541 | 100000 | 100000 | 0 | 0 | 0
5223 |  |  |  | 9795.2055 |  |  |  |  | 3787.161 | 4214.7135 | 4642.266 | 5069.8185 | 5497.371 | 9855.3735 | 9589.1152 | 9322.8568 | 9056.5985 | 8790.3401 |  | 0.61164 |  |  |  |  | 1 | 1 | 1 | 1 | 1 | [5 empty] | 3.5608 | 3.7716 | 570.7763 | 26826.484 | 684.9315 | 0.10249 | 0.085743 | 0.044851 | 0.041427 | 0.042578 | 0.10249 | 0.085743 | 0.044851 | 0.041427 | 0.042578 | 100000 | 100000 | 0 | 0 | 0
5224 |  |  |  | 9795.2055 |  |  |  |  | 3791.5879 | 4402.0645 | 5012.5412 | 5623.0179 | 6233.4945 | 10492.4158 | 10208.9467 | 9925.4777 | 9642.0087 | 9358.5396 |  | 0.45675 |  |  |  |  | 1 | 1 | 1 | 1 | 1 | [5 empty] | 3.6139 | 3.9812 | 570.7763 | 26826.484 | 684.9315 | 0.10354 | 0.085867 | 0.04535 | 0.041377 | 0.042647 | 0.10354 | 0.085867 | 0.045351 | 0.041377 | 0.042647 | 100000 | 100000 | 0 | 0 | 0
5225 |  |  |  | 9795.2055 |  |  |  |  | 4141.3082 | 4927.6407 | 5713.9732 | 6500.3057 | 7286.6382 | 11083.6296 | 10784.188 | 10484.7464 | 10185.3048 | 9885.8632 |  | 0.25313 |  |  |  |  | 1 | 1 | 1 | 1 | 1 | [5 empty] | 4.0161 | 3.4641 | 570.7763 | 26826.484 | 684.9315 | 0.10744 | 0.095785 | 0.076551 | 0.045579 | 0.044534 | 0.10744 | 0.095785 | 0.076551 | 0.045579 | 0.044534 | 100000 | 100000 | 0 | 0 | 0
5226 |  |  |  | 9795.2055 |  |  |  |  | 4711.6326 | 5544.8493 | 6378.066 | 7211.2826 | 8044.4993 | 11573.9413 | 11261.2531 | 10948.565 | 10635.8768 | 10323.1887 |  | 0.08557 |  |  |  |  | 1 | 1 | 1 | 1 | 1 | [5 empty] | 3.9964 | 2.9315 | 570.7763 | 26826.484 | 684.9315 | 0.11038 | 0.10281 | 0.092159 | 0.059623 | 0.048298 | 0.11038 | 0.10281 | 0.092159 | 0.059623 | 0.048298 | 100000 | 100000 | 0 | 0 | 0
5227 |  |  |  | 9795.2055 |  |  |  |  | 5108.5726 | 5863.3626 | 6618.1526 | 7372.9426 | 8127.7326 | 12792.2767 | 12446.6733 | 12101.0699 | 11755.4665 | 11409.8631 |  | 0.01822 |  |  |  |  | 1 | 1 | 1 | 1 | 1 | [5 empty] | 4.409 | 2.8692 | 570.7763 | 26826.484 | 684.9315 | 0.11166 | 0.10457 | 0.097103 | 0.10037 | 0.050488 | 0.11166 | 0.10457 | 0.097103 | 0.10037 | 0.050488 | 100000 | 100000 | 0 | 0 | 0
5228 |  |  |  | 9795.2055 |  |  |  |  | 5096.0299 | 5714.6457 | 6333.2615 | 6951.8774 | 7570.4932 | 13218.4947 | 12861.3764 | 12504.2581 | 12147.1397 | 11790.0214 |  | 0 |  |  |  |  | 1 | 1 | 1 | 1 | 1 | [5 empty] | 4.8861 | 2.2978 | 570.7763 | 26826.484 | 684.9315 | 0.11205 | 0.10504 | 0.09802 | 0.10037 | 0.052489 | 0.11205 | 0.10504 | 0.09802 | 0.10037 | 0.052489 | 100000 | 100000 | 0 | 0 | 0
5229 |  |  |  | 9795.2055 |  |  |  |  | 4992.7369 | 5546.8403 | 6100.9436 | 6655.0469 | 7209.1503 | 12213.8048 | 11883.8297 | 11553.8547 | 11223.8796 | 10893.9046 |  | 0 |  |  |  |  | 1 | 1 | 1 | 1 | 1 | [5 empty] | 5.6047 | 1.8713 | 570.7763 | 26826.484 | 684.9315 | 0.11101 | 0.10449 | 0.093673 | 0.094454 | 0.049491 | 0.11101 | 0.10449 | 0.093673 | 0.094454 | 0.049491 | 100000 | 100000 | 0 | 0 | 0
5230 |  |  |  | 9795.2055 |  |  |  |  | 4806.0719 | 5273.416 | 5740.7602 | 6208.1044 | 6675.4485 | 9636.8273 | 9376.4733 | 9116.1194 | 8855.7654 | 8595.4114 |  | 0 |  |  |  |  | 1 | 1 | 1 | 1 | 1 | [5 empty] | 5.6002 | 1.1628 | 570.7763 | 26826.484 | 684.9315 | 0.11034 | 0.10281 | 0.088562 | 0.053493 | 0.04851 | 0.11034 | 0.10281 | 0.088562 | 0.053493 | 0.04851 | 100000 | 100000 | 0 | 0 | 0
5231 |  |  |  | 9795.2055 |  |  |  |  | 3494.2518 | 3871.6468 | 4249.0418 | 4626.4368 | 5003.8318 | 5387.1106 | 5241.5694 | 5096.0281 | 4950.4869 | 4804.9457 |  | 0 |  |  |  |  | 1 | 1 | 1 | 1 | 1 | [5 empty] | 4.9011 | 0.75161 | 570.7763 | 26826.484 | 684.9315 | 0.10837 | 0.10116 | 0.080554 | 0.049105 | 0.0472 | 0.10837 | 0.10116 | 0.080554 | 0.049105 | 0.0472 | 100000 | 100000 | 0 | 0 | 0
5232 |  |  |  | 9795.2055 |  |  |  |  | 2744.8005 | 3050.973 | 3357.1455 | 3663.318 | 3969.4905 | 3217.5245 | 3130.598 | 3043.6716 | 2956.7451 | 2869.8186 |  | 0 |  |  |  |  | 1 | 1 | 1 | 1 | 1 | [5 empty] | 2.885 | 0.25054 | 570.7763 | 26826.484 | 684.9315 | 0.10703 | 0.096779 | 0.080238 | 0.048636 | 0.046043 | 0.10703 | 0.096779 | 0.080238 | 0.048636 | 0.046043 | 100000 | 100000 | 0 | 0 | 0
5233 |  |  |  | 9795.2055 |  |  |  |  | 2132.4648 | 2299.3548 | 2466.2448 | 2633.1348 | 2800.0248 | 3469.8665 | 3376.1226 | 3282.3787 | 3188.6348 | 3094.891 |  | 0 |  |  |  |  | 1 | 1 | 1 | 1 | 1 | [5 empty] | 2.2805 | 0.79297 | 570.7763 | 26826.484 | 684.9315 | 0.10689 | 0.096836 | 0.08008 | 0.048577 | 0.045934 | 0.1069 | 0.096836 | 0.08008 | 0.048577 | 0.045934 | 100000 | 100000 | 0 | 0 | 0
5234 |  |  |  | 9795.2055 |  |  |  |  | 1918.2581 | 2028.0056 | 2137.7531 | 2247.5006 | 2357.2481 | 3378.069 | 3286.8052 | 3195.5414 | 3104.2776 | 3013.0137 |  | 0 |  |  |  |  | 1 | 1 | 1 | 1 | 1 | [5 empty] | 1.5557 | 2.0303 | 570.7763 | 26826.484 | 684.9315 | 0.10692 | 0.096929 | 0.080179 | 0.048638 | 0.045941 | 0.10692 | 0.096929 | 0.080179 | 0.048638 | 0.045941 | 100000 | 100000 | 0 | 0 | 0
5235 |  |  |  | 9795.2055 |  |  |  |  | 1839.9618 | 1895.7843 | 1951.6068 | 2007.4293 | 2063.2518 | 4277.7592 | 4162.1889 | 4046.6185 | 3931.0482 | 3815.4778 |  | 0 |  |  |  |  | 1 | 1 | 1 | 1 | 1 | [5 empty] | 0.54711 | 2.7805 | 570.7763 | 26826.484 | 684.9315 | 0.1069 | 0.096611 | 0.07974 | 0.048347 | 0.0459 | 0.1069 | 0.096611 | 0.07974 | 0.048347 | 0.0459 | 100000 | 100000 | 0 | 0 | 0
5236 |  |  |  | 9795.2055 |  |  |  |  | 1885.7577 | 1937.0702 | 1988.3827 | 2039.6952 | 2091.0077 | 6860.3431 | 6675.0002 | 6489.6573 | 6304.3144 | 6118.9715 |  | 0 |  |  |  |  | 1 | 1 | 1 | 1 | 1 | [5 empty] | 0.99385 | 3.4216 | 570.7763 | 26826.484 | 684.9315 | 0.10244 | 0.084951 | 0.044843 | 0.04275 | 0.044128 | 0.10244 | 0.084951 | 0.044843 | 0.04275 | 0.044128 | 100000 | 100000 | 0 | 0 | 0
5237 |  |  |  | 9795.2055 |  |  |  |  | 2149.4536 | 2200.2711 | 2251.0886 | 2301.9061 | 2352.7236 | 12882.959 | 12534.9057 | 12186.8524 | 11838.7991 | 11490.7458 |  | 0 |  |  |  |  | 1 | 1 | 1 | 1 | 1 | [5 empty] | 0.84046 | 4.3787 | 570.7763 | 26826.484 | 684.9315 | 0.10262 | 0.085473 | 0.045405 | 0.044015 | 0.044201 | 0.10263 | 0.085473 | 0.045405 | 0.044015 | 0.044201 | 100000 | 100000 | 0 | 0 | 0
5238 |  |  |  | 9795.2055 |  |  |  |  | 2546.1053 | 2587.7653 | 2629.4253 | 2671.0853 | 2712.7453 | 15204.2985 | 14793.5305 | 14382.7626 | 13971.9947 | 13561.2268 |  | 0.02535 |  |  |  |  | 1 | 1 | 1 | 1 | 1 | [5 empty] | 1.3686 | 5.3455 | 570.7763 | 26826.484 | 684.9315 | 0.10179 | 0.079961 | 0.044743 | 0.042543 | 0.043838 | 0.10179 | 0.079961 | 0.044743 | 0.042543 | 0.043838 | 100000 | 100000 | 0 | 0 | 0
5239 |  |  |  | 9795.2055 |  |  |  |  | 2902.8703 | 2943.9803 | 2985.0903 | 3026.2003 | 3067.3103 | 15496.0074 | 15077.3585 | 14658.7096 | 14240.0607 | 13821.4118 |  | 0.1189 |  |  |  |  | 1 | 1 | 1 | 1 | 1 | [5 empty] | 0.50104 | 6.0849 | 570.7763 | 26826.484 | 684.9315 | 0.099683 | 0.070129 | 0.041654 | 0.042064 | 0.04347 | 0.099682 | 0.070129 | 0.041654 | 0.042064 | 0.04347 | 100000 | 100000 | 0 | 0 | 0
5240 |  |  |  | 9795.2055 |  |  |  |  | 3225.6577 | 3302.6277 | 3379.5977 | 3456.5677 | 3533.5377 | 12789.4719 | 12443.9443 | 12098.4167 | 11752.8891 | 11407.3615 |  | 0.31581 |  |  |  |  | 1 | 1 | 1 | 1 | 1 | [5 empty] | 0.15523 | 6.4075 | 570.7763 | 26826.484 | 684.9315 | 0.096958 | 0.069919 | 0.039455 | 0.039731 | 0.042008 | 0.096958 | 0.069919 | 0.039455 | 0.039731 | 0.042008 | 100000 | 100000 | 0 | 0 | 0
5241 |  |  |  | 9795.2055 |  |  |  |  | 3870.4937 | 3995.0637 | 4119.6337 | 4244.2037 | 4368.7737 | 12540.8624 | 12202.0513 | 11863.2403 | 11524.4293 | 11185.6183 |  | 0.48547 |  |  |  |  | 1 | 1 | 1 | 1 | 1 | [5 empty] | 0.35283 | 6.3706 | 570.7763 | 26826.484 | 684.9315 | 0.095314 | 0.045471 | 0.03782 | 0.037156 | 0.038653 | 0.095314 | 0.045471 | 0.03782 | 0.037155 | 0.038653 | 100000 | 100000 | 0 | 0 | 0
5242 |  |  |  | 9795.2055 |  |  |  |  | 4340.2712 | 4598.5687 | 4856.8662 | 5115.1637 | 5373.4612 | 11400.0274 | 11092.0378 | 10784.0483 | 10476.0587 | 10168.0691 |  | 0.60813 |  |  |  |  | 1 | 1 | 1 | 1 | 1 | [5 empty] | 1.0225 | 6.3458 | 570.7763 | 26826.484 | 684.9315 | 0.095014 | 0.042104 | 0.029239 | 0.028005 | 0.029306 | 0.095014 | 0.042104 | 0.029239 | 0.028005 | 0.029306 | 100000 | 100000 | 0 | 0 | 0
5243 |  |  |  | 9795.2055 |  |  |  |  | 4779.7643 | 5109.0093 | 5438.2543 | 5767.4993 | 6096.7443 | 10487.5763 | 10204.2381 | 9920.8998 | 9637.5615 | 9354.2232 |  | 0.67842 |  |  |  |  | 1 | 1 | 1 | 1 | 1 | [5 empty] | 1.6883 | 5.9525 | 570.7763 | 26826.484 | 684.9315 | 0.094795 | 0.029766 | 0.027534 | 0.026917 | 0.028312 | 0.094795 | 0.029766 | 0.027534 | 0.026917 | 0.028312 | 100000 | 100000 | 0 | 0 | 0
5244 |  |  |  | 9795.2055 |  |  |  |  | 4838.1172 | 5279.1447 | 5720.1722 | 6161.1997 | 6602.2272 | 9908.0674 | 9640.3855 | 9372.7035 | 9105.0216 | 8837.3396 |  | 0.70581 |  |  |  |  | 1 | 1 | 1 | 1 | 1 | [5 empty] | 1.9418 | 4.9363 | 570.7763 | 26826.484 | 684.9315 | 0.095145 | 0.029747 | 0.027054 | 0.026478 | 0.027877 | 0.095145 | 0.029747 | 0.027054 | 0.026478 | 0.027877 | 100000 | 100000 | 0 | 0 | 0
5245 |  |  |  | 9795.2055 |  |  |  |  | 4667.4905 | 5178.9705 | 5690.4505 | 6201.9305 | 6713.4105 | 9050.2156 | 8805.7099 | 8561.2041 | 8316.6984 | 8072.1926 |  | 0.64158 |  |  |  |  | 1 | 1 | 1 | 1 | 1 | [5 empty] | 2.2316 | 4.1282 | 570.7763 | 26826.484 | 684.9315 | 0.09571 | 0.035604 | 0.029814 | 0.027011 | 0.028789 | 0.09571 | 0.035604 | 0.029814 | 0.027011 | 0.028789 | 100000 | 100000 | 0 | 0 | 0
5246 |  |  |  | 9795.2055 |  |  |  |  | 4824.8216 | 5333.0841 | 5841.3466 | 6349.6091 | 6857.8716 | 8816.2331 | 8578.0488 | 8339.8644 | 8101.6801 | 7863.4958 |  | 0.69563 |  |  |  |  | 1 | 1 | 1 | 1 | 1 | [5 empty] | 2.6493 | 3.854 | 570.7763 | 26826.484 | 684.9315 | 0.096118 | 0.036441 | 0.031428 | 0.029053 | 0.032376 | 0.096118 | 0.036441 | 0.031428 | 0.029053 | 0.032376 | 100000 | 100000 | 0 | 0 | 0
5247 |  |  |  | 9795.2055 |  |  |  |  | 4992.4937 | 5482.1396 | 5971.7854 | 6461.4312 | 6951.0771 | 8308.1193 | 8083.6625 | 7859.2056 | 7634.7488 | 7410.2919 |  | 0.60556 |  |  |  |  | 1 | 1 | 1 | 1 | 1 | [5 empty] | 2.9846 | 3.8613 | 570.7763 | 26826.484 | 684.9315 | 0.097119 | 0.051856 | 0.031724 | 0.02974 | 0.03344 | 0.097119 | 0.051856 | 0.031725 | 0.02974 | 0.033439 | 100000 | 100000 | 0 | 0 | 0
5248 |  |  |  | 9795.2055 |  |  |  |  | 5040.5056 | 5511.0123 | 5981.5189 | 6452.0256 | 6922.5323 | 8841.5782 | 8602.7092 | 8363.8401 | 8124.971 | 7886.1019 |  | 0.47146 |  |  |  |  | 1 | 1 | 1 | 1 | 1 | [5 empty] | 3.192 | 2.2676 | 570.7763 | 26826.484 | 684.9315 | 0.099381 | 0.076808 | 0.040222 | 0.039234 | 0.041068 | 0.099381 | 0.076808 | 0.040222 | 0.039234 | 0.041068 | 100000 | 100000 | 0 | 0 | 0
5249 |  |  |  | 9795.2055 |  |  |  |  | 5346.3041 | 5826.435 | 6306.5658 | 6786.6966 | 7266.8275 | 9338.7974 | 9086.4951 | 8834.1929 | 8581.8907 | 8329.5884 |  | 0.27856 |  |  |  |  | 1 | 1 | 1 | 1 | 1 | [5 empty] | 3.3197 | 0.64877 | 570.7763 | 26826.484 | 684.9315 | 0.10579 | 0.090275 | 0.043283 | 0.041858 | 0.042607 | 0.10579 | 0.090275 | 0.043283 | 0.041858 | 0.042608 | 100000 | 100000 | 0 | 0 | 0
5250 |  |  |  | 9795.2055 |  |  |  |  | 5460.7939 | 5980.7989 | 6500.8039 | 7020.8089 | 7540.8139 | 9754.5085 | 9490.9752 | 9227.4419 | 8963.9086 | 8700.3752 |  | 0.09193 |  |  |  |  | 1 | 1 | 1 | 1 | 1 | [5 empty] | 3.1418 | 0.74363 | 570.7763 | 26826.484 | 684.9315 | 0.11009 | 0.10376 | 0.097953 | 0.10174 | 0.089147 | 0.11009 | 0.10376 | 0.097953 | 0.10174 | 0.089147 | 100000 | 100000 | 0 | 0 | 0
5251 |  |  |  | 9795.2055 |  |  |  |  | 5297.5537 | 5781.0395 | 6264.5253 | 6748.0112 | 7231.497 | 10778.5035 | 10487.3054 | 10196.1072 | 9904.9091 | 9613.7109 |  | 0.01543 |  |  |  |  | 1 | 1 | 1 | 1 | 1 | [5 empty] | 3.3888 | 1.2388 | 570.7763 | 26826.484 | 684.9315 | 0.11047 | 0.10492 | 0.10114 | 0.10584 | 0.10648 | 0.11047 | 0.10492 | 0.10114 | 0.10584 | 0.10648 | 100000 | 100000 | 0 | 0 | 0
5252 |  |  |  | 9795.2055 |  |  |  |  | 5017.6076 | 5435.536 | 5853.4643 | 6271.3926 | 6689.321 | 11139.1362 | 10838.195 | 10537.2538 | 10236.3126 | 9935.3714 |  | 0 |  |  |  |  | 1 | 1 | 1 | 1 | 1 | [5 empty] | 2.5914 | 1.0435 | 570.7763 | 26826.484 | 684.9315 | 0.11047 | 0.10737 | 0.10131 | 0.10627 | 0.10705 | 0.11047 | 0.10737 | 0.10131 | 0.10627 | 0.10705 | 100000 | 100000 | 0 | 0 | 0
5253 |  |  |  | 9795.2055 |  |  |  |  | 4858.0606 | 5266.4739 | 5674.8872 | 6083.3006 | 6491.7139 | 10298.7361 | 10020.4996 | 9742.2631 | 9464.0266 | 9185.7902 |  | 0 |  |  |  |  | 1 | 1 | 1 | 1 | 1 | [5 empty] | 2.2784 | 0.48709 | 570.7763 | 26826.484 | 684.9315 | 0.11085 | 0.10663 | 0.10113 | 0.10583 | 0.10692 | 0.11085 | 0.10663 | 0.10113 | 0.10583 | 0.10692 | 100000 | 100000 | 0 | 0 | 0
5254 |  |  |  | 9795.2055 |  |  |  |  | 4893.5155 | 5250.4513 | 5607.3871 | 5964.323 | 6321.2588 | 8131.2581 | 7911.5794 | 7691.9008 | 7472.2221 | 7252.5434 |  | 0 |  |  |  |  | 1 | 1 | 1 | 1 | 1 | [5 empty] | 2.8198 | 1.103 | 570.7763 | 26826.484 | 684.9315 | 0.1106 | 0.10521 | 0.10114 | 0.10582 | 0.10706 | 0.1106 | 0.10521 | 0.10114 | 0.10582 | 0.10705 | 100000 | 100000 | 0 | 0 | 0
5255 |  |  |  | 9795.2055 |  |  |  |  | 3936.9717 | 4286.9225 | 4636.8734 | 4986.8242 | 5336.775 | 4553.6307 | 4430.6073 | 4307.5838 | 4184.5603 | 4061.5369 |  | 0 |  |  |  |  | 1 | 1 | 1 | 1 | 1 | [5 empty] | 2.9708 | 2.3238 | 570.7763 | 26826.484 | 684.9315 | 0.11039 | 0.10498 | 0.10115 | 0.10583 | 0.10692 | 0.11039 | 0.10498 | 0.10115 | 0.10583 | 0.10692 | 100000 | 100000 | 0 | 0 | 0
5256 |  |  |  | 9795.2055 |  |  |  |  | 2988.4484 | 3370.4634 | 3752.4784 | 4134.4934 | 4516.5084 | 3034.7748 | 2952.7856 | 2870.7964 | 2788.8073 | 2706.8181 |  | 0 |  |  |  |  | 1 | 1 | 1 | 1 | 1 | [5 empty] | 2.5252 | 2.7924 | 570.7763 | 26826.484 | 684.9315 | 0.11029 | 0.10497 | 0.10115 | 0.10585 | 0.10693 | 0.11029 | 0.10497 | 0.10115 | 0.10585 | 0.10693 | 100000 | 100000 | 0 | 0 | 0
5257 |  |  |  | 9795.2055 |  |  |  |  | 2449.3297 | 2761.7722 | 3074.2147 | 3386.6572 | 3699.0997 | 3272.1599 | 3183.7574 | 3095.3548 | 3006.9523 | 2918.5498 |  | 0 |  |  |  |  | 1 | 1 | 1 | 1 | 1 | [5 empty] | 2.7156 | 3.8204 | 570.7763 | 26826.484 | 684.9315 | 0.11023 | 0.10494 | 0.10113 | 0.10581 | 0.10692 | 0.11024 | 0.10494 | 0.10113 | 0.10581 | 0.10692 | 100000 | 100000 | 0 | 0 | 0
5258 |  |  |  | 9795.2055 |  |  |  |  | 2160.9122 | 2375.4047 | 2589.8972 | 2804.3897 | 3018.8822 | 3185.0275 | 3098.979 | 3012.9305 | 2926.882 | 2840.8335 |  | 0 |  |  |  |  | 1 | 1 | 1 | 1 | 1 | [5 empty] | 3.435 | 2.4752 | 570.7763 | 26826.484 | 684.9315 | 0.1102 | 0.10488 | 0.10112 | 0.10584 | 0.1069 | 0.1102 | 0.10488 | 0.10112 | 0.10584 | 0.1069 | 100000 | 100000 | 0 | 0 | 0
5259 |  |  |  | 9795.2055 |  |  |  |  | 2069.9498 | 2168.2856 | 2266.6215 | 2364.9573 | 2463.2931 | 4031.6093 | 3922.689 | 3813.7688 | 3704.8486 | 3595.9283 |  | 0 |  |  |  |  | 1 | 1 | 1 | 1 | 1 | [5 empty] | 3.1931 | 1.93 | 570.7763 | 26826.484 | 684.9315 | 0.11018 | 0.10472 | 0.10103 | 0.10587 | 0.10684 | 0.11018 | 0.10472 | 0.10103 | 0.10587 | 0.10684 | 100000 | 100000 | 0 | 0 | 0
5260 |  |  |  | 9795.2055 |  |  |  |  | 2126.8938 | 2182.1388 | 2237.3838 | 2292.6288 | 2347.8738 | 6465.3303 | 6290.6593 | 6115.9883 | 5941.3173 | 5766.6462 |  | 0 |  |  |  |  | 1 | 1 | 1 | 1 | 1 | [5 empty] | 3.2707 | 2.29 | 570.7763 | 26826.484 | 684.9315 | 0.10763 | 0.10133 | 0.099153 | 0.1034 | 0.10384 | 0.10763 | 0.10133 | 0.099153 | 0.1034 | 0.10384 | 100000 | 100000 | 0 | 0 | 0
5261 |  |  |  | 9795.2055 |  |  |  |  | 2318.4325 | 2361.1925 | 2403.9525 | 2446.7125 | 2489.4725 | 12132.1088 | 11804.3409 | 11476.573 | 11148.8051 | 10821.0371 |  | 0 |  |  |  |  | 1 | 1 | 1 | 1 | 1 | [5 empty] | 3.5595 | 2.1866 | 570.7763 | 26826.484 | 684.9315 | 0.1078 | 0.10219 | 0.099368 | 0.1034 | 0.10475 | 0.1078 | 0.10219 | 0.099368 | 0.1034 | 0.10475 | 100000 | 100000 | 0 | 0 | 0
5262 |  |  |  | 9795.2055 |  |  |  |  | 2587.6222 | 2628.7322 | 2669.8422 | 2710.9522 | 2752.0622 | 14316.8741 | 13930.0813 | 13543.2886 | 13156.4958 | 12769.703 |  | 0.00881 |  |  |  |  | 1 | 1 | 1 | 1 | 1 | [5 empty] | 4.062 | 1.1884 | 570.7763 | 26826.484 | 684.9315 | 0.10784 | 0.10177 | 0.099367 | 0.10324 | 0.099128 | 0.10784 | 0.10177 | 0.099367 | 0.10324 | 0.099128 | 100000 | 100000 | 0 | 0 | 0
5263 |  |  |  | 9795.2055 |  |  |  |  | 3205.1313 | 3245.5538 | 3285.9763 | 3326.3988 | 3366.8213 | 14591.902 | 14197.679 | 13803.4559 | 13409.2328 | 13015.0097 |  | 0.1178 |  |  |  |  | 1 | 1 | 1 | 1 | 1 | [5 empty] | 4.1614 | 1.2231 | 570.7763 | 26826.484 | 684.9315 | 0.1074 | 0.097154 | 0.092726 | 0.054023 | 0.046409 | 0.1074 | 0.097154 | 0.092726 | 0.054023 | 0.046409 | 100000 | 100000 | 0 | 0 | 0
5264 |  |  |  | 9795.2055 |  |  |  |  | 4146.5554 | 4187.3904 | 4228.2254 | 4269.0604 | 4309.8954 | 12045.3873 | 11719.9623 | 11394.5373 | 11069.1123 | 10743.6873 |  | 0.28017 |  |  |  |  | 1 | 1 | 1 | 1 | 1 | [5 empty] | 3.7859 | 1.3947 | 570.7763 | 26826.484 | 684.9315 | 0.10276 | 0.089591 | 0.05028 | 0.042894 | 0.043458 | 0.10276 | 0.089591 | 0.05028 | 0.042894 | 0.043458 | 100000 | 100000 | 0 | 0 | 0
5265 |  |  |  | 9795.2055 |  |  |  |  | 5020.6821 | 5080.1621 | 5139.6421 | 5199.1221 | 5258.6021 | 11811.387 | 11492.2839 | 11173.1808 | 10854.0777 | 10534.9745 |  | 0.13559 |  |  |  |  | 1 | 1 | 1 | 1 | 1 | [5 empty] | 4.5972 | 0.76124 | 570.7763 | 26826.484 | 684.9315 | 0.10199 | 0.089551 | 0.043021 | 0.04022 | 0.042348 | 0.10199 | 0.089551 | 0.043021 | 0.04022 | 0.042348 | 100000 | 100000 | 0 | 0 | 0
5266 |  |  |  | 9795.2055 |  |  |  |  | 5629.3169 | 5703.5644 | 5777.8119 | 5852.0594 | 5926.3069 | 10737.5744 | 10447.482 | 10157.3896 | 9867.2972 | 9577.2048 |  | 0.09583 |  |  |  |  | 1 | 1 | 1 | 1 | 1 | [5 empty] | 4.8666 | 0.65292 | 570.7763 | 26826.484 | 684.9315 | 0.099249 | 0.078082 | 0.040109 | 0.039532 | 0.042255 | 0.099249 | 0.078082 | 0.040109 | 0.039532 | 0.042255 | 100000 | 100000 | 0 | 0 | 0
5267 |  |  |  | 9795.2055 |  |  |  |  | 6244.6074 | 6360.4874 | 6476.3674 | 6592.2474 | 6708.1274 | 9878.6432 | 9611.7562 | 9344.8692 | 9077.9822 | 8811.0952 |  | 0.59072 |  |  |  |  | 1 | 1 | 1 | 1 | 1 | [5 empty] | 5.3329 | 1.0034 | 570.7763 | 26826.484 | 684.9315 | 0.098901 | 0.077427 | 0.0397 | 0.039322 | 0.04212 | 0.098901 | 0.077427 | 0.0397 | 0.039322 | 0.04212 | 100000 | 100000 | 0 | 0 | 0
5268 |  |  |  | 9795.2055 |  |  |  |  | 6139.5939 | 6310.5264 | 6481.4589 | 6652.3914 | 6823.3239 | 9334.0753 | 9081.9007 | 8829.726 | 8577.5513 | 8325.3767 |  | 0.06434 |  |  |  |  | 1 | 1 | 1 | 1 | 1 | [5 empty] | 6.4432 | 2.3366 | 570.7763 | 26826.484 | 684.9315 | 0.099096 | 0.076301 | 0.039645 | 0.039678 | 0.042214 | 0.099096 | 0.076301 | 0.039645 | 0.039678 | 0.042214 | 100000 | 100000 | 0 | 0 | 0
5269 |  |  |  | 9795.2055 |  |  |  |  | 5499.8988 | 5739.1388 | 5978.3788 | 6217.6188 | 6456.8588 | 8525.8232 | 8295.4847 | 8065.1463 | 7834.8078 | 7604.4693 |  | 0.28503 |  |  |  |  | 1 | 1 | 1 | 1 | 1 | [5 empty] | 8.8632 | 2.3651 | 570.7763 | 26826.484 | 684.9315 | 0.097607 | 0.074076 | 0.039533 | 0.03927 | 0.042072 | 0.097607 | 0.074076 | 0.039533 | 0.03927 | 0.042072 | 100000 | 100000 | 0 | 0 | 0
5270 |  |  |  | 9795.2055 |  |  |  |  | 5098.333 | 5429.8055 | 5761.278 | 6092.7505 | 6424.223 | 8305.8646 | 8081.4687 | 7857.0727 | 7632.6768 | 7408.2809 |  | 0.4376 |  |  |  |  | 1 | 1 | 1 | 1 | 1 | [5 empty] | 9.5946 | 3.7026 | 570.7763 | 26826.484 | 684.9315 | 0.097442 | 0.073637 | 0.039614 | 0.039187 | 0.042117 | 0.097442 | 0.073637 | 0.039614 | 0.039187 | 0.042117 | 100000 | 100000 | 0 | 0 | 0
5271 |  |  |  | 9795.2055 |  |  |  |  | 4905.3152 | 5220.6177 | 5535.9202 | 5851.2227 | 6166.5252 | 7827.207 | 7615.7427 | 7404.2785 | 7192.8142 | 6981.35 |  | 0.07122 |  |  |  |  | 1 | 1 | 1 | 1 | 1 | [5 empty] | 9.9629 | 4.9279 | 570.7763 | 26826.484 | 684.9315 | 0.097564 | 0.073767 | 0.039586 | 0.03956 | 0.042106 | 0.097564 | 0.073767 | 0.039586 | 0.03956 | 0.042106 | 100000 | 100000 | 0 | 0 | 0
5272 |  |  |  | 9795.2055 |  |  |  |  | 4889.0455 | 5241.1413 | 5593.2371 | 5945.333 | 6297.4288 | 8328.4601 | 8103.4537 | 7878.4474 | 7653.441 | 7428.4346 |  | 0.42757 |  |  |  |  | 1 | 1 | 1 | 1 | 1 | [5 empty] | 9.1662 | 6.3804 | 570.7763 | 26826.484 | 684.9315 | 0.099273 | 0.07733 | 0.039574 | 0.039991 | 0.042163 | 0.099273 | 0.07733 | 0.039574 | 0.039991 | 0.042163 | 100000 | 100000 | 0 | 0 | 0
5273 |  |  |  | 9795.2055 |  |  |  |  | 5207.0442 | 5600.3892 | 5993.7342 | 6387.0792 | 6780.4242 | 8796.4608 | 8558.8106 | 8321.1604 | 8083.5103 | 7845.8601 |  | 0.23507 |  |  |  |  | 1 | 1 | 1 | 1 | 1 | [5 empty] | 8.1164 | 7.6911 | 570.7763 | 26826.484 | 684.9315 | 0.10403 | 0.090822 | 0.047634 | 0.041813 | 0.044181 | 0.10403 | 0.090822 | 0.047634 | 0.041813 | 0.04418 | 100000 | 100000 | 0 | 0 | 0
5274 |  |  |  | 9795.2055 |  |  |  |  | 5437.0386 | 5950.1686 | 6463.2986 | 6976.4286 | 7489.5586 | 9188.9917 | 8940.7367 | 8692.4817 | 8444.2267 | 8195.9717 |  | 0.09278 |  |  |  |  | 1 | 1 | 1 | 1 | 1 | [5 empty] | 6.319 | 7.8168 | 570.7763 | 26826.484 | 684.9315 | 0.10612 | 0.097836 | 0.091742 | 0.084134 | 0.048382 | 0.10612 | 0.097836 | 0.091742 | 0.084134 | 0.048382 | 100000 | 100000 | 0 | 0 | 0
5275 |  |  |  | 9795.2055 |  |  |  |  | 5314.2763 | 5835.2163 | 6356.1563 | 6877.0963 | 7398.0363 | 10152.5736 | 9878.2859 | 9603.9982 | 9329.7106 | 9055.4229 |  | 0.01497 |  |  |  |  | 1 | 1 | 1 | 1 | 1 | [5 empty] | 6.3451 | 7.7234 | 570.7763 | 26826.484 | 684.9315 | 0.10793 | 0.10192 | 0.095562 | 0.09922 | 0.081622 | 0.10793 | 0.10192 | 0.095562 | 0.09922 | 0.081622 | 100000 | 100000 | 0 | 0 | 0
5276 |  |  |  | 9795.2055 |  |  |  |  | 5124.9561 | 5613.3095 | 6101.6628 | 6590.0161 | 7078.3695 | 10492.8251 | 10209.345 | 9925.8649 | 9642.3848 | 9358.9047 |  | 0 |  |  |  |  | 1 | 1 | 1 | 1 | 1 | [5 empty] | 7.8532 | 7.3626 | 570.7763 | 26826.484 | 684.9315 | 0.10828 | 0.10275 | 0.097128 | 0.10405 | 0.086354 | 0.10828 | 0.10275 | 0.097128 | 0.10405 | 0.086354 | 100000 | 100000 | 0 | 0 | 0
5277 |  |  |  | 9795.2055 |  |  |  |  | 4942.2918 | 5337.0943 | 5731.8968 | 6126.6993 | 6521.5018 | 9703.5079 | 9441.3524 | 9179.197 | 8917.0415 | 8654.8861 |  | 0 |  |  |  |  | 1 | 1 | 1 | 1 | 1 | [5 empty] | 7.7713 | 7.0301 | 570.7763 | 26826.484 | 684.9315 | 0.10828 | 0.10275 | 0.096967 | 0.10397 | 0.090455 | 0.10828 | 0.10275 | 0.096967 | 0.10397 | 0.090455 | 100000 | 100000 | 0 | 0 | 0
5278 |  |  |  | 9795.2055 |  |  |  |  | 4747.0553 | 5068.2428 | 5389.4303 | 5710.6178 | 6031.8053 | 7663.3234 | 7456.2867 | 7249.25 | 7042.2134 | 6835.1767 |  | 0 |  |  |  |  | 1 | 1 | 1 | 1 | 1 | [5 empty] | 7.2937 | 6.4894 | 570.7763 | 26826.484 | 684.9315 | 0.10801 | 0.10275 | 0.096464 | 0.10128 | 0.083516 | 0.10802 | 0.10275 | 0.096464 | 0.10127 | 0.083516 | 100000 | 100000 | 0 | 0 | 0
5279 |  |  |  | 9795.2055 |  |  |  |  | 3542.3578 | 3818.6678 | 4094.9778 | 4371.2878 | 4647.5978 | 4294.6067 | 4178.5812 | 4062.5557 | 3946.5302 | 3830.5047 |  | 0 |  |  |  |  | 1 | 1 | 1 | 1 | 1 | [5 empty] | 5.9512 | 5.962 | 570.7763 | 26826.484 | 684.9315 | 0.10722 | 0.10258 | 0.09457 | 0.098159 | 0.077549 | 0.10722 | 0.10258 | 0.09457 | 0.098159 | 0.077549 | 100000 | 100000 | 0 | 0 | 0
5280 |  |  |  | 9795.2055 |  |  |  |  | 2507.974 | 2716.9665 | 2925.959 | 3134.9515 | 3343.944 | 2637.9225 | 2566.6549 | 2495.3873 | 2424.1197 | 2352.8521 |  | 0 |  |  |  |  | 1 | 1 | 1 | 1 | 1 | [5 empty] | 3.9498 | 6.0947 | 570.7763 | 26826.484 | 684.9315 | 0.10614 | 0.10259 | 0.094616 | 0.098205 | 0.07762 | 0.10614 | 0.10259 | 0.094616 | 0.098205 | 0.07762 | 100000 | 100000 | 0 | 0 | 0
5281 |  |  |  | 9795.2055 |  |  |  |  | 2082.9438 | 2183.9188 | 2284.8938 | 2385.8688 | 2486.8438 | 2842.7883 | 2765.9859 | 2689.1836 | 2612.3812 | 2535.5788 |  | 0 |  |  |  |  | 1 | 1 | 1 | 1 | 1 | [5 empty] | 2.8955 | 6.5116 | 570.7763 | 26826.484 | 684.9315 | 0.10613 | 0.1026 | 0.094573 | 0.098168 | 0.07758 | 0.10613 | 0.1026 | 0.094573 | 0.098168 | 0.07758 | 100000 | 100000 | 0 | 0 | 0
5282 |  |  |  | 9795.2055 |  |  |  |  | 1922.2617 | 1972.7492 | 2023.2367 | 2073.7242 | 2124.2117 | 2765.7519 | 2691.0308 | 2616.3097 | 2541.5886 | 2466.8675 |  | 0 |  |  |  |  | 1 | 1 | 1 | 1 | 1 | [5 empty] | 1.6379 | 6.2282 | 570.7763 | 26826.484 | 684.9315 | 0.10615 | 0.10257 | 0.094549 | 0.098142 | 0.077559 | 0.10615 | 0.10257 | 0.094549 | 0.098142 | 0.077559 | 100000 | 100000 | 0 | 0 | 0
5283 |  |  |  | 9795.2055 |  |  |  |  | 1875.6121 | 1917.5471 | 1959.4821 | 2001.4171 | 2043.3521 | 3496.8791 | 3402.4054 | 3307.9317 | 3213.4581 | 3118.9844 |  | 0 |  |  |  |  | 1 | 1 | 1 | 1 | 1 | [5 empty] | 0.89517 | 6.1105 | 570.7763 | 26826.484 | 684.9315 | 0.1062 | 0.10256 | 0.094513 | 0.098095 | 0.077519 | 0.1062 | 0.10255 | 0.094513 | 0.098095 | 0.077519 | 100000 | 100000 | 0 | 0 | 0
5284 |  |  |  | 9795.2055 |  |  |  |  | 1910.4142 | 1952.4867 | 1994.5592 | 2036.6317 | 2078.7042 | 5607.1981 | 5455.7109 | 5304.2236 | 5152.7364 | 5001.2492 |  | 0 |  |  |  |  | 1 | 1 | 1 | 1 | 1 | [5 empty] | 0.20462 | 6.0441 | 570.7763 | 26826.484 | 684.9315 | 0.10493 | 0.10082 | 0.091635 | 0.092704 | 0.071552 | 0.10493 | 0.10082 | 0.091634 | 0.092704 | 0.071552 | 100000 | 100000 | 0 | 0 | 0
5285 |  |  |  | 9795.2055 |  |  |  |  | 2399.1248 | 2439.9598 | 2480.7948 | 2521.6298 | 2562.4648 | 10500.3877 | 10216.7033 | 9933.0189 | 9649.3345 | 9365.6501 |  | 0 |  |  |  |  | 1 | 1 | 1 | 1 | 1 | [5 empty] | 0.72214 | 5.2109 | 570.7763 | 26826.484 | 684.9315 | 0.10658 | 0.10243 | 0.09454 | 0.098147 | 0.077557 | 0.10658 | 0.10243 | 0.09454 | 0.098147 | 0.077557 | 100000 | 100000 | 0 | 0 | 0
5286 |  |  |  | 9795.2055 |  |  |  |  | 3222.5281 | 3265.2881 | 3308.0481 | 3350.8081 | 3393.5681 | 12388.2763 | 12053.5876 | 11718.899 | 11384.2103 | 11049.5216 |  | 0.02451 |  |  |  |  | 1 | 1 | 1 | 1 | 1 | [5 empty] | 0.73371 | 5.3806 | 570.7763 | 26826.484 | 684.9315 | 0.1081 | 0.1026 | 0.094549 | 0.098414 | 0.077385 | 0.1081 | 0.1026 | 0.094549 | 0.098414 | 0.077385 | 100000 | 100000 | 0 | 0 | 0
5287 |  |  |  | 9795.2055 |  |  |  |  | 3768.2549 | 3810.7399 | 3853.2249 | 3895.7099 | 3938.1949 | 12627.0733 | 12285.9331 | 11944.793 | 11603.6528 | 11262.5127 |  | 0.11682 |  |  |  |  | 1 | 1 | 1 | 1 | 1 | [5 empty] | 0.6898 | 5.1037 | 570.7763 | 26826.484 | 684.9315 | 0.10845 | 0.10307 | 0.093601 | 0.080006 | 0.050208 | 0.10845 | 0.10307 | 0.093601 | 0.080006 | 0.050208 | 100000 | 100000 | 0 | 0 | 0
5288 |  |  |  | 9795.2055 |  |  |  |  | 3558.7018 | 3608.8593 | 3659.0168 | 3709.1743 | 3759.3318 | 10428.4496 | 10146.7087 | 9864.9678 | 9583.2269 | 9301.486 |  | 0.31299 |  |  |  |  | 1 | 1 | 1 | 1 | 1 | [5 empty] | 0.498 | 4.541 | 570.7763 | 26826.484 | 684.9315 | 0.10804 | 0.09706 | 0.081214 | 0.044761 | 0.04533 | 0.10804 | 0.09706 | 0.081214 | 0.044761 | 0.04533 | 100000 | 100000 | 0 | 0 | 0
5289 |  |  |  | 9795.2055 |  |  |  |  | 3517.9759 | 3592.9659 | 3667.9559 | 3742.9459 | 3817.9359 | 10226.2049 | 9949.928 | 9673.651 | 9397.3741 | 9121.0972 |  | 0.48704 |  |  |  |  | 1 | 1 | 1 | 1 | 1 | [5 empty] | 0.72441 | 5.5023 | 570.7763 | 26826.484 | 684.9315 | 0.099946 | 0.085575 | 0.042694 | 0.042267 | 0.043334 | 0.099946 | 0.085575 | 0.042694 | 0.042267 | 0.043334 | 100000 | 100000 | 0 | 0 | 0
5290 |  |  |  | 9795.2055 |  |  |  |  | 3758.6288 | 3863.3713 | 3968.1138 | 4072.8563 | 4177.5988 | 9298.0755 | 9046.8734 | 8795.6713 | 8544.4693 | 8293.2672 |  | 0.59679 |  |  |  |  | 1 | 1 | 1 | 1 | 1 | [5 empty] | 1.7566 | 5.3155 | 570.7763 | 26826.484 | 684.9315 | 0.098469 | 0.081056 | 0.042079 | 0.040051 | 0.042079 | 0.098469 | 0.081056 | 0.042079 | 0.040051 | 0.042079 | 100000 | 100000 | 0 | 0 | 0
5291 |  |  |  | 9795.2055 |  |  |  |  | 4228.0872 | 4391.9797 | 4555.8722 | 4719.7647 | 4883.6572 | 8555.4728 | 8324.3333 | 8093.1938 | 7862.0543 | 7630.9149 |  | 0.65433 |  |  |  |  | 1 | 1 | 1 | 1 | 1 | [5 empty] | 1.5884 | 4.9897 | 570.7763 | 26826.484 | 684.9315 | 0.098717 | 0.081256 | 0.042148 | 0.040048 | 0.041996 | 0.098717 | 0.081256 | 0.042148 | 0.040048 | 0.041996 | 100000 | 100000 | 0 | 0 | 0
5292 |  |  |  | 9795.2055 |  |  |  |  | 4365.0743 | 4569.9418 | 4774.8093 | 4979.6768 | 5184.5443 | 8086.9089 | 7868.4284 | 7649.9479 | 7431.4674 | 7212.9869 |  | 0.58601 |  |  |  |  | 1 | 1 | 1 | 1 | 1 | [5 empty] | 1.8783 | 5.6774 | 570.7763 | 26826.484 | 684.9315 | 0.098719 | 0.08154 | 0.042112 | 0.040047 | 0.041973 | 0.098719 | 0.08154 | 0.042112 | 0.040047 | 0.041973 | 100000 | 100000 | 0 | 0 | 0
5293 |  |  |  | 9795.2055 |  |  |  |  | 4241.4157 | 4511.5657 | 4781.7157 | 5051.8657 | 5322.0157 | 7386.4206 | 7186.8649 | 6987.3092 | 6787.7535 | 6588.1978 |  | 0.65231 |  |  |  |  | 1 | 1 | 1 | 1 | 1 | [5 empty] | 2.0425 | 4.9995 | 570.7763 | 26826.484 | 684.9315 | 0.0986 | 0.081108 | 0.042143 | 0.040103 | 0.042013 | 0.0986 | 0.081108 | 0.042143 | 0.040103 | 0.042013 | 100000 | 100000 | 0 | 0 | 0
5294 |  |  |  | 9795.2055 |  |  |  |  | 4095.543 | 4412.9905 | 4730.438 | 5047.8855 | 5365.333 | 7196.9621 | 7002.5249 | 6808.0877 | 6613.6505 | 6419.2133 |  | 0.67738 |  |  |  |  | 1 | 1 | 1 | 1 | 1 | [5 empty] | 2.1984 | 5.0552 | 570.7763 | 26826.484 | 684.9315 | 0.098817 | 0.0812 | 0.042204 | 0.040096 | 0.042067 | 0.098817 | 0.0812 | 0.042204 | 0.040096 | 0.042067 | 100000 | 100000 | 0 | 0 | 0
5295 |  |  |  | 9795.2055 |  |  |  |  | 3800.8357 | 4225.5282 | 4650.2207 | 5074.9132 | 5499.6057 | 6782.3078 | 6599.0731 | 6415.8385 | 6232.6038 | 6049.3692 |  | 0.57636 |  |  |  |  | 1 | 1 | 1 | 1 | 1 | [5 empty] | 2.6981 | 4.9821 | 570.7763 | 26826.484 | 684.9315 | 0.098971 | 0.081308 | 0.042256 | 0.040196 | 0.042114 | 0.098971 | 0.081308 | 0.042256 | 0.040196 | 0.042114 | 100000 | 100000 | 0 | 0 | 0
5296 |  |  |  | 9795.2055 |  |  |  |  | 3805.2785 | 4426.0668 | 5046.8551 | 5667.6435 | 6288.4318 | 7213.5043 | 7018.6202 | 6823.7361 | 6628.8519 | 6433.9678 |  | 0.44481 |  |  |  |  | 1 | 1 | 1 | 1 | 1 | [5 empty] | 3.2636 | 5.4347 | 570.7763 | 26826.484 | 684.9315 | 0.10324 | 0.082902 | 0.042812 | 0.040476 | 0.042628 | 0.10324 | 0.082902 | 0.042812 | 0.040476 | 0.042628 | 100000 | 100000 | 0 | 0 | 0
5297 |  |  |  | 9795.2055 |  |  |  |  | 4156.2615 | 4932.144 | 5708.0265 | 6483.909 | 7259.7915 | 7617.9936 | 7412.1816 | 7206.3696 | 7000.5575 | 6794.7455 |  | 0.27727 |  |  |  |  | 1 | 1 | 1 | 1 | 1 | [5 empty] | 4.2206 | 5.3093 | 570.7763 | 26826.484 | 684.9315 | 0.10989 | 0.10148 | 0.091206 | 0.046305 | 0.044951 | 0.10989 | 0.10148 | 0.091206 | 0.046305 | 0.044951 | 100000 | 100000 | 0 | 0 | 0
5298 |  |  |  | 9795.2055 |  |  |  |  | 4728.6453 | 5553.6137 | 6378.582 | 7203.5503 | 8028.5187 | 7960.2143 | 7745.1567 | 7530.099 | 7315.0414 | 7099.9837 |  | 0.08807 |  |  |  |  | 1 | 1 | 1 | 1 | 1 | [5 empty] | 4.7067 | 4.7757 | 570.7763 | 26826.484 | 684.9315 | 0.11546 | 0.11004 | 0.098043 | 0.098494 | 0.081185 | 0.11546 | 0.11004 | 0.098043 | 0.098494 | 0.081185 | 100000 | 100000 | 0 | 0 | 0
5299 |  |  |  | 9795.2055 |  |  |  |  | 5127.0185 | 5902.4885 | 6677.9585 | 7453.4285 | 8228.8985 | 8792.4638 | 8554.9216 | 8317.3794 | 8079.8373 | 7842.2951 |  | 0.01416 |  |  |  |  | 1 | 1 | 1 | 1 | 1 | [5 empty] | 3.9946 | 4.4158 | 570.7763 | 26826.484 | 684.9315 | 0.1159 | 0.14198 | 0.10306 | 0.10592 | 0.097306 | 0.1159 | 0.14198 | 0.10306 | 0.10592 | 0.097306 | 100000 | 100000 | 0 | 0 | 0
5300 |  |  |  | 9795.2055 |  |  |  |  | 5114.4305 | 5758.1255 | 6401.8205 | 7045.5155 | 7689.2105 | 9088.4627 | 8842.9236 | 8597.3846 | 8351.8455 | 8106.3065 |  | 0 |  |  |  |  | 1 | 1 | 1 | 1 | 1 | [5 empty] | 3.0556 | 3.219 | 570.7763 | 26826.484 | 684.9315 | 0.1159 | 0.14341 | 0.10284 | 0.10592 | 0.10408 | 0.1159 | 0.14341 | 0.10284 | 0.10592 | 0.10408 | 100000 | 100000 | 0 | 0 | 0
5301 |  |  |  | 9795.2055 |  |  |  |  | 5010.7646 | 5518.3946 | 6026.0246 | 6533.6546 | 7041.2846 | 8410.286 | 8183.0689 | 7955.8519 | 7728.6349 | 7501.4178 |  | 0 |  |  |  |  | 1 | 1 | 1 | 1 | 1 | [5 empty] | 2.23 | 2.0571 | 570.7763 | 26826.484 | 684.9315 | 0.11591 | 0.14056 | 0.10284 | 0.10358 | 0.096213 | 0.11591 | 0.14056 | 0.10284 | 0.10358 | 0.096213 | 100000 | 100000 | 0 | 0 | 0
5302 |  |  |  | 9795.2055 |  |  |  |  | 4823.4256 | 5262.0331 | 5700.6406 | 6139.2481 | 6577.8556 | 6646.7905 | 6467.217 | 6287.6436 | 6108.0701 | 5928.4967 |  | 0 |  |  |  |  | 1 | 1 | 1 | 1 | 1 | [5 empty] | 2.2066 | 1.5898 | 570.7763 | 26826.484 | 684.9315 | 0.11591 | 0.11448 | 0.099745 | 0.10357 | 0.089676 | 0.11591 | 0.11448 | 0.099745 | 0.10357 | 0.089676 | 100000 | 100000 | 0 | 0 | 0
5303 |  |  |  | 9795.2055 |  |  |  |  | 3506.8688 | 3906.2355 | 4305.6022 | 4704.9688 | 5104.3355 | 3732.0956 | 3631.2672 | 3530.4388 | 3429.6104 | 3328.782 |  | 0 |  |  |  |  | 1 | 1 | 1 | 1 | 1 | [5 empty] | 2.8171 | 1.9162 | 570.7763 | 26826.484 | 684.9315 | 0.11484 | 0.10926 | 0.097802 | 0.091268 | 0.080054 | 0.11484 | 0.10926 | 0.097802 | 0.091268 | 0.080054 | 100000 | 100000 | 0 | 0 | 0
5304 |  |  |  | 9795.2055 |  |  |  |  | 2511.3244 | 2718.2544 | 2925.1844 | 3132.1144 | 3339.0444 | 2279.5478 | 2217.9623 | 2156.3767 | 2094.7912 | 2033.2056 |  | 0 |  |  |  |  | 1 | 1 | 1 | 1 | 1 | [5 empty] | 2.3176 | 2.6518 | 570.7763 | 26826.484 | 684.9315 | 0.11288 | 0.10835 | 0.096443 | 0.091106 | 0.077566 | 0.11288 | 0.10835 | 0.096443 | 0.091106 | 0.077566 | 100000 | 100000 | 0 | 0 | 0
5305 |  |  |  | 9795.2055 |  |  |  |  | 2085.7264 | 2185.3814 | 2285.0364 | 2384.6914 | 2484.3464 | 2454.955 | 2388.6306 | 2322.3061 | 2255.9817 | 2189.6572 |  | 0 |  |  |  |  | 1 | 1 | 1 | 1 | 1 | [5 empty] | 2.173 | 4.3106 | 570.7763 | 26826.484 | 684.9315 | 0.11211 | 0.10808 | 0.091526 | 0.091239 | 0.077291 | 0.11211 | 0.10808 | 0.091526 | 0.091239 | 0.077291 | 100000 | 100000 | 0 | 0 | 0
5306 |  |  |  | 9795.2055 |  |  |  |  | 1924.8297 | 1973.5022 | 2022.1747 | 2070.8472 | 2119.5197 | 2386.9545 | 2322.4672 | 2257.9799 | 2193.4926 | 2129.0053 |  | 0 |  |  |  |  | 1 | 1 | 1 | 1 | 1 | [5 empty] | 2.4402 | 5.892 | 570.7763 | 26826.484 | 684.9315 | 0.11207 | 0.10803 | 0.090888 | 0.090833 | 0.076968 | 0.11207 | 0.10803 | 0.090888 | 0.090833 | 0.076968 | 100000 | 100000 | 0 | 0 | 0
5307 |  |  |  | 9795.2055 |  |  |  |  | 1878.1177 | 1920.1902 | 1962.2627 | 2004.3352 | 2046.4077 | 3013.524 | 2932.1089 | 2850.6939 | 2769.2788 | 2687.8637 |  | 0 |  |  |  |  | 1 | 1 | 1 | 1 | 1 | [5 empty] | 2.1683 | 7.4451 | 570.7763 | 26826.484 | 684.9315 | 0.11202 | 0.10792 | 0.088293 | 0.087886 | 0.075377 | 0.11202 | 0.10792 | 0.088293 | 0.087886 | 0.075377 | 100000 | 100000 | 0 | 0 | 0
5308 |  |  |  | 9795.2055 |  |  |  |  | 1912.9663 | 1953.9388 | 1994.9113 | 2035.8838 | 2076.8563 | 4831.475 | 4700.9452 | 4570.4153 | 4439.8854 | 4309.3556 |  | 0 |  |  |  |  | 1 | 1 | 1 | 1 | 1 | [5 empty] | 1.7323 | 8.2849 | 570.7763 | 26826.484 | 684.9315 | 0.10667 | 0.091205 | 0.085873 | 0.085802 | 0.059872 | 0.10667 | 0.091205 | 0.085873 | 0.085802 | 0.059872 | 100000 | 100000 | 0 | 0 | 0
5309 |  |  |  | 9795.2055 |  |  |  |  | 2402.3298 | 2442.3398 | 2482.3498 | 2522.3598 | 2562.3698 | 9024.0435 | 8780.2448 | 8536.4461 | 8292.6475 | 8048.8488 |  | 0 |  |  |  |  | 1 | 1 | 1 | 1 | 1 | [5 empty] | 1.4192 | 8.1213 | 570.7763 | 26826.484 | 684.9315 | 0.10711 | 0.09153 | 0.086898 | 0.088846 | 0.064072 | 0.10711 | 0.09153 | 0.086898 | 0.088846 | 0.064072 | 100000 | 100000 | 0 | 0 | 0
5310 |  |  |  | 9795.2055 |  |  |  |  | 3226.8331 | 3269.0431 | 3311.2531 | 3353.4631 | 3395.6731 | 10643.1402 | 10355.5991 | 10068.058 | 9780.5169 | 9492.9758 |  | 0.02232 |  |  |  |  | 1 | 1 | 1 | 1 | 1 | [5 empty] | 1.0415 | 8.5911 | 570.7763 | 26826.484 | 684.9315 | 0.1071 | 0.092144 | 0.087897 | 0.088218 | 0.063834 | 0.1071 | 0.092144 | 0.087897 | 0.088217 | 0.063834 | 100000 | 100000 | 0 | 0 | 0
5311 |  |  |  | 9795.2055 |  |  |  |  | 3773.289 | 3814.8115 | 3856.334 | 3897.8565 | 3939.379 | 10849.2024 | 10556.0942 | 10262.986 | 9969.8778 | 9676.7696 |  | 0.11528 |  |  |  |  | 1 | 1 | 1 | 1 | 1 | [5 empty] | 1.3191 | 8.6305 | 570.7763 | 26826.484 | 684.9315 | 0.10711 | 0.090944 | 0.074524 | 0.044095 | 0.045129 | 0.10711 | 0.090944 | 0.074524 | 0.044095 | 0.045129 | 100000 | 100000 | 0 | 0 | 0
5312 |  |  |  | 9795.2055 |  |  |  |  | 3563.4558 | 3615.4283 | 3667.4008 | 3719.3733 | 3771.3458 | 8965.6708 | 8723.4492 | 8481.2276 | 8239.0059 | 7996.7843 |  | 0.30211 |  |  |  |  | 1 | 1 | 1 | 1 | 1 | [5 empty] | 0.88215 | 8.6272 | 570.7763 | 26826.484 | 684.9315 | 0.10638 | 0.083499 | 0.043862 | 0.042465 | 0.044234 | 0.10638 | 0.083499 | 0.043862 | 0.042465 | 0.044234 | 100000 | 100000 | 0 | 0 | 0
5313 |  |  |  | 9795.2055 |  |  |  |  | 3522.6755 | 3597.418 | 3672.1605 | 3746.903 | 3821.6455 | 8792.1752 | 8554.6408 | 8317.1064 | 8079.5721 | 7842.0377 |  | 0.47919 |  |  |  |  | 1 | 1 | 1 | 1 | 1 | [5 empty] | 0.96226 | 8.6699 | 570.7763 | 26826.484 | 684.9315 | 0.10221 | 0.082709 | 0.04164 | 0.040039 | 0.042447 | 0.10221 | 0.082709 | 0.04164 | 0.040039 | 0.042447 | 100000 | 100000 | 0 | 0 | 0
5314 |  |  |  | 9795.2055 |  |  |  |  | 3763.65 | 3870.18 | 3976.71 | 4083.24 | 4189.77 | 7995.9332 | 7779.9106 | 7563.8879 | 7347.8652 | 7131.8426 |  | 0.61234 |  |  |  |  | 1 | 1 | 1 | 1 | 1 | [5 empty] | 1.9082 | 8.4916 | 570.7763 | 26826.484 | 684.9315 | 0.097334 | 0.045109 | 0.036932 | 0.036447 | 0.038358 | 0.097334 | 0.045109 | 0.036932 | 0.036447 | 0.038358 | 100000 | 100000 | 0 | 0 | 0
5315 |  |  |  | 9795.2055 |  |  |  |  | 4233.7355 | 4396.528 | 4559.3205 | 4722.113 | 4884.9055 | 7358.631 | 7159.826 | 6961.0211 | 6762.2162 | 6563.4112 |  | 0.68495 |  |  |  |  | 1 | 1 | 1 | 1 | 1 | [5 empty] | 2.1244 | 8.5297 | 570.7763 | 26826.484 | 684.9315 | 0.097368 | 0.0451 | 0.036635 | 0.034438 | 0.036676 | 0.097369 | 0.045101 | 0.036635 | 0.034438 | 0.036676 | 100000 | 100000 | 0 | 0 | 0
5316 |  |  |  | 9795.2055 |  |  |  |  | 4370.9056 | 4570.9606 | 4771.0156 | 4971.0706 | 5171.1256 | 6959.0017 | 6770.9934 | 6582.9851 | 6394.9768 | 6206.9684 |  | 0.73667 |  |  |  |  | 1 | 1 | 1 | 1 | 1 | [5 empty] | 2.3208 | 8.8043 | 570.7763 | 26826.484 | 684.9315 | 0.097318 | 0.045061 | 0.036418 | 0.034395 | 0.036658 | 0.097318 | 0.045061 | 0.036418 | 0.034395 | 0.036658 | 100000 | 100000 | 0 | 0 | 0
5317 |  |  |  | 9795.2055 |  |  |  |  | 4247.0818 | 4504.9118 | 4762.7418 | 5020.5718 | 5278.4018 | 6355.9585 | 6184.2423 | 6012.5261 | 5840.81 | 5669.0938 |  | 0.74128 |  |  |  |  | 1 | 1 | 1 | 1 | 1 | [5 empty] | 2.3446 | 9.101 | 570.7763 | 26826.484 | 684.9315 | 0.097353 | 0.04505 | 0.036196 | 0.034406 | 0.036669 | 0.097353 | 0.04505 | 0.036196 | 0.034406 | 0.036669 | 100000 | 100000 | 0 | 0 | 0
5318 |  |  |  | 9795.2055 |  |  |  |  | 4101.0142 | 4406.6642 | 4712.3142 | 5017.9642 | 5323.6142 | 6194.1514 | 6026.8067 | 5859.462 | 5692.1173 | 5524.7726 |  | 0.68176 |  |  |  |  | 1 | 1 | 1 | 1 | 1 | [5 empty] | 2.4722 | 9.6958 | 570.7763 | 26826.484 | 684.9315 | 0.097325 | 0.045051 | 0.036177 | 0.034388 | 0.036663 | 0.097325 | 0.045051 | 0.036177 | 0.034388 | 0.036663 | 100000 | 100000 | 0 | 0 | 0
5319 |  |  |  | 9795.2055 |  |  |  |  | 3805.9132 | 4227.7465 | 4649.5799 | 5071.4132 | 5493.2465 | 5837.3831 | 5679.6771 | 5521.9711 | 5364.265 | 5206.559 |  | 0.4167 |  |  |  |  | 1 | 1 | 1 | 1 | 1 | [5 empty] | 3.1371 | 8.7029 | 570.7763 | 26826.484 | 684.9315 | 0.097417 | 0.045078 | 0.036205 | 0.03443 | 0.036707 | 0.097417 | 0.045078 | 0.036205 | 0.03443 | 0.036707 | 100000 | 100000 | 0 | 0 | 0
5320 |  |  |  | 9795.2055 |  |  |  |  | 3810.362 | 4422.9003 | 5035.4386 | 5647.977 | 6260.5153 | 6205.0333 | 6037.3946 | 5869.7559 | 5702.1172 | 5534.4785 |  | 0.38701 |  |  |  |  | 1 | 1 | 1 | 1 | 1 | [5 empty] | 3.8762 | 10.2277 | 570.7763 | 26826.484 | 684.9315 | 0.099794 | 0.076008 | 0.039004 | 0.037388 | 0.03939 | 0.099794 | 0.076008 | 0.039004 | 0.037388 | 0.03939 | 100000 | 100000 | 0 | 0 | 0
5321 |  |  |  | 9795.2055 |  |  |  |  | 4161.8139 | 4958.5956 | 5755.3772 | 6552.1589 | 7348.9406 | 6552.0245 | 6375.0113 | 6197.9981 | 6020.9849 | 5843.9717 |  | 0.17406 |  |  |  |  | 1 | 1 | 1 | 1 | 1 | [5 empty] | 4.3628 | 10.6535 | 570.7763 | 26826.484 | 684.9315 | 0.10645 | 0.087035 | 0.070802 | 0.043256 | 0.044845 | 0.10645 | 0.087035 | 0.070802 | 0.043256 | 0.044845 | 100000 | 100000 | 0 | 0 | 0
5322 |  |  |  | 9795.2055 |  |  |  |  | 4734.9623 | 5565.429 | 6395.8957 | 7226.3623 | 8056.829 | 6848.8768 | 6663.8437 | 6478.8106 | 6293.7775 | 6108.7443 |  | 0.07808 |  |  |  |  | 1 | 1 | 1 | 1 | 1 | [5 empty] | 4.5884 | 11.6565 | 570.7763 | 26826.484 | 684.9315 | 0.11126 | 0.093567 | 0.085151 | 0.074072 | 0.051463 | 0.11126 | 0.093567 | 0.085151 | 0.074072 | 0.051463 | 100000 | 100000 | 0 | 0 | 0
5323 |  |  |  | 9795.2055 |  |  |  |  | 5133.8677 | 5904.1677 | 6674.4677 | 7444.7677 | 8215.0677 | 7562.1941 | 7357.8896 | 7153.5851 | 6949.2806 | 6744.9761 |  | 0.01347 |  |  |  |  | 1 | 1 | 1 | 1 | 1 | [5 empty] | 5.0605 | 9.9767 | 570.7763 | 26826.484 | 684.9315 | 0.11201 | 0.10688 | 0.089762 | 0.095259 | 0.057512 | 0.11201 | 0.10688 | 0.089762 | 0.095259 | 0.057512 | 100000 | 100000 | 0 | 0 | 0
5324 |  |  |  | 9795.2055 |  |  |  |  | 5121.2629 | 5762.8679 | 6404.4729 | 7046.0779 | 7687.6829 | 7818.2462 | 7607.024 | 7395.8018 | 7184.5797 | 6973.3575 |  | 0 |  |  |  |  | 1 | 1 | 1 | 1 | 1 | [5 empty] | 4.9289 | 8.6779 | 570.7763 | 26826.484 | 684.9315 | 0.11107 | 0.10668 | 0.089615 | 0.095747 | 0.055179 | 0.11107 | 0.10668 | 0.089615 | 0.095747 | 0.055179 | 100000 | 100000 | 0 | 0 | 0
5325 |  |  |  | 9795.2055 |  |  |  |  | 5017.4585 | 5541.176 | 6064.8935 | 6588.611 | 7112.3285 | 7240.9299 | 7045.3048 | 6849.6798 | 6654.0547 | 6458.4297 |  | 0 |  |  |  |  | 1 | 1 | 1 | 1 | 1 | [5 empty] | 5.1507 | 5.5347 | 570.7763 | 26826.484 | 684.9315 | 0.1103 | 0.10354 | 0.088167 | 0.084629 | 0.05216 | 0.1103 | 0.10354 | 0.088167 | 0.084629 | 0.05216 | 100000 | 100000 | 0 | 0 | 0
5326 |  |  |  | 9795.2055 |  |  |  |  | 4829.8692 | 5304.775 | 5779.6809 | 6254.5867 | 6729.4925 | 5727.9158 | 5573.1672 | 5418.4186 | 5263.67 | 5108.9214 |  | 0 |  |  |  |  | 1 | 1 | 1 | 1 | 1 | [5 empty] | 5.7419 | 7.4619 | 570.7763 | 26826.484 | 684.9315 | 0.10917 | 0.10354 | 0.078161 | 0.058107 | 0.050899 | 0.10917 | 0.10354 | 0.078161 | 0.058107 | 0.050899 | 100000 | 100000 | 0 | 0 | 0
5327 |  |  |  | 9795.2055 |  |  |  |  | 3511.5537 | 3885.0712 | 4258.5887 | 4632.1062 | 5005.6237 | 3224.0669 | 3136.9637 | 3049.8604 | 2962.7572 | 2875.654 |  | 0 |  |  |  |  | 1 | 1 | 1 | 1 | 1 | [5 empty] | 5.6145 | 8.8988 | 570.7763 | 26826.484 | 684.9315 | 0.10735 | 0.099986 | 0.07686 | 0.057348 | 0.050294 | 0.10735 | 0.099986 | 0.07686 | 0.057348 | 0.050294 | 100000 | 100000 | 0 | 0 | 0
5328 |  |  |  | 9795.2055 |  |  |  |  | 2514.8453 | 2726.5878 | 2938.3303 | 3150.0728 | 3361.8153 | 2199.9047 | 2140.4708 | 2081.037 | 2021.6031 | 1962.1692 |  | 0 |  |  |  |  | 1 | 1 | 1 | 1 | 1 | [5 empty] | 5.0461 | 10.278 | 570.7763 | 26826.484 | 684.9315 | 0.10499 | 0.099982 | 0.077113 | 0.057524 | 0.050399 | 0.10499 | 0.099982 | 0.077113 | 0.057524 | 0.050399 | 100000 | 100000 | 0 | 0 | 0
5329 |  |  |  | 9795.2055 |  |  |  |  | 2088.6507 | 2188.9657 | 2289.2807 | 2389.5957 | 2489.9107 | 2368.7455 | 2304.7501 | 2240.7548 | 2176.7594 | 2112.764 |  | 0 |  |  |  |  | 1 | 1 | 1 | 1 | 1 | [5 empty] | 3.9808 | 9.7334 | 570.7763 | 26826.484 | 684.9315 | 0.10508 | 0.099999 | 0.077416 | 0.0577 | 0.05043 | 0.10508 | 0.099999 | 0.077416 | 0.0577 | 0.05043 | 100000 | 100000 | 0 | 0 | 0
5330 |  |  |  | 9795.2055 |  |  |  |  | 1927.5283 | 1976.8608 | 2026.1933 | 2075.5258 | 2124.8583 | 2302.7358 | 2240.5238 | 2178.3118 | 2116.0998 | 2053.8878 |  | 0 |  |  |  |  | 1 | 1 | 1 | 1 | 1 | [5 empty] | 3.3253 | 9.0936 | 570.7763 | 26826.484 | 684.9315 | 0.1052 | 0.10005 | 0.077849 | 0.05823 | 0.050449 | 0.1052 | 0.10005 | 0.077849 | 0.05823 | 0.050449 | 100000 | 100000 | 0 | 0 | 0
5331 |  |  |  | 9795.2055 |  |  |  |  | 1880.7508 | 1921.0358 | 1961.3208 | 2001.6058 | 2041.8908 | 2906.0058 | 2827.4955 | 2748.9852 | 2670.4749 | 2591.9646 |  | 0 |  |  |  |  | 1 | 1 | 1 | 1 | 1 | [5 empty] | 3.8817 | 9.4355 | 570.7763 | 26826.484 | 684.9315 | 0.10522 | 0.10005 | 0.07799 | 0.058508 | 0.050496 | 0.10522 | 0.10005 | 0.07799 | 0.058508 | 0.050496 | 100000 | 100000 | 0 | 0 | 0
5332 |  |  |  | 9795.2055 |  |  |  |  | 1915.6483 | 1956.7583 | 1997.8683 | 2038.9783 | 2080.0883 | 4658.9141 | 4533.0462 | 4407.1784 | 4281.3105 | 4155.4427 |  | 0 |  |  |  |  | 1 | 1 | 1 | 1 | 1 | [5 empty] | 4.1162 | 10.1303 | 570.7763 | 26826.484 | 684.9315 | 0.10202 | 0.092983 | 0.055119 | 0.050255 | 0.04753 | 0.10202 | 0.092983 | 0.055119 | 0.050255 | 0.04753 | 100000 | 100000 | 0 | 0 | 0
5333 |  |  |  | 9795.2055 |  |  |  |  | 2405.6979 | 2445.0204 | 2484.3429 | 2523.6654 | 2562.9879 | 8695.3473 | 8460.4289 | 8225.5105 | 7990.592 | 7755.6736 |  | 0 |  |  |  |  | 1 | 1 | 1 | 1 | 1 | [5 empty] | 3.908 | 7.6529 | 570.7763 | 26826.484 | 684.9315 | 0.10165 | 0.09352 | 0.061143 | 0.052871 | 0.048536 | 0.10165 | 0.09352 | 0.061143 | 0.052871 | 0.048536 | 100000 | 100000 | 0 | 0 | 0
5334 |  |  |  | 9795.2055 |  |  |  |  | 3231.3571 | 3273.7046 | 3316.0521 | 3358.3996 | 3400.7471 | 10254.5604 | 9977.5174 | 9700.4744 | 9423.4314 | 9146.3884 |  | 0.02083 |  |  |  |  | 1 | 1 | 1 | 1 | 1 | [5 empty] | 4.1789 | 5.5491 | 570.7763 | 26826.484 | 684.9315 | 0.1017 | 0.094913 | 0.061026 | 0.05123 | 0.046739 | 0.1017 | 0.094913 | 0.061026 | 0.05123 | 0.046739 | 100000 | 100000 | 0 | 0 | 0
5335 |  |  |  | 9795.2055 |  |  |  |  | 3778.5792 | 3819.4142 | 3860.2492 | 3901.0842 | 3941.9192 | 10453.3443 | 10170.9309 | 9888.5174 | 9606.1039 | 9323.6905 |  | 0.1049 |  |  |  |  | 1 | 1 | 1 | 1 | 1 | [5 empty] | 4.3772 | 7.0685 | 570.7763 | 26826.484 | 684.9315 | 0.10288 | 0.095781 | 0.053376 | 0.048758 | 0.045925 | 0.10288 | 0.095781 | 0.053376 | 0.048758 | 0.045925 | 100000 | 100000 | 0 | 0 | 0
5336 |  |  |  | 9795.2055 |  |  |  |  | 3568.4519 | 3617.6194 | 3666.7869 | 3715.9544 | 3765.1219 | 8640.0352 | 8406.6111 | 8173.187 | 7939.7629 | 7706.3389 |  | 0.162 |  |  |  |  | 1 | 1 | 1 | 1 | 1 | [5 empty] | 3.1278 | 5.2304 | 570.7763 | 26826.484 | 684.9315 | 0.10399 | 0.092833 | 0.051624 | 0.045796 | 0.045858 | 0.10399 | 0.092833 | 0.051624 | 0.045796 | 0.045858 | 100000 | 100000 | 0 | 0 | 0
5337 |  |  |  | 9795.2055 |  |  |  |  | 3527.6144 | 3600.6244 | 3673.6344 | 3746.6444 | 3819.6544 | 8472.9439 | 8244.0341 | 8015.1243 | 7786.2144 | 7557.3046 |  | 0.31608 |  |  |  |  | 1 | 1 | 1 | 1 | 1 | [5 empty] | 4.0682 | 5.1469 | 570.7763 | 26826.484 | 684.9315 | 0.10075 | 0.089978 | 0.045431 | 0.04294 | 0.0446 | 0.10075 | 0.089978 | 0.045431 | 0.04294 | 0.0446 | 100000 | 100000 | 0 | 0 | 0
5338 |  |  |  | 9795.2055 |  |  |  |  | 3768.9267 | 3877.9592 | 3986.9917 | 4096.0242 | 4205.0567 | 7706.0819 | 7497.89 | 7289.6982 | 7081.5063 | 6873.3145 |  | 0.55556 |  |  |  |  | 1 | 1 | 1 | 1 | 1 | [5 empty] | 3.9648 | 5.4688 | 570.7763 | 26826.484 | 684.9315 | 0.10006 | 0.084309 | 0.04263 | 0.040812 | 0.042666 | 0.10006 | 0.084309 | 0.04263 | 0.040812 | 0.042666 | 100000 | 100000 | 0 | 0 | 0
5339 |  |  |  | 9795.2055 |  |  |  |  | 4239.6713 | 4402.4646 | 4565.2579 | 4728.0513 | 4890.8446 | 7092.2344 | 6900.6266 | 6709.0187 | 6517.4109 | 6325.8031 |  | 0.41567 |  |  |  |  | 1 | 1 | 1 | 1 | 1 | [5 empty] | 4.2621 | 6.23 | 570.7763 | 26826.484 | 684.9315 | 0.099613 | 0.083451 | 0.042413 | 0.040716 | 0.042668 | 0.099613 | 0.083451 | 0.042413 | 0.040716 | 0.042668 | 100000 | 100000 | 0 | 0 | 0
5340 |  |  |  | 9795.2055 |  |  |  |  | 4377.0336 | 4586.0261 | 4795.0186 | 5004.0111 | 5213.0036 | 6707.9886 | 6526.7618 | 6345.5349 | 6164.3081 | 5983.0813 |  | 0.56883 |  |  |  |  | 1 | 1 | 1 | 1 | 1 | [5 empty] | 4.823 | 7.6213 | 570.7763 | 26826.484 | 684.9315 | 0.099545 | 0.083334 | 0.042363 | 0.040665 | 0.042633 | 0.099545 | 0.083333 | 0.042363 | 0.040665 | 0.042633 | 100000 | 100000 | 0 | 0 | 0
5341 |  |  |  | 9795.2055 |  |  |  |  | 4253.0362 | 4513.5062 | 4773.9762 | 5034.4462 | 5294.9162 | 6126.6285 | 5961.108 | 5795.5875 | 5630.0671 | 5464.5466 |  | 0.50585 |  |  |  |  | 1 | 1 | 1 | 1 | 1 | [5 empty] | 5.0092 | 8.1808 | 570.7763 | 26826.484 | 684.9315 | 0.099758 | 0.083377 | 0.042386 | 0.040639 | 0.042595 | 0.099759 | 0.083377 | 0.042386 | 0.040639 | 0.042595 | 100000 | 100000 | 0 | 0 | 0
5342 |  |  |  | 9795.2055 |  |  |  |  | 4106.7639 | 4420.9939 | 4735.2239 | 5049.4539 | 5363.6839 | 5970.9896 | 5809.674 | 5648.3583 | 5487.0427 | 5325.7271 |  | 0.46086 |  |  |  |  | 1 | 1 | 1 | 1 | 1 | [5 empty] | 5.4888 | 7.3226 | 570.7763 | 26826.484 | 684.9315 | 0.099844 | 0.083537 | 0.042471 | 0.040777 | 0.042752 | 0.099844 | 0.083537 | 0.042471 | 0.040777 | 0.042752 | 100000 | 100000 | 0 | 0 | 0
5343 |  |  |  | 9795.2055 |  |  |  |  | 3811.2491 | 4240.2316 | 4669.2141 | 5098.1966 | 5527.1791 | 5627.1044 | 5475.0793 | 5323.0543 | 5171.0293 | 5019.0042 |  | 0.41041 |  |  |  |  | 1 | 1 | 1 | 1 | 1 | [5 empty] | 5.4645 | 7.1782 | 570.7763 | 26826.484 | 684.9315 | 0.10065 | 0.083493 | 0.04434 | 0.041382 | 0.043254 | 0.10065 | 0.083493 | 0.04434 | 0.041382 | 0.043254 | 100000 | 100000 | 0 | 0 | 0
5344 |  |  |  | 9795.2055 |  |  |  |  | 3815.7041 | 4434.43 | 5053.1558 | 5671.8816 | 6290.6075 | 5980.5723 | 5818.9978 | 5657.4233 | 5495.8487 | 5334.2742 |  | 0.4153 |  |  |  |  | 1 | 1 | 1 | 1 | 1 | [5 empty] | 5.3426 | 7.1152 | 570.7763 | 26826.484 | 684.9315 | 0.10773 | 0.097147 | 0.050046 | 0.045025 | 0.04483 | 0.10773 | 0.097147 | 0.050046 | 0.045025 | 0.04483 | 100000 | 100000 | 0 | 0 | 0
5345 |  |  |  | 9795.2055 |  |  |  |  | 4167.6488 | 4946.1438 | 5724.6388 | 6503.1338 | 7281.6288 | 6314.7548 | 6144.1518 | 5973.5488 | 5802.9458 | 5632.3428 |  | 0.24567 |  |  |  |  | 1 | 1 | 1 | 1 | 1 | [5 empty] | 5.3319 | 7.1316 | 570.7763 | 26826.484 | 684.9315 | 0.11461 | 0.11328 | 0.098323 | 0.10171 | 0.049922 | 0.11461 | 0.11328 | 0.098323 | 0.10171 | 0.049922 | 100000 | 100000 | 0 | 0 | 0
5346 |  |  |  | 9795.2055 |  |  |  |  | 4741.6008 | 5572.0683 | 6402.5358 | 7233.0033 | 8063.4708 | 6601.5383 | 6423.1874 | 6244.8365 | 6066.4856 | 5888.1347 |  | 0.0747 |  |  |  |  | 1 | 1 | 1 | 1 | 1 | [5 empty] | 4.9114 | 6.8547 | 570.7763 | 26826.484 | 684.9315 | 0.1159 | 0.12138 | 0.10282 | 0.10507 | 0.10778 | 0.1159 | 0.12138 | 0.10282 | 0.10507 | 0.10778 | 100000 | 100000 | 0 | 0 | 0
5347 |  |  |  | 9795.2055 |  |  |  |  | 5141.0655 | 5942.3846 | 6743.7038 | 7545.023 | 8346.3421 | 7288.3539 | 7091.4476 | 6894.5413 | 6697.635 | 6500.7287 |  | 0.00899 |  |  |  |  | 1 | 1 | 1 | 1 | 1 | [5 empty] | 4.7496 | 6.5029 | 570.7763 | 26826.484 | 684.9315 | 0.1159 | 0.14299 | 0.10489 | 0.10958 | 0.10887 | 0.1159 | 0.14299 | 0.10489 | 0.10958 | 0.10887 | 100000 | 100000 | 0 | 0 | 0
5348 |  |  |  | 9795.2055 |  |  |  |  | 5128.443 | 5753.3288 | 6378.2146 | 7003.1005 | 7627.9863 | 7535.5315 | 7331.9473 | 7128.3632 | 6924.779 | 6721.1948 |  | 0 |  |  |  |  | 1 | 1 | 1 | 1 | 1 | [5 empty] | 5.0157 | 5.613 | 570.7763 | 26826.484 | 684.9315 | 0.1159 | 0.14299 | 0.10453 | 0.1097 | 0.10886 | 0.1159 | 0.14299 | 0.10453 | 0.1097 | 0.10886 | 100000 | 100000 | 0 | 0 | 0
5349 |  |  |  | 9795.2055 |  |  |  |  | 5024.4931 | 5566.0847 | 6107.6764 | 6649.2681 | 7190.8597 | 6980.7353 | 6792.1398 | 6603.5444 | 6414.9489 | 6226.3534 |  | 0 |  |  |  |  | 1 | 1 | 1 | 1 | 1 | [5 empty] | 5.2593 | 5.1042 | 570.7763 | 26826.484 | 684.9315 | 0.11591 | 0.14082 | 0.10436 | 0.10705 | 0.10886 | 0.11591 | 0.14082 | 0.10436 | 0.10705 | 0.10886 | 100000 | 100000 | 0 | 0 | 0
5350 |  |  |  | 9795.2055 |  |  |  |  | 4836.6407 | 5288.8607 | 5741.0807 | 6193.3007 | 6645.5207 | 5523.5185 | 5374.292 | 5225.0655 | 5075.839 | 4926.6125 |  | 0 |  |  |  |  | 1 | 1 | 1 | 1 | 1 | [5 empty] | 5.3821 | 4.492 | 570.7763 | 26826.484 | 684.9315 | 0.11591 | 0.13778 | 0.10401 | 0.10503 | 0.10826 | 0.11591 | 0.13778 | 0.10401 | 0.10503 | 0.10826 | 100000 | 100000 | 0 | 0 | 0
5351 |  |  |  | 9795.2055 |  |  |  |  | 3516.4769 | 3913.2594 | 4310.0419 | 4706.8244 | 5103.6069 | 3111.1533 | 3027.1006 | 2943.048 | 2858.9953 | 2774.9426 |  | 0 |  |  |  |  | 1 | 1 | 1 | 1 | 1 | [5 empty] | 5.3681 | 3.4072 | 570.7763 | 26826.484 | 684.9315 | 0.11591 | 0.12139 | 0.10297 | 0.10504 | 0.10777 | 0.11591 | 0.12139 | 0.10297 | 0.10504 | 0.10777 | 100000 | 100000 | 0 | 0 | 0
5352 |  |  |  | 9795.2055 |  |  |  |  | 2518.5361 | 2720.6536 | 2922.7711 | 3124.8886 | 3327.0061 | 2526.4507 | 2458.1947 | 2389.9387 | 2321.6826 | 2253.4266 |  | 0 |  |  |  |  | 1 | 1 | 1 | 1 | 1 | [5 empty] | 4.037 | 2.5521 | 570.7763 | 26826.484 | 684.9315 | 0.11491 | 0.12139 | 0.10297 | 0.10506 | 0.10779 | 0.11491 | 0.12139 | 0.10297 | 0.10506 | 0.10779 | 100000 | 100000 | 0 | 0 | 0
5353 |  |  |  | 9795.2055 |  |  |  |  | 2091.716 | 2189.3919 | 2287.0677 | 2384.7435 | 2482.4194 | 2722.1661 | 2648.6225 | 2575.0789 | 2501.5353 | 2427.9918 |  | 0 |  |  |  |  | 1 | 1 | 1 | 1 | 1 | [5 empty] | 2.0385 | 2.189 | 570.7763 | 26826.484 | 684.9315 | 0.11489 | 0.12137 | 0.10297 | 0.10508 | 0.10781 | 0.11489 | 0.12137 | 0.10297 | 0.10508 | 0.10781 | 100000 | 100000 | 0 | 0 | 0
5354 |  |  |  | 9795.2055 |  |  |  |  | 1930.3572 | 1977.3797 | 2024.4022 | 2071.4247 | 2118.4472 | 2647.9514 | 2576.4128 | 2504.8743 | 2433.3357 | 2361.7972 |  | 0 |  |  |  |  | 1 | 1 | 1 | 1 | 1 | [5 empty] | 2.7309 | 2.2693 | 570.7763 | 26826.484 | 684.9315 | 0.11487 | 0.12135 | 0.10297 | 0.10508 | 0.10782 | 0.11487 | 0.12135 | 0.10297 | 0.10508 | 0.10782 | 100000 | 100000 | 0 | 0 | 0
5355 |  |  |  | 9795.2055 |  |  |  |  | 1883.5111 | 1923.7961 | 1964.0811 | 2004.3661 | 2044.6511 | 3346.5966 | 3256.183 | 3165.7695 | 3075.3559 | 2984.9424 |  | 0 |  |  |  |  | 1 | 1 | 1 | 1 | 1 | [5 empty] | 2.1123 | 3.0692 | 570.7763 | 26826.484 | 684.9315 | 0.1148 | 0.12132 | 0.10301 | 0.10508 | 0.10781 | 0.1148 | 0.12132 | 0.10301 | 0.10508 | 0.10781 | 100000 | 100000 | 0 | 0 | 0
5356 |  |  |  | 9795.2055 |  |  |  |  | 1918.4598 | 1958.3323 | 1998.2048 | 2038.0773 | 2077.9498 | 5366.019 | 5221.0476 | 5076.0762 | 4931.1048 | 4786.1334 |  | 0 |  |  |  |  | 1 | 1 | 1 | 1 | 1 | [5 empty] | 3.2218 | 3.405 | 570.7763 | 26826.484 | 684.9315 | 0.10991 | 0.10833 | 0.098043 | 0.10357 | 0.097407 | 0.10991 | 0.10832 | 0.098043 | 0.10357 | 0.097407 | 100000 | 100000 | 0 | 0 | 0
5357 |  |  |  | 9795.2055 |  |  |  |  | 2409.2286 | 2449.9261 | 2490.6236 | 2531.3211 | 2572.0186 | 10041.5596 | 9770.2712 | 9498.9827 | 9227.6943 | 8956.4058 |  | 0 |  |  |  |  | 1 | 1 | 1 | 1 | 1 | [5 empty] | 4.6813 | 3.39 | 570.7763 | 26826.484 | 684.9315 | 0.10983 | 0.10924 | 0.098534 | 0.10444 | 0.10506 | 0.10983 | 0.10924 | 0.098534 | 0.10444 | 0.10506 | 100000 | 100000 | 0 | 0 | 0
5358 |  |  |  | 9795.2055 |  |  |  |  | 3236.0996 | 3279.5471 | 3322.9946 | 3366.4421 | 3409.8896 | 11845.9365 | 11525.9 | 11205.8634 | 10885.8269 | 10565.7904 |  | 0.00014 |  |  |  |  | 1 | 1 | 1 | 1 | 1 | [5 empty] | 6.5849 | 2.6767 | 570.7763 | 26826.484 | 684.9315 | 0.10957 | 0.10715 | 0.09837 | 0.10233 | 0.062562 | 0.10957 | 0.10715 | 0.09837 | 0.10233 | 0.062562 | 100000 | 100000 | 0 | 0 | 0
5359 |  |  |  | 9795.2055 |  |  |  |  | 3784.1247 | 3824.6847 | 3865.2447 | 3905.8047 | 3946.3647 | 12074.5536 | 11748.3407 | 11422.1277 | 11095.9147 | 10769.7018 |  | 0.00715 |  |  |  |  | 1 | 1 | 1 | 1 | 1 | [5 empty] | 5.2687 | 1.9789 | 570.7763 | 26826.484 | 684.9315 | 0.10913 | 0.10299 | 0.084422 | 0.047899 | 0.046733 | 0.10913 | 0.10299 | 0.084422 | 0.047899 | 0.046733 | 100000 | 100000 | 0 | 0 | 0
5360 |  |  |  | 9795.2055 |  |  |  |  | 3573.689 | 3623.0215 | 3672.354 | 3721.6865 | 3771.019 | 9973.8116 | 9704.3535 | 9434.8954 | 9165.4372 | 8895.9791 |  | 0.257 |  |  |  |  | 1 | 1 | 1 | 1 | 1 | [5 empty] | 6.7672 | 3.6125 | 570.7763 | 26826.484 | 684.9315 | 0.10922 | 0.1025 | 0.083842 | 0.045978 | 0.04618 | 0.10922 | 0.1025 | 0.083842 | 0.045978 | 0.04618 | 100000 | 100000 | 0 | 0 | 0
5361 |  |  |  | 9795.2055 |  |  |  |  | 3532.7916 | 3608.0291 | 3683.2666 | 3758.5041 | 3833.7416 | 9780.4994 | 9516.2639 | 9252.0284 | 8987.7929 | 8723.5574 |  | 0.02667 |  |  |  |  | 1 | 1 | 1 | 1 | 1 | [5 empty] | 6.9394 | 3.8758 | 570.7763 | 26826.484 | 684.9315 | 0.10868 | 0.099804 | 0.06818 | 0.044555 | 0.045216 | 0.10868 | 0.099804 | 0.06818 | 0.044555 | 0.045216 | 100000 | 100000 | 0 | 0 | 0
5362 |  |  |  | 9795.2055 |  |  |  |  | 3774.4581 | 3883.4906 | 3992.5231 | 4101.5556 | 4210.5881 | 8893.3484 | 8653.0807 | 8412.813 | 8172.5452 | 7932.2775 |  | 0.10277 |  |  |  |  | 1 | 1 | 1 | 1 | 1 | [5 empty] | 8.834 | 5.4136 | 570.7763 | 26826.484 | 684.9315 | 0.10851 | 0.098373 | 0.06773 | 0.044261 | 0.045054 | 0.10851 | 0.098373 | 0.06773 | 0.044261 | 0.045054 | 100000 | 100000 | 0 | 0 | 0
5363 |  |  |  | 9795.2055 |  |  |  |  | 4245.8935 | 4409.786 | 4573.6785 | 4737.571 | 4901.4635 | 8183.4651 | 7962.3759 | 7741.2868 | 7520.1977 | 7299.1086 |  | 0.16592 |  |  |  |  | 1 | 1 | 1 | 1 | 1 | [5 empty] | 8.5875 | 4.4293 | 570.7763 | 26826.484 | 684.9315 | 0.1086 | 0.098232 | 0.067697 | 0.044256 | 0.045168 | 0.1086 | 0.098232 | 0.067697 | 0.044256 | 0.045168 | 100000 | 100000 | 0 | 0 | 0
5364 |  |  |  | 9795.2055 |  |  |  |  | 4383.4575 | 4586.95 | 4790.4425 | 4993.935 | 5197.4275 | 7736.3022 | 7527.2939 | 7318.2856 | 7109.2773 | 6900.269 |  | 0.18025 |  |  |  |  | 1 | 1 | 1 | 1 | 1 | [5 empty] | 9.2968 | 5.5948 | 570.7763 | 26826.484 | 684.9315 | 0.10891 | 0.098325 | 0.067698 | 0.044319 | 0.045162 | 0.10891 | 0.098325 | 0.067698 | 0.044319 | 0.045162 | 100000 | 100000 | 0 | 0 | 0
5365 |  |  |  | 9795.2055 |  |  |  |  | 4259.2781 | 4520.6281 | 4781.9781 | 5043.3281 | 5304.6781 | 7066.1064 | 6875.2045 | 6684.3025 | 6493.4006 | 6302.4987 |  | 0.35979 |  |  |  |  | 1 | 1 | 1 | 1 | 1 | [5 empty] | 9.4234 | 5.8426 | 570.7763 | 26826.484 | 684.9315 | 0.10889 | 0.098347 | 0.067699 | 0.044429 | 0.045157 | 0.10889 | 0.098347 | 0.067699 | 0.044429 | 0.045157 | 100000 | 100000 | 0 | 0 | 0
5366 |  |  |  | 9795.2055 |  |  |  |  | 4112.7911 | 4418.4411 | 4724.0911 | 5029.7411 | 5335.3911 | 6885.2339 | 6699.2186 | 6513.2032 | 6327.1878 | 6141.1725 |  | 0.14244 |  |  |  |  | 1 | 1 | 1 | 1 | 1 | [5 empty] | 9.0274 | 6.3758 | 570.7763 | 26826.484 | 684.9315 | 0.10886 | 0.098338 | 0.067756 | 0.044542 | 0.045268 | 0.10886 | 0.098338 | 0.067756 | 0.044542 | 0.045268 | 100000 | 100000 | 0 | 0 | 0
5367 |  |  |  | 9795.2055 |  |  |  |  | 3816.8426 | 4240.1051 | 4663.3676 | 5086.6301 | 5509.8926 | 6488.573 | 6313.274 | 6137.9751 | 5962.6761 | 5787.3772 |  | 0.47158 |  |  |  |  | 1 | 1 | 1 | 1 | 1 | [5 empty] | 8.7306 | 6.3916 | 570.7763 | 26826.484 | 684.9315 | 0.10909 | 0.10131 | 0.068791 | 0.045349 | 0.045657 | 0.10909 | 0.10131 | 0.068791 | 0.045349 | 0.045657 | 100000 | 100000 | 0 | 0 | 0
5368 |  |  |  | 9795.2055 |  |  |  |  | 3821.3042 | 4483.3408 | 5145.3775 | 5807.4142 | 6469.4508 | 6900.042 | 6713.6265 | 6527.2111 | 6340.7957 | 6154.3802 |  | 0.33678 |  |  |  |  | 1 | 1 | 1 | 1 | 1 | [5 empty] | 8.0763 | 6.572 | 570.7763 | 26826.484 | 684.9315 | 0.11023 | 0.10398 | 0.085468 | 0.04746 | 0.045785 | 0.11023 | 0.10398 | 0.085468 | 0.04746 | 0.045785 | 100000 | 100000 | 0 | 0 | 0
5369 |  |  |  | 9795.2055 |  |  |  |  | 4173.7654 | 4949.6471 | 5725.5287 | 6501.4104 | 7277.2921 | 7286.6664 | 7089.8057 | 6892.945 | 6696.0843 | 6499.2236 |  | 0.24319 |  |  |  |  | 1 | 1 | 1 | 1 | 1 | [5 empty] | 7.7769 | 4.9565 | 570.7763 | 26826.484 | 684.9315 | 0.11291 | 0.11515 | 0.10143 | 0.1026 | 0.054394 | 0.11291 | 0.11515 | 0.10143 | 0.1026 | 0.054394 | 100000 | 100000 | 0 | 0 | 0
5370 |  |  |  | 9795.2055 |  |  |  |  | 4748.5597 | 5554.2781 | 6359.9964 | 7165.7147 | 7971.4331 | 7614.7666 | 7409.0418 | 7203.3169 | 6997.5921 | 6791.8673 |  | 0.08141 |  |  |  |  | 1 | 1 | 1 | 1 | 1 | [5 empty] | 7.4353 | 5.1376 | 570.7763 | 26826.484 | 684.9315 | 0.11539 | 0.1218 | 0.10224 | 0.10446 | 0.074018 | 0.11539 | 0.1218 | 0.10224 | 0.10446 | 0.074018 | 100000 | 100000 | 0 | 0 | 0
5371 |  |  |  | 9795.2055 |  |  |  |  | 5148.6107 | 5926.6657 | 6704.7207 | 7482.7757 | 8260.8307 | 8410.0679 | 8182.8568 | 7955.6456 | 7728.4345 | 7501.2233 |  | 0.01143 |  |  |  |  | 1 | 1 | 1 | 1 | 1 | [5 empty] | 8.0738 | 4.6057 | 570.7763 | 26826.484 | 684.9315 | 0.11548 | 0.12147 | 0.10307 | 0.10481 | 0.087027 | 0.11548 | 0.12147 | 0.10307 | 0.10481 | 0.087027 | 100000 | 100000 | 0 | 0 | 0
5372 |  |  |  | 9795.2055 |  |  |  |  | 5135.9696 | 5788.0246 | 6440.0796 | 7092.1346 | 7744.1896 | 8693.6394 | 8458.7671 | 8223.8948 | 7989.0225 | 7754.1503 |  | 0 |  |  |  |  | 1 | 1 | 1 | 1 | 1 | [5 empty] | 7.3515 | 4.8731 | 570.7763 | 26826.484 | 684.9315 | 0.11531 | 0.12138 | 0.10245 | 0.10445 | 0.073089 | 0.11531 | 0.12138 | 0.10245 | 0.10445 | 0.073089 | 100000 | 100000 | 0 | 0 | 0
5373 |  |  |  | 9795.2055 |  |  |  |  | 5031.8672 | 5559.1588 | 6086.4505 | 6613.7422 | 7141.0338 | 8046.7675 | 7829.3714 | 7611.9754 | 7394.5794 | 7177.1834 |  | 0 |  |  |  |  | 1 | 1 | 1 | 1 | 1 | [5 empty] | 8.6181 | 4.8281 | 570.7763 | 26826.484 | 684.9315 | 0.11439 | 0.12047 | 0.10215 | 0.10381 | 0.070973 | 0.11439 | 0.12047 | 0.10215 | 0.10381 | 0.070973 | 100000 | 100000 | 0 | 0 | 0
5374 |  |  |  | 9795.2055 |  |  |  |  | 4843.7391 | 5288.3966 | 5733.0541 | 6177.7116 | 6622.3691 | 6361.0992 | 6189.2442 | 6017.3891 | 5845.5341 | 5673.679 |  | 0 |  |  |  |  | 1 | 1 | 1 | 1 | 1 | [5 empty] | 8.1529 | 3.9586 | 570.7763 | 26826.484 | 684.9315 | 0.11336 | 0.11848 | 0.10215 | 0.10341 | 0.070965 | 0.11336 | 0.11848 | 0.10215 | 0.10341 | 0.070965 | 100000 | 100000 | 0 | 0 | 0
5375 |  |  |  | 9795.2055 |  |  |  |  | 3521.6378 | 3896.4478 | 4271.2578 | 4646.0678 | 5020.8778 | 3574.082 | 3477.5226 | 3380.9631 | 3284.4037 | 3187.8443 |  | 0 |  |  |  |  | 1 | 1 | 1 | 1 | 1 | [5 empty] | 7.0809 | 3.6521 | 570.7763 | 26826.484 | 684.9315 | 0.11249 | 0.11562 | 0.10216 | 0.10337 | 0.070975 | 0.11249 | 0.11562 | 0.10216 | 0.10337 | 0.070975 | 100000 | 100000 | 0 | 0 | 0
5376 |  |  |  | 9795.2055 |  |  |  |  | 2522.3964 | 2724.5139 | 2926.6314 | 3128.7489 | 3330.8664 | 2866.6262 | 2789.1798 | 2711.7334 | 2634.287 | 2556.8406 |  | 0 |  |  |  |  | 1 | 1 | 1 | 1 | 1 | [5 empty] | 4.9598 | 1.8434 | 570.7763 | 26826.484 | 684.9315 | 0.11252 | 0.11561 | 0.10216 | 0.10336 | 0.071003 | 0.11252 | 0.11561 | 0.10216 | 0.10336 | 0.071003 | 100000 | 100000 | 0 | 0 | 0
5377 |  |  |  | 9795.2055 |  |  |  |  | 2094.9221 | 2196.2271 | 2297.5321 | 2398.8371 | 2500.1421 | 3090.2412 | 3006.7535 | 2923.2658 | 2839.7781 | 2756.2904 |  | 0 |  |  |  |  | 1 | 1 | 1 | 1 | 1 | [5 empty] | 3.7633 | 0.8396 | 570.7763 | 26826.484 | 684.9315 | 0.11248 | 0.11559 | 0.10215 | 0.10342 | 0.071016 | 0.11248 | 0.11559 | 0.10215 | 0.10342 | 0.071016 | 100000 | 100000 | 0 | 0 | 0
5378 |  |  |  | 9795.2055 |  |  |  |  | 1933.3159 | 1983.4734 | 2033.6309 | 2083.7884 | 2133.9459 | 3007.3941 | 2926.1446 | 2844.8952 | 2763.6457 | 2682.3962 |  | 0 |  |  |  |  | 1 | 1 | 1 | 1 | 1 | [5 empty] | 2.9044 | 0.61256 | 570.7763 | 26826.484 | 684.9315 | 0.11246 | 0.1156 | 0.10215 | 0.10347 | 0.070993 | 0.11246 | 0.1156 | 0.10215 | 0.10347 | 0.070993 | 100000 | 100000 | 0 | 0 | 0
5379 |  |  |  | 9795.2055 |  |  |  |  | 1886.398 | 1928.058 | 1969.718 | 2011.378 | 2053.038 | 3805.0845 | 3702.2842 | 3599.4839 | 3496.6836 | 3393.8833 |  | 0 |  |  |  |  | 1 | 1 | 1 | 1 | 1 | [5 empty] | 1.5495 | 0.69816 | 570.7763 | 26826.484 | 684.9315 | 0.11244 | 0.1156 | 0.10213 | 0.10339 | 0.070963 | 0.11244 | 0.1156 | 0.10213 | 0.10339 | 0.070963 | 100000 | 100000 | 0 | 0 | 0
5380 |  |  |  | 9795.2055 |  |  |  |  | 1921.4003 | 1962.7853 | 2004.1703 | 2045.5553 | 2086.9403 | 6101.8081 | 5936.9582 | 5772.1083 | 5607.2584 | 5442.4085 |  | 0 |  |  |  |  | 1 | 1 | 1 | 1 | 1 | [5 empty] | 1.7305 | 1.7888 | 570.7763 | 26826.484 | 684.9315 | 0.10827 | 0.10661 | 0.096316 | 0.10223 | 0.066263 | 0.10826 | 0.10661 | 0.096316 | 0.10223 | 0.066263 | 100000 | 100000 | 0 | 0 | 0
5381 |  |  |  | 9795.2055 |  |  |  |  | 2412.9213 | 2454.9938 | 2497.0663 | 2539.1388 | 2581.2113 | 11441.0009 | 11131.9044 | 10822.8078 | 10513.7113 | 10204.6147 |  | 0 |  |  |  |  | 1 | 1 | 1 | 1 | 1 | [5 empty] | 0.71149 | 3.6389 | 570.7763 | 26826.484 | 684.9315 | 0.10897 | 0.10814 | 0.098232 | 0.10341 | 0.070736 | 0.10897 | 0.10814 | 0.098232 | 0.10341 | 0.070736 | 100000 | 100000 | 0 | 0 | 0
5382 |  |  |  | 9795.2055 |  |  |  |  | 3241.0597 | 3282.9947 | 3324.9297 | 3366.8647 | 3408.7997 | 13500.0426 | 13135.3178 | 12770.593 | 12405.8682 | 12041.1435 |  | 0.01722 |  |  |  |  | 1 | 1 | 1 | 1 | 1 | [5 empty] | 0.25911 | 3.7296 | 570.7763 | 26826.484 | 684.9315 | 0.11062 | 0.11106 | 0.10151 | 0.10341 | 0.070985 | 0.11062 | 0.11106 | 0.10151 | 0.10341 | 0.070985 | 100000 | 100000 | 0 | 0 | 0
5383 |  |  |  | 9795.2055 |  |  |  |  | 3789.9248 | 3831.1723 | 3872.4198 | 3913.6673 | 3954.9148 | 13759.7208 | 13387.9804 | 13016.24 | 12644.4996 | 12272.7592 |  | 0.10084 |  |  |  |  | 1 | 1 | 1 | 1 | 1 | [5 empty] | 0.89624 | 3.2977 | 570.7763 | 26826.484 | 684.9315 | 0.11018 | 0.1087 | 0.093479 | 0.050579 | 0.047738 | 0.11018 | 0.1087 | 0.093479 | 0.050579 | 0.047738 | 100000 | 100000 | 0 | 0 | 0
5384 |  |  |  | 9795.2055 |  |  |  |  | 3579.1665 | 3627.839 | 3676.5115 | 3725.184 | 3773.8565 | 11360.5233 | 11053.601 | 10746.6787 | 10439.7563 | 10132.834 |  | 0.13887 |  |  |  |  | 1 | 1 | 1 | 1 | 1 | [5 empty] | 0.65748 | 5.2953 | 570.7763 | 26826.484 | 684.9315 | 0.10874 | 0.1034 | 0.085092 | 0.048097 | 0.046192 | 0.10874 | 0.1034 | 0.085092 | 0.048097 | 0.046192 | 100000 | 100000 | 0 | 0 | 0
5385 |  |  |  | 9795.2055 |  |  |  |  | 3538.2065 | 3612.7015 | 3687.1965 | 3761.6915 | 3836.1865 | 11139.9714 | 10839.0076 | 10538.0438 | 10237.0801 | 9936.1163 |  | 0.41355 |  |  |  |  | 1 | 1 | 1 | 1 | 1 | [5 empty] | 0.62112 | 5.9394 | 570.7763 | 26826.484 | 684.9315 | 0.10712 | 0.095937 | 0.046338 | 0.042189 | 0.044237 | 0.10712 | 0.095937 | 0.046338 | 0.042189 | 0.044237 | 100000 | 100000 | 0 | 0 | 0
5386 |  |  |  | 9795.2055 |  |  |  |  | 3780.2433 | 3884.9858 | 3989.7283 | 4094.4708 | 4199.2133 | 10127.8551 | 9854.2352 | 9580.6154 | 9306.9955 | 9033.3756 |  | 0.49012 |  |  |  |  | 1 | 1 | 1 | 1 | 1 | [5 empty] | 1.164 | 5.6714 | 570.7763 | 26826.484 | 684.9315 | 0.10658 | 0.095747 | 0.045979 | 0.041031 | 0.043187 | 0.10658 | 0.095747 | 0.045979 | 0.041031 | 0.043187 | 100000 | 100000 | 0 | 0 | 0
5387 |  |  |  | 9795.2055 |  |  |  |  | 4252.4014 | 4419.0439 | 4585.6864 | 4752.3289 | 4918.9714 | 9318.1898 | 9066.4443 | 8814.6988 | 8562.9533 | 8311.2079 |  | 0.45986 |  |  |  |  | 1 | 1 | 1 | 1 | 1 | [5 empty] | 1.1463 | 4.248 | 570.7763 | 26826.484 | 684.9315 | 0.10709 | 0.095741 | 0.045991 | 0.041023 | 0.043172 | 0.10709 | 0.095741 | 0.045991 | 0.041023 | 0.043172 | 100000 | 100000 | 0 | 0 | 0
5388 |  |  |  | 9795.2055 |  |  |  |  | 4390.1762 | 4592.2937 | 4794.4112 | 4996.5287 | 5198.6462 | 8805.7974 | 8567.895 | 8329.9926 | 8092.0902 | 7854.1878 |  | 0.70317 |  |  |  |  | 1 | 1 | 1 | 1 | 1 | [5 empty] | 1.0093 | 3.6406 | 570.7763 | 26826.484 | 684.9315 | 0.10729 | 0.095731 | 0.046129 | 0.041005 | 0.04316 | 0.10729 | 0.095731 | 0.046129 | 0.041005 | 0.04316 | 100000 | 100000 | 0 | 0 | 0
5389 |  |  |  | 9795.2055 |  |  |  |  | 4265.8065 | 4529.7965 | 4793.7865 | 5057.7765 | 5321.7665 | 8043.1935 | 7825.8941 | 7608.5946 | 7391.2951 | 7173.9957 |  | 0.30368 |  |  |  |  | 1 | 1 | 1 | 1 | 1 | [5 empty] | 1.7155 | 3.344 | 570.7763 | 26826.484 | 684.9315 | 0.10717 | 0.096007 | 0.046087 | 0.041005 | 0.043175 | 0.10717 | 0.096008 | 0.046087 | 0.041005 | 0.043175 | 100000 | 100000 | 0 | 0 | 0
5390 |  |  |  | 9795.2055 |  |  |  |  | 4119.0949 | 4442.9774 | 4766.8599 | 5090.7424 | 5414.6249 | 7836.1479 | 7624.4421 | 7412.7363 | 7201.0305 | 6989.3247 |  | 0.22192 |  |  |  |  | 1 | 1 | 1 | 1 | 1 | [5 empty] | 1.5965 | 3.0558 | 570.7763 | 26826.484 | 684.9315 | 0.10713 | 0.09596 | 0.04613 | 0.041111 | 0.043188 | 0.10713 | 0.09596 | 0.04613 | 0.041111 | 0.043188 | 100000 | 100000 | 0 | 0 | 0
5391 |  |  |  | 9795.2055 |  |  |  |  | 3822.6929 | 4250.2454 | 4677.7979 | 5105.3504 | 5532.9029 | 7384.6007 | 7185.0942 | 6985.5876 | 6786.0811 | 6586.5745 |  | 0.39263 |  |  |  |  | 1 | 1 | 1 | 1 | 1 | [5 empty] | 1.7689 | 3.6088 | 570.7763 | 26826.484 | 684.9315 | 0.10716 | 0.096211 | 0.047362 | 0.041612 | 0.043159 | 0.10716 | 0.096211 | 0.047362 | 0.041612 | 0.043159 | 100000 | 100000 | 0 | 0 | 0
5392 |  |  |  | 9795.2055 |  |  |  |  | 3827.1612 | 4437.6379 | 5048.1146 | 5658.5912 | 6269.0679 | 7856.1966 | 7643.9491 | 7431.7017 | 7219.4542 | 7007.2068 |  | 0.35873 |  |  |  |  | 1 | 1 | 1 | 1 | 1 | [5 empty] | 1.8923 | 2.9807 | 570.7763 | 26826.484 | 684.9315 | 0.10988 | 0.10363 | 0.090453 | 0.046002 | 0.045125 | 0.10988 | 0.10363 | 0.090453 | 0.046002 | 0.045125 | 100000 | 100000 | 0 | 0 | 0
5393 |  |  |  | 9795.2055 |  |  |  |  | 4180.1627 | 4966.4952 | 5752.8277 | 6539.1602 | 7325.4927 | 8297.3005 | 8073.1359 | 7848.9714 | 7624.8068 | 7400.6422 |  | 0.23756 |  |  |  |  | 1 | 1 | 1 | 1 | 1 | [5 empty] | 1.4293 | 2.9505 | 570.7763 | 26826.484 | 684.9315 | 0.113 | 0.11187 | 0.097883 | 0.10159 | 0.091058 | 0.113 | 0.11187 | 0.097883 | 0.10159 | 0.091058 | 100000 | 100000 | 0 | 0 | 0
5394 |  |  |  | 9795.2055 |  |  |  |  | 4755.838 | 5589.0547 | 6422.2714 | 7255.488 | 8088.7047 | 8668.5088 | 8434.3154 | 8200.1221 | 7965.9288 | 7731.7354 |  | 0.08493 |  |  |  |  | 1 | 1 | 1 | 1 | 1 | [5 empty] | 1.8575 | 2.3433 | 570.7763 | 26826.484 | 684.9315 | 0.11581 | 0.11805 | 0.10241 | 0.10675 | 0.10779 | 0.11581 | 0.11805 | 0.10241 | 0.10675 | 0.10779 | 100000 | 100000 | 0 | 0 | 0
5395 |  |  |  | 9795.2055 |  |  |  |  | 5156.5021 | 5911.2921 | 6666.0821 | 7420.8721 | 8175.6621 | 9576.4752 | 9317.7517 | 9059.0283 | 8800.3048 | 8541.5813 |  | 0.01086 |  |  |  |  | 1 | 1 | 1 | 1 | 1 | [5 empty] | 3.1306 | 2.1112 | 570.7763 | 26826.484 | 684.9315 | 0.11603 | 0.14177 | 0.10588 | 0.1263 | 0.10925 | 0.11603 | 0.14177 | 0.10588 | 0.1263 | 0.10925 | 100000 | 100000 | 0 | 0 | 0
5396 |  |  |  | 9795.2055 |  |  |  |  | 5143.8417 | 5762.4576 | 6381.0734 | 6999.6892 | 7618.3051 | 9897.9752 | 9630.5659 | 9363.1566 | 9095.7473 | 8828.338 |  | 0 |  |  |  |  | 1 | 1 | 1 | 1 | 1 | [5 empty] | 4.0611 | 2.583 | 570.7763 | 26826.484 | 684.9315 | 0.1159 | 0.14064 | 0.10475 | 0.12544 | 0.10962 | 0.1159 | 0.14064 | 0.10475 | 0.12544 | 0.10962 | 100000 | 100000 | 0 | 0 | 0
5397 |  |  |  | 9795.2055 |  |  |  |  | 5039.5797 | 5593.683 | 6147.7864 | 6701.8897 | 7255.993 | 9155.703 | 8908.3473 | 8660.9917 | 8413.636 | 8166.2804 |  | 0 |  |  |  |  | 1 | 1 | 1 | 1 | 1 | [5 empty] | 4.9891 | 2.9057 | 570.7763 | 26826.484 | 684.9315 | 0.11574 | 0.1169 | 0.10419 | 0.10719 | 0.10953 | 0.11574 | 0.1169 | 0.10419 | 0.10719 | 0.10953 | 100000 | 100000 | 0 | 0 | 0
5398 |  |  |  | 9795.2055 |  |  |  |  | 4851.1633 | 5318.5075 | 5785.8516 | 6253.1958 | 6720.54 | 7232.6959 | 7037.2933 | 6841.8907 | 6646.4881 | 6451.0855 |  | 0 |  |  |  |  | 1 | 1 | 1 | 1 | 1 | [5 empty] | 4.0545 | 3.9296 | 570.7763 | 26826.484 | 684.9315 | 0.11475 | 0.11592 | 0.10203 | 0.10517 | 0.1078 | 0.11475 | 0.11592 | 0.10203 | 0.10517 | 0.1078 | 100000 | 100000 | 0 | 0 | 0
5399 |  |  |  | 9795.2055 |  |  |  |  | 3527.0355 | 3904.4305 | 4281.8255 | 4659.2205 | 5036.6155 | 4056.2728 | 3946.6862 | 3837.0997 | 3727.5131 | 3617.9265 |  | 0 |  |  |  |  | 1 | 1 | 1 | 1 | 1 | [5 empty] | 4.3419 | 4.2377 | 570.7763 | 26826.484 | 684.9315 | 0.11258 | 0.11135 | 0.10158 | 0.10479 | 0.10725 | 0.11258 | 0.11135 | 0.10158 | 0.10479 | 0.10725 | 100000 | 100000 | 0 | 0 | 0
5400 |  |  |  | 9795.2055 |  |  |  |  | 2771.8325 | 3078.005 | 3384.1775 | 3690.35 | 3996.5225 | 3125.9922 | 3041.5387 | 2957.0851 | 2872.6315 | 2788.1779 |  | 0 |  |  |  |  | 1 | 1 | 1 | 1 | 1 | [5 empty] | 4.6113 | 4.9063 | 570.7763 | 26826.484 | 684.9315 | 0.11136 | 0.11038 | 0.10144 | 0.10481 | 0.10697 | 0.11136 | 0.11038 | 0.10144 | 0.10481 | 0.10697 | 100000 | 100000 | 0 | 0 | 0
5401 |  |  |  | 9795.2055 |  |  |  |  | 2153.4662 | 2320.3562 | 2487.2462 | 2654.1362 | 2821.0262 | 3370.8437 | 3279.7751 | 3188.7065 | 3097.6379 | 3006.5692 |  | 0 |  |  |  |  | 1 | 1 | 1 | 1 | 1 | [5 empty] | 4.9986 | 4.9862 | 570.7763 | 26826.484 | 684.9315 | 0.11134 | 0.11032 | 0.1014 | 0.10481 | 0.10695 | 0.11135 | 0.11032 | 0.1014 | 0.10481 | 0.10695 | 100000 | 100000 | 0 | 0 | 0
5402 |  |  |  | 9795.2055 |  |  |  |  | 1937.1499 | 2046.8974 | 2156.6449 | 2266.3924 | 2376.1399 | 3281.3836 | 3192.7319 | 3104.0802 | 3015.4285 | 2926.7768 |  | 0 |  |  |  |  | 1 | 1 | 1 | 1 | 1 | [5 empty] | 5.2027 | 5.6598 | 570.7763 | 26826.484 | 684.9315 | 0.11134 | 0.11031 | 0.10139 | 0.10484 | 0.10695 | 0.11134 | 0.11031 | 0.10139 | 0.10484 | 0.10696 | 100000 | 100000 | 0 | 0 | 0
5403 |  |  |  | 9795.2055 |  |  |  |  | 1858.0826 | 1913.9051 | 1969.7276 | 2025.5501 | 2081.3726 | 4154.4766 | 4042.237 | 3929.9973 | 3817.7576 | 3705.5179 |  | 0 |  |  |  |  | 1 | 1 | 1 | 1 | 1 | [5 empty] | 5.1877 | 5.7861 | 570.7763 | 26826.484 | 684.9315 | 0.11134 | 0.11029 | 0.10121 | 0.10476 | 0.10685 | 0.11134 | 0.11029 | 0.10121 | 0.10476 | 0.10685 | 100000 | 100000 | 0 | 0 | 0
5404 |  |  |  | 9795.2055 |  |  |  |  | 1904.3295 | 1955.642 | 2006.9545 | 2058.267 | 2109.5795 | 6662.5039 | 6482.5059 | 6302.508 | 6122.51 | 5942.512 |  | 0 |  |  |  |  | 1 | 1 | 1 | 1 | 1 | [5 empty] | 6.4517 | 6.6768 | 570.7763 | 26826.484 | 684.9315 | 0.10649 | 0.10078 | 0.08953 | 0.058927 | 0.0529 | 0.10649 | 0.10078 | 0.08953 | 0.058927 | 0.0529 | 100000 | 100000 | 0 | 0 | 0
5405 |  |  |  | 9795.2055 |  |  |  |  | 2170.6224 | 2221.4399 | 2272.2574 | 2323.0749 | 2373.8924 | 12506.9137 | 12169.0198 | 11831.126 | 11493.2321 | 11155.3383 |  | 0 |  |  |  |  | 1 | 1 | 1 | 1 | 1 | [5 empty] | 6.3858 | 5.6275 | 570.7763 | 26826.484 | 684.9315 | 0.10787 | 0.10105 | 0.089532 | 0.062798 | 0.056082 | 0.10787 | 0.10105 | 0.089532 | 0.062798 | 0.056082 | 100000 | 100000 | 0 | 0 | 0
5406 |  |  |  | 9795.2055 |  |  |  |  | 2571.1805 | 2612.8405 | 2654.5005 | 2696.1605 | 2737.8205 | 14759.855 | 14361.0944 | 13962.3338 | 13563.5732 | 13164.8126 |  | 0.01993 |  |  |  |  | 1 | 1 | 1 | 1 | 1 | [5 empty] | 6.6389 | 4.1349 | 570.7763 | 26826.484 | 684.9315 | 0.10778 | 0.10078 | 0.088798 | 0.052107 | 0.048201 | 0.10778 | 0.10078 | 0.088798 | 0.052107 | 0.048201 | 100000 | 100000 | 0 | 0 | 0
5407 |  |  |  | 9795.2055 |  |  |  |  | 2931.4591 | 2972.5691 | 3013.6791 | 3054.7891 | 3095.8991 | 15043.2092 | 14636.7934 | 14230.3775 | 13823.9617 | 13417.5458 |  | 0.03085 |  |  |  |  | 1 | 1 | 1 | 1 | 1 | [5 empty] | 5.8265 | 4.2372 | 570.7763 | 26826.484 | 684.9315 | 0.10523 | 0.090803 | 0.04877 | 0.043857 | 0.044189 | 0.10523 | 0.090803 | 0.04877 | 0.043857 | 0.044189 | 100000 | 100000 | 0 | 0 | 0
5408 |  |  |  | 9795.2055 |  |  |  |  | 3257.4254 | 3334.3954 | 3411.3654 | 3488.3354 | 3565.3054 | 12416.8132 | 12081.3536 | 11745.8939 | 11410.4343 | 11074.9746 |  | 0.08187 |  |  |  |  | 1 | 1 | 1 | 1 | 1 | [5 empty] | 4.3955 | 6.3181 | 570.7763 | 26826.484 | 684.9315 | 0.099812 | 0.044541 | 0.04234 | 0.041306 | 0.043057 | 0.099812 | 0.044541 | 0.04234 | 0.041306 | 0.043057 | 100000 | 100000 | 0 | 0 | 0
5409 |  |  |  | 9795.2055 |  |  |  |  | 3908.6121 | 4033.1821 | 4157.7521 | 4282.3221 | 4406.8921 | 12175.5202 | 11846.5794 | 11517.6387 | 11188.698 | 10859.7572 |  | 0.20093 |  |  |  |  | 1 | 1 | 1 | 1 | 1 | [5 empty] | 2.493 | 5.5563 | 570.7763 | 26826.484 | 684.9315 | 0.093207 | 0.035552 | 0.036814 | 0.036536 | 0.041599 | 0.093207 | 0.035552 | 0.036814 | 0.036536 | 0.041599 | 100000 | 100000 | 0 | 0 | 0
5410 |  |  |  | 9795.2055 |  |  |  |  | 4383.0162 | 4641.3137 | 4899.6112 | 5157.9087 | 5416.2062 | 11068.251 | 10769.2249 | 10470.1988 | 10171.1726 | 9872.1465 |  | 0.09672 |  |  |  |  | 1 | 1 | 1 | 1 | 1 | [5 empty] | 2.5542 | 3.6956 | 570.7763 | 26826.484 | 684.9315 | 0.091287 | 0.022846 | 0.021925 | 0.034608 | 0.038326 | 0.091287 | 0.022846 | 0.021925 | 0.034608 | 0.038326 | 100000 | 100000 | 0 | 0 | 0
5411 |  |  |  | 9795.2055 |  |  |  |  | 4826.8376 | 5156.0826 | 5485.3276 | 5814.5726 | 6143.8176 | 10182.6037 | 9907.5047 | 9632.4057 | 9357.3067 | 9082.2078 |  | 0.28589 |  |  |  |  | 1 | 1 | 1 | 1 | 1 | [5 empty] | 2.5642 | 3.492 | 570.7763 | 26826.484 | 684.9315 | 0.09099 | 0.021284 | 0.017371 | 0.034548 | 0.038258 | 0.09099 | 0.021283 | 0.017371 | 0.034548 | 0.038258 | 100000 | 100000 | 0 | 0 | 0
5412 |  |  |  | 9795.2055 |  |  |  |  | 4885.7651 | 5326.7926 | 5767.8201 | 6208.8476 | 6649.8751 | 9620.5925 | 9360.6772 | 9100.7618 | 8840.8464 | 8580.9311 |  | 0.10682 |  |  |  |  | 1 | 1 | 1 | 1 | 1 | [5 empty] | 2.5429 | 4.3654 | 570.7763 | 26826.484 | 684.9315 | 0.092079 | 0.021564 | 0.017925 | 0.034626 | 0.038327 | 0.092079 | 0.021564 | 0.017925 | 0.034626 | 0.038327 | 100000 | 100000 | 0 | 0 | 0
5413 |  |  |  | 9795.2055 |  |  |  |  | 4713.458 | 5224.938 | 5736.418 | 6247.898 | 6759.378 | 8787.5821 | 8550.1718 | 8312.7615 | 8075.3512 | 7837.9409 |  | 0.27132 |  |  |  |  | 1 | 1 | 1 | 1 | 1 | [5 empty] | 2.7666 | 5.9715 | 570.7763 | 26826.484 | 684.9315 | 0.092755 | 0.023278 | 0.018252 | 0.035384 | 0.038675 | 0.092755 | 0.023278 | 0.018252 | 0.035384 | 0.038675 | 100000 | 100000 | 0 | 0 | 0
5414 |  |  |  | 9795.2055 |  |  |  |  | 4872.3386 | 5380.6011 | 5888.8636 | 6397.1261 | 6905.3886 | 8560.6226 | 8329.344 | 8098.0654 | 7866.7867 | 7635.5081 |  | 0.43641 |  |  |  |  | 1 | 1 | 1 | 1 | 1 | [5 empty] | 3.2547 | 6.9012 | 570.7763 | 26826.484 | 684.9315 | 0.09282 | 0.023767 | 0.023182 | 0.035836 | 0.038718 | 0.09282 | 0.023767 | 0.023182 | 0.035836 | 0.038718 | 100000 | 100000 | 0 | 0 | 0
5415 |  |  |  | 9795.2055 |  |  |  |  | 5041.6621 | 5531.3079 | 6020.9537 | 6510.5996 | 7000.2454 | 8067.2614 | 7849.3117 | 7631.362 | 7413.4123 | 7195.4626 |  | 0.0909 |  |  |  |  | 1 | 1 | 1 | 1 | 1 | [5 empty] | 2.8041 | 7.5184 | 570.7763 | 26826.484 | 684.9315 | 0.09346 | 0.027816 | 0.032239 | 0.036672 | 0.039746 | 0.09346 | 0.027816 | 0.032239 | 0.036672 | 0.039746 | 100000 | 100000 | 0 | 0 | 0
5416 |  |  |  | 9795.2055 |  |  |  |  | 5090.1467 | 5560.6534 | 6031.1601 | 6501.6667 | 6972.1734 | 8584.5924 | 8352.6662 | 8120.74 | 7888.8138 | 7656.8876 |  | 0.04511 |  |  |  |  | 1 | 1 | 1 | 1 | 1 | [5 empty] | 2.0301 | 7.6739 | 570.7763 | 26826.484 | 684.9315 | 0.09668 | 0.036974 | 0.037686 | 0.03972 | 0.041792 | 0.09668 | 0.036974 | 0.037686 | 0.03972 | 0.041792 | 100000 | 100000 | 0 | 0 | 0
5417 |  |  |  | 9795.2055 |  |  |  |  | 5398.9569 | 5879.0878 | 6359.2186 | 6839.3494 | 7319.4803 | 9067.1784 | 8822.2144 | 8577.2504 | 8332.2864 | 8087.3224 |  | 0.04528 |  |  |  |  | 1 | 1 | 1 | 1 | 1 | [5 empty] | 2.8083 | 7.4259 | 570.7763 | 26826.484 | 684.9315 | 0.1019 | 0.043905 | 0.041944 | 0.041711 | 0.04317 | 0.10191 | 0.043905 | 0.041944 | 0.041711 | 0.04317 | 100000 | 100000 | 0 | 0 | 0
5418 |  |  |  | 9795.2055 |  |  |  |  | 5514.5743 | 6034.5793 | 6554.5843 | 7074.5893 | 7594.5943 | 9471.2789 | 9215.3975 | 8959.516 | 8703.6346 | 8447.7532 |  | 0.01713 |  |  |  |  | 1 | 1 | 1 | 1 | 1 | [5 empty] | 5.1857 | 7.6318 | 570.7763 | 26826.484 | 684.9315 | 0.10514 | 0.091395 | 0.048256 | 0.043822 | 0.044575 | 0.10514 | 0.091395 | 0.048256 | 0.043822 | 0.044575 | 100000 | 100000 | 0 | 0 | 0
5419 |  |  |  | 9795.2055 |  |  |  |  | 5349.7263 | 5833.2122 | 6316.698 | 6800.1838 | 7283.6697 | 10465.0184 | 10182.2896 | 9899.5607 | 9616.8319 | 9334.103 |  | 0.00644 |  |  |  |  | 1 | 1 | 1 | 1 | 1 | [5 empty] | 4.562 | 7.3574 | 570.7763 | 26826.484 | 684.9315 | 0.10579 | 0.095249 | 0.078358 | 0.046256 | 0.045912 | 0.10579 | 0.095249 | 0.078358 | 0.046256 | 0.045912 | 100000 | 100000 | 0 | 0 | 0
5420 |  |  |  | 9795.2055 |  |  |  |  | 5067.0233 | 5484.9516 | 5902.8799 | 6320.8083 | 6738.7366 | 10815.4428 | 10523.2467 | 10231.0506 | 9938.8545 | 9646.6584 |  | 0 |  |  |  |  | 1 | 1 | 1 | 1 | 1 | [5 empty] | 7.3206 | 7.7829 | 570.7763 | 26826.484 | 684.9315 | 0.1064 | 0.092453 | 0.074487 | 0.045905 | 0.045043 | 0.1064 | 0.092453 | 0.074487 | 0.045905 | 0.045043 | 100000 | 100000 | 0 | 0 | 0
5421 |  |  |  | 9795.2055 |  |  |  |  | 4905.9049 | 5314.3183 | 5722.7316 | 6131.1449 | 6539.5583 | 10000.6235 | 9730.441 | 9460.2585 | 9190.076 | 8919.8935 |  | 0 |  |  |  |  | 1 | 1 | 1 | 1 | 1 | [5 empty] | 9.5726 | 8.3343 | 570.7763 | 26826.484 | 684.9315 | 0.10311 | 0.079132 | 0.045904 | 0.043035 | 0.044706 | 0.1031 | 0.079132 | 0.045904 | 0.043035 | 0.044705 | 100000 | 100000 | 0 | 0 | 0
5422 |  |  |  | 9795.2055 |  |  |  |  | 4941.709 | 5298.6448 | 5655.5807 | 6012.5165 | 6369.4523 | 7896.8961 | 7683.5491 | 7470.2021 | 7256.8551 | 7043.5081 |  | 0 |  |  |  |  | 1 | 1 | 1 | 1 | 1 | [5 empty] | 0.80463 | 7.255 | 570.7763 | 26826.484 | 684.9315 | 0.09913 | 0.044082 | 0.04346 | 0.042892 | 0.044325 | 0.09913 | 0.044082 | 0.04346 | 0.042892 | 0.044325 | 100000 | 100000 | 0 | 0 | 0
5423 |  |  |  | 9795.2055 |  |  |  |  | 3975.7447 | 4325.6956 | 4675.6464 | 5025.5972 | 5375.5481 | 4423.8961 | 4304.3777 | 4184.8592 | 4065.3407 | 3945.8222 |  | 0 |  |  |  |  | 1 | 1 | 1 | 1 | 1 | [5 empty] | 8.2733 | 5.5493 | 570.7763 | 26826.484 | 684.9315 | 0.096894 | 0.043976 | 0.042913 | 0.042847 | 0.044275 | 0.096894 | 0.043976 | 0.042913 | 0.042847 | 0.044275 | 100000 | 100000 | 0 | 0 | 0
5424 |  |  |  | 9795.2055 |  |  |  |  | 3019.2636 | 3401.2786 | 3783.2936 | 4165.3086 | 4547.3236 | 3675.9179 | 3576.6072 | 3477.2965 | 3377.9858 | 3278.6752 |  | 0 |  |  |  |  | 1 | 1 | 1 | 1 | 1 | [5 empty] | 7.6769 | 4.9182 | 570.7763 | 26826.484 | 684.9315 | 0.096478 | 0.043944 | 0.042908 | 0.042812 | 0.044281 | 0.096478 | 0.043944 | 0.042908 | 0.042812 | 0.044281 | 100000 | 100000 | 0 | 0 | 0
5425 |  |  |  | 9795.2055 |  |  |  |  | 2474.5858 | 2787.0283 | 3099.4708 | 3411.9133 | 3724.3558 | 3965.7628 | 3858.6215 | 3751.4802 | 3644.3389 | 3537.1976 |  | 0 |  |  |  |  | 1 | 1 | 1 | 1 | 1 | [5 empty] | 9.3412 | 8.2355 | 570.7763 | 26826.484 | 684.9315 | 0.09642 | 0.04367 | 0.042905 | 0.042804 | 0.04433 | 0.09642 | 0.04367 | 0.042905 | 0.042804 | 0.04433 | 100000 | 100000 | 0 | 0 | 0
5426 |  |  |  | 9795.2055 |  |  |  |  | 2183.1943 | 2397.6868 | 2612.1793 | 2826.6718 | 3041.1643 | 3862.2518 | 3757.9071 | 3653.5623 | 3549.2175 | 3444.8727 |  | 0 |  |  |  |  | 1 | 1 | 1 | 1 | 1 | [5 empty] | 10.2282 | 9.8037 | 570.7763 | 26826.484 | 684.9315 | 0.096316 | 0.04358 | 0.042907 | 0.042807 | 0.04432 | 0.096316 | 0.04358 | 0.042907 | 0.042807 | 0.04432 | 100000 | 100000 | 0 | 0 | 0
5427 |  |  |  | 9795.2055 |  |  |  |  | 2091.2939 | 2189.6298 | 2287.9656 | 2386.3014 | 2484.6373 | 4895.1106 | 4762.8615 | 4630.6124 | 4498.3634 | 4366.1143 |  | 0 |  |  |  |  | 1 | 1 | 1 | 1 | 1 | [5 empty] | 9.1794 | 10.1913 | 570.7763 | 26826.484 | 684.9315 | 0.096357 | 0.043639 | 0.04291 | 0.042829 | 0.044333 | 0.096357 | 0.043639 | 0.04291 | 0.042829 | 0.044333 | 100000 | 100000 | 0 | 0 | 0
5428 |  |  |  | 9795.2055 |  |  |  |  | 2148.8251 | 2204.0701 | 2259.3151 | 2314.5601 | 2369.8051 | 7851.0413 | 7638.9332 | 7426.825 | 7214.7168 | 7002.6087 |  | 0 |  |  |  |  | 1 | 1 | 1 | 1 | 1 | [5 empty] | 9.4383 | 9.2227 | 570.7763 | 26826.484 | 684.9315 | 0.07631 | 0.018038 | 0.036972 | 0.040574 | 0.043169 | 0.07631 | 0.018038 | 0.036972 | 0.040573 | 0.043169 | 100000 | 100000 | 0 | 0 | 0
5429 |  |  |  | 9795.2055 |  |  |  |  | 2342.3389 | 2385.0989 | 2427.8589 | 2470.6189 | 2513.3789 | 14765.9062 | 14366.9821 | 13968.0581 | 13569.134 | 13170.2099 |  | 0 |  |  |  |  | 1 | 1 | 1 | 1 | 1 | [5 empty] | 11.9033 | 9.9438 | 570.7763 | 26826.484 | 684.9315 | 0.074717 | 0.017906 | 0.036612 | 0.039903 | 0.041985 | 0.074717 | 0.017906 | 0.036612 | 0.039903 | 0.041985 | 100000 | 100000 | 0 | 0 | 0
5430 |  |  |  | 9795.2055 |  |  |  |  | 2614.3042 | 2655.4142 | 2696.5242 | 2737.6342 | 2778.7442 | 17429.7126 | 16958.8217 | 16487.9307 | 16017.0397 | 15546.1487 |  | 0.00298 |  |  |  |  | 1 | 1 | 1 | 1 | 1 | [5 empty] | 12.3266 | 11.0243 | 570.7763 | 26826.484 | 684.9315 | 0.074907 | 0.018788 | 0.033956 | 0.039814 | 0.041691 | 0.074907 | 0.018788 | 0.033956 | 0.039814 | 0.041691 | 100000 | 100000 | 0 | 0 | 0
5431 |  |  |  | 9795.2055 |  |  |  |  | 3238.1808 | 3278.6033 | 3319.0258 | 3359.4483 | 3399.8708 | 17763.2604 | 17283.3581 | 16803.4558 | 16323.5535 | 15843.6512 |  | 0.01155 |  |  |  |  | 1 | 1 | 1 | 1 | 1 | [5 empty] | 12.035 | 11.3638 | 570.7763 | 26826.484 | 684.9315 | 0.076528 | 0.017993 | 0.0099647 | 0.037511 | 0.040712 | 0.076528 | 0.017993 | 0.0099647 | 0.037511 | 0.040712 | 100000 | 100000 | 0 | 0 | 0
5432 |  |  |  | 9795.2055 |  |  |  |  | 4189.3123 | 4230.1473 | 4270.9823 | 4311.8173 | 4352.6523 | 14655.4811 | 14259.5403 | 13863.5995 | 13467.6588 | 13071.718 |  | 0.03242 |  |  |  |  | 1 | 1 | 1 | 1 | 1 | [5 empty] | 11.5745 | 11.2031 | 570.7763 | 26826.484 | 684.9315 | 0.07668 | 0.0096471 | 0.0076119 | 0.032989 | 0.038295 | 0.07668 | 0.0096471 | 0.0076119 | 0.032989 | 0.038295 | 100000 | 100000 | 0 | 0 | 0
5433 |  |  |  | 9795.2055 |  |  |  |  | 5072.4525 | 5131.9325 | 5191.4125 | 5250.8925 | 5310.3725 | 14370.2377 | 13982.0032 | 13593.7687 | 13205.5343 | 12817.2998 |  | 0.08771 |  |  |  |  | 1 | 1 | 1 | 1 | 1 | [5 empty] | 12.2522 | 10.803 | 570.7763 | 26826.484 | 684.9315 | 0.076141 | 0.0072637 | 0.0036285 | 0.0079997 | 0.029496 | 0.076141 | 0.0072637 | 0.0036285 | 0.0079997 | 0.029495 | 100000 | 100000 | 0 | 0 | 0
5434 |  |  |  | 9795.2055 |  |  |  |  | 5687.3632 | 5761.6107 | 5835.8582 | 5910.1057 | 5984.3532 | 13061.3386 | 12708.4661 | 12355.5936 | 12002.7211 | 11649.8486 |  | 0.07505 |  |  |  |  | 1 | 1 | 1 | 1 | 1 | [5 empty] | 11.0496 | 10.4512 | 570.7763 | 26826.484 | 684.9315 | 0.074822 | 0.0066917 | 0.0014816 | 0.0021455 | 0.0033689 | 0.074822 | 0.0066917 | 0.0014816 | 0.0021456 | 0.0033689 | 100000 | 100000 | 0 | 0 | 0
5435 |  |  |  | 9795.2055 |  |  |  |  | 6308.9982 | 6424.8782 | 6540.7582 | 6656.6382 | 6772.5182 | 12014.68 | 11690.0846 | 11365.4892 | 11040.8938 | 10716.2984 |  | 0.10255 |  |  |  |  | 1 | 1 | 1 | 1 | 1 | [5 empty] | 10.5709 | 10.1717 | 570.7763 | 26826.484 | 684.9315 | 0.074921 | 0.0066914 | 0.0014821 | 0.0021508 | 0.0033272 | 0.074921 | 0.0066914 | 0.0014821 | 0.0021508 | 0.0033272 | 100000 | 100000 | 0 | 0 | 0
5436 |  |  |  | 9795.2055 |  |  |  |  | 6202.9019 | 6373.8344 | 6544.7669 | 6715.6994 | 6886.6319 | 11347.5726 | 11041.0002 | 10734.4278 | 10427.8553 | 10121.2829 |  | 0.14531 |  |  |  |  | 1 | 1 | 1 | 1 | 1 | [5 empty] | 9.995 | 9.7224 | 570.7763 | 26826.484 | 684.9315 | 0.079095 | 0.0066688 | 0.0014658 | 0.0022203 | 0.0037376 | 0.079095 | 0.0066688 | 0.0014658 | 0.0022203 | 0.0037376 | 100000 | 100000 | 0 | 0 | 0
5437 |  |  |  | 9795.2055 |  |  |  |  | 5556.6106 | 5795.8506 | 6035.0906 | 6274.3306 | 6513.5706 | 10365.3285 | 10085.2929 | 9805.2573 | 9525.2218 | 9245.1862 |  | 0.49063 |  |  |  |  | 1 | 1 | 1 | 1 | 1 | [5 empty] | 9.7879 | 9.8345 | 570.7763 | 26826.484 | 684.9315 | 0.078892 | 0.0066628 | 0.0014734 | 0.0022233 | 0.0032879 | 0.078892 | 0.0066628 | 0.0014735 | 0.0022233 | 0.0032879 | 100000 | 100000 | 0 | 0 | 0
5438 |  |  |  | 9795.2055 |  |  |  |  | 5150.9041 | 5482.3766 | 5813.8491 | 6145.3216 | 6476.7941 | 10096.1857 | 9823.4215 | 9550.6572 | 9277.893 | 9005.1287 |  | 0.17884 |  |  |  |  | 1 | 1 | 1 | 1 | 1 | [5 empty] | 9.0465 | 10.1373 | 570.7763 | 26826.484 | 684.9315 | 0.079381 | 0.0076074 | 0.0014781 | 0.0021274 | 0.0033081 | 0.079381 | 0.0076074 | 0.0014781 | 0.0021274 | 0.0033081 | 100000 | 100000 | 0 | 0 | 0
5439 |  |  |  | 9795.2055 |  |  |  |  | 4955.8959 | 5271.1984 | 5586.5009 | 5901.8034 | 6217.1059 | 9514.1998 | 9257.1588 | 9000.1178 | 8743.0768 | 8486.0358 |  | 0.35175 |  |  |  |  | 1 | 1 | 1 | 1 | 1 | [5 empty] | 7.7339 | 11.3864 | 570.7763 | 26826.484 | 684.9315 | 0.079228 | 0.0092829 | 0.001479 | 0.0025394 | 0.0036133 | 0.079228 | 0.0092829 | 0.001479 | 0.0025394 | 0.0036133 | 100000 | 100000 | 0 | 0 | 0
5440 |  |  |  | 9795.2055 |  |  |  |  | 4939.4585 | 5291.5543 | 5643.6501 | 5995.746 | 6347.8418 | 10128.3989 | 9854.7644 | 9581.1298 | 9307.4953 | 9033.8607 |  | 0.33309 |  |  |  |  | 1 | 1 | 1 | 1 | 1 | [5 empty] | 7.9384 | 12.4952 | 570.7763 | 26826.484 | 684.9315 | 0.079277 | 0.010093 | 0.0035864 | 0.0069576 | 0.019758 | 0.079277 | 0.010093 | 0.0035864 | 0.0069575 | 0.019758 | 100000 | 100000 | 0 | 0 | 0
5441 |  |  |  | 9795.2055 |  |  |  |  | 5260.7362 | 5654.0812 | 6047.4262 | 6440.7712 | 6834.1162 | 10698.8857 | 10409.8386 | 10120.7914 | 9831.7443 | 9542.6971 |  | 0.12024 |  |  |  |  | 1 | 1 | 1 | 1 | 1 | [5 empty] | 6.2335 | 12.1774 | 570.7763 | 26826.484 | 684.9315 | 0.080676 | 0.011393 | 0.0070705 | 0.030261 | 0.03587 | 0.080676 | 0.011393 | 0.0070705 | 0.030261 | 0.03587 | 100000 | 100000 | 0 | 0 | 0
5442 |  |  |  | 9795.2055 |  |  |  |  | 5493.1022 | 6006.2322 | 6519.3622 | 7032.4922 | 7545.6222 | 11172.7496 | 10870.9003 | 10569.051 | 10267.2017 | 9965.3524 |  | 0.01019 |  |  |  |  | 1 | 1 | 1 | 1 | 1 | [5 empty] | 6.086 | 14.3667 | 570.7763 | 26826.484 | 684.9315 | 0.088462 | 0.044081 | 0.014062 | 0.039131 | 0.041245 | 0.088462 | 0.044081 | 0.014062 | 0.039131 | 0.041245 | 100000 | 100000 | 0 | 0 | 0
5443 |  |  |  | 9795.2055 |  |  |  |  | 5369.0741 | 5890.0141 | 6410.9541 | 6931.8941 | 7452.8341 | 12348.2301 | 12014.6233 | 11681.0166 | 11347.4098 | 11013.803 |  | 0 |  |  |  |  | 1 | 1 | 1 | 1 | 1 | [5 empty] | 6.3667 | 15.8276 | 570.7763 | 26826.484 | 684.9315 | 0.08793 | 0.058693 | 0.02586 | 0.040901 | 0.041567 | 0.087931 | 0.058692 | 0.025859 | 0.040901 | 0.041567 | 100000 | 100000 | 0 | 0 | 0
5444 |  |  |  | 9795.2055 |  |  |  |  | 5177.8017 | 5666.1551 | 6154.5084 | 6642.8617 | 7131.2151 | 12759.9874 | 12415.2564 | 12070.5253 | 11725.7943 | 11381.0633 |  | 0 |  |  |  |  | 1 | 1 | 1 | 1 | 1 | [5 empty] | 7.9314 | 13.6749 | 570.7763 | 26826.484 | 684.9315 | 0.087944 | 0.060345 | 0.029289 | 0.040876 | 0.042083 | 0.087944 | 0.060345 | 0.029289 | 0.040876 | 0.042083 | 100000 | 100000 | 0 | 0 | 0
5445 |  |  |  | 9795.2055 |  |  |  |  | 4993.2538 | 5388.0563 | 5782.8588 | 6177.6613 | 6572.4638 | 11791.5289 | 11472.9623 | 11154.3957 | 10835.8291 | 10517.2625 |  | 0 |  |  |  |  | 1 | 1 | 1 | 1 | 1 | [5 empty] | 9.2188 | 15.742 | 570.7763 | 26826.484 | 684.9315 | 0.091429 | 0.065481 | 0.028701 | 0.040865 | 0.042092 | 0.091429 | 0.065481 | 0.028702 | 0.040865 | 0.042092 | 100000 | 100000 | 0 | 0 | 0
5446 |  |  |  | 9795.2055 |  |  |  |  | 4796.0042 | 5117.1917 | 5438.3792 | 5759.5667 | 6080.7542 | 9304.851 | 9053.4659 | 8802.0808 | 8550.6957 | 8299.3106 |  | 0 |  |  |  |  | 1 | 1 | 1 | 1 | 1 | [5 empty] | 8.165 | 10.8628 | 570.7763 | 26826.484 | 684.9315 | 0.091406 | 0.066948 | 0.028172 | 0.040882 | 0.041963 | 0.091406 | 0.066948 | 0.028172 | 0.040882 | 0.041963 | 100000 | 100000 | 0 | 0 | 0
5447 |  |  |  | 9795.2055 |  |  |  |  | 3578.8846 | 3855.1946 | 4131.5046 | 4407.8146 | 4684.1246 | 5203.3356 | 5062.7593 | 4922.1831 | 4781.6068 | 4641.0306 |  | 0 |  |  |  |  | 1 | 1 | 1 | 1 | 1 | [5 empty] | 8.4528 | 9.1448 | 570.7763 | 26826.484 | 684.9315 | 0.090481 | 0.064203 | 0.028255 | 0.040768 | 0.041505 | 0.090481 | 0.064203 | 0.028255 | 0.040768 | 0.041505 | 100000 | 100000 | 0 | 0 | 0
5448 |  |  |  | 9795.2055 |  |  |  |  | 2534.9872 | 2743.9797 | 2952.9722 | 3161.9647 | 3370.9572 | 5160.3922 | 5020.9761 | 4881.56 | 4742.144 | 4602.7279 |  | 0 |  |  |  |  | 1 | 1 | 1 | 1 | 1 | [5 empty] | 8.2662 | 9.4753 | 570.7763 | 26826.484 | 684.9315 | 0.090716 | 0.063197 | 0.027923 | 0.040737 | 0.041485 | 0.090716 | 0.063197 | 0.027923 | 0.040737 | 0.041485 | 100000 | 100000 | 0 | 0 | 0
5449 |  |  |  | 9795.2055 |  |  |  |  | 2105.3791 | 2206.3541 | 2307.3291 | 2408.3041 | 2509.2791 | 5529.5047 | 5380.1165 | 5230.7282 | 5081.34 | 4931.9518 |  | 0 |  |  |  |  | 1 | 1 | 1 | 1 | 1 | [5 empty] | 9.6656 | 6.3076 | 570.7763 | 26826.484 | 684.9315 | 0.091455 | 0.064857 | 0.028019 | 0.040736 | 0.04148 | 0.091455 | 0.064857 | 0.028019 | 0.040736 | 0.04148 | 100000 | 100000 | 0 | 0 | 0
5450 |  |  |  | 9795.2055 |  |  |  |  | 1942.9663 | 1993.4538 | 2043.9413 | 2094.4288 | 2144.9163 | 5755.5161 | 5600.0218 | 5444.5275 | 5289.0332 | 5133.539 |  | 0 |  |  |  |  | 1 | 1 | 1 | 1 | 1 | [5 empty] | 10.4444 | 5.274 | 570.7763 | 26826.484 | 684.9315 | 0.092026 | 0.06617 | 0.028237 | 0.040729 | 0.041632 | 0.092026 | 0.06617 | 0.028237 | 0.040729 | 0.041632 | 100000 | 100000 | 0 | 0 | 0
5451 |  |  |  | 9795.2055 |  |  |  |  | 1895.8142 | 1937.7492 | 1979.6842 | 2021.6192 | 2063.5542 | 6757.5188 | 6574.9539 | 6392.3889 | 6209.824 | 6027.259 |  | 0 |  |  |  |  | 1 | 1 | 1 | 1 | 1 | [5 empty] | 11.3682 | 5.8803 | 570.7763 | 26826.484 | 684.9315 | 0.094306 | 0.066972 | 0.028571 | 0.04078 | 0.041623 | 0.094306 | 0.066972 | 0.028571 | 0.04078 | 0.041623 | 100000 | 100000 | 0 | 0 | 0
5452 |  |  |  | 9795.2055 |  |  |  |  | 1930.9911 | 1973.0636 | 2015.1361 | 2057.2086 | 2099.2811 | 9559.1529 | 9300.8974 | 9042.642 | 8784.3865 | 8526.131 |  | 0 |  |  |  |  | 1 | 1 | 1 | 1 | 1 | [5 empty] | 11.4228 | 4.0051 | 570.7763 | 26826.484 | 684.9315 | 0.09499 | 0.064415 | 0.027642 | 0.040596 | 0.041726 | 0.094989 | 0.064415 | 0.027642 | 0.040596 | 0.041726 | 100000 | 100000 | 0 | 0 | 0
5453 |  |  |  | 9795.2055 |  |  |  |  | 2424.9656 | 2465.8006 | 2506.6356 | 2547.4706 | 2588.3056 | 15959.6576 | 15528.4824 | 15097.3073 | 14666.1322 | 14234.957 |  | 0 |  |  |  |  | 1 | 1 | 1 | 1 | 1 | [5 empty] | 11.945 | 3.3986 | 570.7763 | 26826.484 | 684.9315 | 0.099099 | 0.071638 | 0.031169 | 0.041428 | 0.042422 | 0.099099 | 0.071638 | 0.031169 | 0.041428 | 0.042422 | 100000 | 100000 | 0 | 0 | 0
5454 |  |  |  | 9795.2055 |  |  |  |  | 3257.2378 | 3299.9978 | 3342.7578 | 3385.5178 | 3428.2778 | 19545.2503 | 19017.2048 | 18489.1592 | 17961.1137 | 17433.0682 |  | 0 |  |  |  |  | 1 | 1 | 1 | 1 | 1 | [5 empty] | 12.9087 | 3.4566 | 570.7763 | 26826.484 | 684.9315 | 0.10235 | 0.08961 | 0.041991 | 0.042518 | 0.04395 | 0.10235 | 0.08961 | 0.041991 | 0.042518 | 0.04395 | 100000 | 100000 | 0 | 0 | 0
5455 |  |  |  | 9795.2055 |  |  |  |  | 3808.8426 | 3851.3276 | 3893.8126 | 3936.2976 | 3978.7826 | 19684.4179 | 19152.6126 | 18620.8072 | 18089.0018 | 17557.1965 |  | 0.0356 |  |  |  |  | 1 | 1 | 1 | 1 | 1 | [5 empty] | 12.0564 | 2.8071 | 570.7763 | 26826.484 | 684.9315 | 0.10528 | 0.095286 | 0.043043 | 0.044006 | 0.044489 | 0.10528 | 0.095286 | 0.043043 | 0.044006 | 0.044489 | 100000 | 100000 | 0 | 0 | 0
5456 |  |  |  | 9795.2055 |  |  |  |  | 3597.0323 | 3647.1898 | 3697.3473 | 3747.5048 | 3797.6623 | 17256.7144 | 16790.4973 | 16324.2801 | 15858.063 | 15391.8458 |  | 0.02968 |  |  |  |  | 1 | 1 | 1 | 1 | 1 | [5 empty] | 12.0612 | 1.7986 | 570.7763 | 26826.484 | 684.9315 | 0.10545 | 0.096694 | 0.041467 | 0.041879 | 0.044238 | 0.10545 | 0.096694 | 0.041467 | 0.041879 | 0.044238 | 100000 | 100000 | 0 | 0 | 0
5457 |  |  |  | 9795.2055 |  |  |  |  | 3555.8678 | 3630.8578 | 3705.8478 | 3780.8378 | 3855.8278 | 15997.9163 | 15565.7076 | 15133.4988 | 14701.2901 | 14269.0813 |  | 0.06228 |  |  |  |  | 1 | 1 | 1 | 1 | 1 | [5 empty] | 11.1864 | 0.79729 | 570.7763 | 26826.484 | 684.9315 | 0.10645 | 0.094793 | 0.04128 | 0.041359 | 0.042651 | 0.10645 | 0.094793 | 0.04128 | 0.041359 | 0.042651 | 100000 | 100000 | 0 | 0 | 0
5458 |  |  |  | 9795.2055 |  |  |  |  | 3799.1128 | 3903.8553 | 4008.5978 | 4113.3403 | 4218.0828 | 14879.1705 | 14477.1864 | 14075.2023 | 13673.2182 | 13271.2342 |  | 0.06373 |  |  |  |  | 1 | 1 | 1 | 1 | 1 | [5 empty] | 11.0671 | 1.7346 | 570.7763 | 26826.484 | 684.9315 | 0.10639 | 0.093932 | 0.041244 | 0.041213 | 0.042481 | 0.10639 | 0.093932 | 0.041244 | 0.041213 | 0.042481 | 100000 | 100000 | 0 | 0 | 0
5459 |  |  |  | 9795.2055 |  |  |  |  | 4273.6277 | 4437.5202 | 4601.4127 | 4765.3052 | 4929.1977 | 13631.191 | 13262.923 | 12894.6551 | 12526.3871 | 12158.1192 |  | 0.07473 |  |  |  |  | 1 | 1 | 1 | 1 | 1 | [5 empty] | 11.6389 | 5.1643 | 570.7763 | 26826.484 | 684.9315 | 0.10579 | 0.093615 | 0.041132 | 0.041076 | 0.042171 | 0.10579 | 0.093615 | 0.041132 | 0.041076 | 0.042171 | 100000 | 100000 | 0 | 0 | 0
5460 |  |  |  | 9795.2055 |  |  |  |  | 4412.0902 | 4616.9577 | 4821.8252 | 5026.6927 | 5231.5602 | 12988.0719 | 12637.1788 | 12286.2857 | 11935.3926 | 11584.4995 |  | 0.14279 |  |  |  |  | 1 | 1 | 1 | 1 | 1 | [5 empty] | 10.821 | 3.8804 | 570.7763 | 26826.484 | 684.9315 | 0.10584 | 0.093914 | 0.041182 | 0.041107 | 0.042177 | 0.10584 | 0.093914 | 0.041182 | 0.041107 | 0.042177 | 100000 | 100000 | 0 | 0 | 0
5461 |  |  |  | 9795.2055 |  |  |  |  | 4287.0997 | 4557.2497 | 4827.3997 | 5097.5497 | 5367.6997 | 12706.2956 | 12363.0151 | 12019.7346 | 11676.4542 | 11333.1737 |  | 0.08422 |  |  |  |  | 1 | 1 | 1 | 1 | 1 | [5 empty] | 11.2443 | 5.8189 | 570.7763 | 26826.484 | 684.9315 | 0.10587 | 0.093962 | 0.041271 | 0.041157 | 0.042214 | 0.10587 | 0.093962 | 0.041271 | 0.041157 | 0.042214 | 100000 | 100000 | 0 | 0 | 0
5462 |  |  |  | 9795.2055 |  |  |  |  | 4139.6558 | 4457.1033 | 4774.5508 | 5091.9983 | 5409.4458 | 12396.7842 | 12061.8657 | 11726.9471 | 11392.0286 | 11057.1101 |  | 0.07696 |  |  |  |  | 1 | 1 | 1 | 1 | 1 | [5 empty] | 11.3041 | 5.2278 | 570.7763 | 26826.484 | 684.9315 | 0.10591 | 0.094508 | 0.041289 | 0.041441 | 0.042232 | 0.10591 | 0.094508 | 0.041289 | 0.041441 | 0.042232 | 100000 | 100000 | 0 | 0 | 0
5463 |  |  |  | 9795.2055 |  |  |  |  | 3841.7742 | 4266.4667 | 4691.1592 | 5115.8517 | 5540.5442 | 12565.9485 | 12226.4597 | 11886.9709 | 11547.4822 | 11207.9934 |  | 0.03387 |  |  |  |  | 1 | 1 | 1 | 1 | 1 | [5 empty] | 11.8989 | 5.1355 | 570.7763 | 26826.484 | 684.9315 | 0.10614 | 0.098182 | 0.043379 | 0.041712 | 0.042453 | 0.10614 | 0.098182 | 0.043379 | 0.041712 | 0.042453 | 100000 | 100000 | 0 | 0 | 0
5464 |  |  |  | 9795.2055 |  |  |  |  | 3846.2649 | 4467.0532 | 5087.8416 | 5708.6299 | 6329.4182 | 13133.6322 | 12778.8066 | 12423.9809 | 12069.1553 | 11714.3297 |  | 0.0557 |  |  |  |  | 1 | 1 | 1 | 1 | 1 | [5 empty] | 11.9594 | 4.5521 | 570.7763 | 26826.484 | 684.9315 | 0.10749 | 0.099481 | 0.071915 | 0.044591 | 0.044377 | 0.10749 | 0.099481 | 0.071915 | 0.044591 | 0.044377 | 100000 | 100000 | 0 | 0 | 0
5465 |  |  |  | 9795.2055 |  |  |  |  | 4201.0284 | 4976.9109 | 5752.7934 | 6528.6759 | 7304.5584 | 13887.6915 | 13512.4937 | 13137.296 | 12762.0983 | 12386.9006 |  | 0.11132 |  |  |  |  | 1 | 1 | 1 | 1 | 1 | [5 empty] | 12.4179 | 4.0715 | 570.7763 | 26826.484 | 684.9315 | 0.10747 | 0.102 | 0.084562 | 0.048568 | 0.046252 | 0.10747 | 0.102 | 0.084562 | 0.048568 | 0.046252 | 100000 | 100000 | 0 | 0 | 0
5466 |  |  |  | 9795.2055 |  |  |  |  | 4779.5773 | 5604.5456 | 6429.514 | 7254.4823 | 8079.4506 | 14906.6107 | 14503.8852 | 14101.1598 | 13698.4344 | 13295.709 |  | 0.02445 |  |  |  |  | 1 | 1 | 1 | 1 | 1 | [5 empty] | 12.2531 | 4.4829 | 570.7763 | 26826.484 | 684.9315 | 0.10809 | 0.10302 | 0.092539 | 0.086641 | 0.047299 | 0.10809 | 0.10302 | 0.092539 | 0.086641 | 0.047299 | 100000 | 100000 | 0 | 0 | 0
5467 |  |  |  | 9795.2055 |  |  |  |  | 5182.2413 | 5957.7113 | 6733.1813 | 7508.6513 | 8284.1213 | 16188.7178 | 15751.3543 | 15313.9907 | 14876.6272 | 14439.2636 |  | 0.00767 |  |  |  |  | 1 | 1 | 1 | 1 | 1 | [5 empty] | 11.9558 | 4.8993 | 570.7763 | 26826.484 | 684.9315 | 0.10965 | 0.10532 | 0.095633 | 0.089996 | 0.047916 | 0.10965 | 0.10532 | 0.095633 | 0.089996 | 0.047916 | 100000 | 100000 | 0 | 0 | 0
5468 |  |  |  | 9795.2055 |  |  |  |  | 5169.5177 | 5813.2127 | 6456.9077 | 7100.6027 | 7744.2977 | 16165.9985 | 15729.2487 | 15292.499 | 14855.7492 | 14418.9994 |  | 0 |  |  |  |  | 1 | 1 | 1 | 1 | 1 | [5 empty] | 13.2118 | 4.2607 | 570.7763 | 26826.484 | 684.9315 | 0.10809 | 0.1031 | 0.094025 | 0.088818 | 0.047385 | 0.10809 | 0.1031 | 0.094025 | 0.088818 | 0.047385 | 100000 | 100000 | 0 | 0 | 0
5469 |  |  |  | 9795.2055 |  |  |  |  | 5064.7353 | 5572.3653 | 6079.9953 | 6587.6253 | 7095.2553 | 15025.9102 | 14619.9618 | 14214.0133 | 13808.0648 | 13402.1163 |  | 0 |  |  |  |  | 1 | 1 | 1 | 1 | 1 | [5 empty] | 13.2148 | 3.3511 | 570.7763 | 26826.484 | 684.9315 | 0.10723 | 0.10203 | 0.092559 | 0.082427 | 0.046756 | 0.10723 | 0.10203 | 0.092559 | 0.082427 | 0.046756 | 100000 | 100000 | 0 | 0 | 0
5470 |  |  |  | 9795.2055 |  |  |  |  | 4875.3784 | 5313.9859 | 5752.5934 | 6191.2009 | 6629.8084 | 11431.1708 | 11122.3398 | 10813.5088 | 10504.6779 | 10195.8469 |  | 0 |  |  |  |  | 1 | 1 | 1 | 1 | 1 | [5 empty] | 13.0106 | 3.2906 | 570.7763 | 26826.484 | 684.9315 | 0.10601 | 0.10005 | 0.076733 | 0.049551 | 0.046761 | 0.10601 | 0.10005 | 0.076733 | 0.049551 | 0.046761 | 100000 | 100000 | 0 | 0 | 0
5471 |  |  |  | 9795.2055 |  |  |  |  | 3544.6411 | 3944.0078 | 4343.3744 | 4742.7411 | 5142.1078 | 6740.1099 | 6558.0153 | 6375.9207 | 6193.8261 | 6011.7315 |  | 0 |  |  |  |  | 1 | 1 | 1 | 1 | 1 | [5 empty] | 12.9391 | 2.512 | 570.7763 | 26826.484 | 684.9315 | 0.10576 | 0.099042 | 0.076462 | 0.048768 | 0.045689 | 0.10576 | 0.099042 | 0.076462 | 0.048768 | 0.045689 | 100000 | 100000 | 0 | 0 | 0
5472 |  |  |  | 9795.2055 |  |  |  |  | 2539.5186 | 2746.4486 | 2953.3786 | 3160.3086 | 3367.2386 | 4726.4169 | 4598.7253 | 4471.0338 | 4343.3422 | 4215.6507 |  | 0 |  |  |  |  | 1 | 1 | 1 | 1 | 1 | [5 empty] | 12.3157 | 2.1562 | 570.7763 | 26826.484 | 684.9315 | 0.10544 | 0.098323 | 0.076491 | 0.0488 | 0.045686 | 0.10543 | 0.098323 | 0.076491 | 0.0488 | 0.045686 | 100000 | 100000 | 0 | 0 | 0
5473 |  |  |  | 9795.2055 |  |  |  |  | 2109.1426 | 2208.7976 | 2308.4526 | 2408.1076 | 2507.7626 | 5063.2485 | 4926.457 | 4789.6654 | 4652.8738 | 4516.0822 |  | 0 |  |  |  |  | 1 | 1 | 1 | 1 | 1 | [5 empty] | 11.7694 | 2.6521 | 570.7763 | 26826.484 | 684.9315 | 0.10529 | 0.098185 | 0.076439 | 0.048779 | 0.04565 | 0.10529 | 0.098185 | 0.076439 | 0.048779 | 0.04565 | 100000 | 100000 | 0 | 0 | 0
5474 |  |  |  | 9795.2055 |  |  |  |  | 1946.4394 | 1995.1119 | 2043.7844 | 2092.4569 | 2141.1294 | 5269.257 | 5126.8998 | 4984.5426 | 4842.1854 | 4699.8281 |  | 0 |  |  |  |  | 1 | 1 | 1 | 1 | 1 | [5 empty] | 11.1354 | 2.8353 | 570.7763 | 26826.484 | 684.9315 | 0.1052 | 0.098171 | 0.07642 | 0.04877 | 0.045656 | 0.1052 | 0.098171 | 0.07642 | 0.04877 | 0.045656 | 100000 | 100000 | 0 | 0 | 0
5475 |  |  |  | 9795.2055 |  |  |  |  | 1899.203 | 1941.2755 | 1983.348 | 2025.4205 | 2067.493 | 6186.2859 | 6019.1538 | 5852.0216 | 5684.8894 | 5517.7572 |  | 0 |  |  |  |  | 1 | 1 | 1 | 1 | 1 | [5 empty] | 12.2354 | 3.2958 | 570.7763 | 26826.484 | 684.9315 | 0.10522 | 0.098179 | 0.076446 | 0.048764 | 0.045659 | 0.10522 | 0.098179 | 0.076446 | 0.048764 | 0.045659 | 100000 | 100000 | 0 | 0 | 0
5476 |  |  |  | 9795.2055 |  |  |  |  | 1934.4429 | 1975.4154 | 2016.3879 | 2057.3604 | 2098.3329 | 8751.4667 | 8515.0321 | 8278.5976 | 8042.163 | 7805.7284 |  | 0 |  |  |  |  | 1 | 1 | 1 | 1 | 1 | [5 empty] | 12.5898 | 3.2099 | 570.7763 | 26826.484 | 684.9315 | 0.098105 | 0.084893 | 0.04614 | 0.043005 | 0.043768 | 0.098105 | 0.084893 | 0.04614 | 0.043005 | 0.043768 | 100000 | 100000 | 0 | 0 | 0
5477 |  |  |  | 9795.2055 |  |  |  |  | 2429.3004 | 2469.3104 | 2509.3204 | 2549.3304 | 2589.3404 | 14606.0617 | 14211.4561 | 13816.8505 | 13422.2448 | 13027.6392 |  | 0 |  |  |  |  | 1 | 1 | 1 | 1 | 1 | [5 empty] | 11.7323 | 1.9465 | 570.7763 | 26826.484 | 684.9315 | 0.099967 | 0.092281 | 0.049569 | 0.045038 | 0.044893 | 0.099967 | 0.092281 | 0.049569 | 0.045038 | 0.044893 | 100000 | 100000 | 0 | 0 | 0
5478 |  |  |  | 9795.2055 |  |  |  |  | 3263.0602 | 3305.2702 | 3347.4802 | 3389.6902 | 3431.9002 | 17885.2677 | 17402.0692 | 16918.8707 | 16435.6722 | 15952.4737 |  | 0.01606 |  |  |  |  | 1 | 1 | 1 | 1 | 1 | [5 empty] | 13.7908 | 2.5304 | 570.7763 | 26826.484 | 684.9315 | 0.10237 | 0.093011 | 0.05436 | 0.046489 | 0.045457 | 0.10237 | 0.093011 | 0.05436 | 0.046489 | 0.045457 | 100000 | 100000 | 0 | 0 | 0
5479 |  |  |  | 9795.2055 |  |  |  |  | 3815.6511 | 3857.1736 | 3898.6961 | 3940.2186 | 3981.7411 | 18009.5994 | 17523.0419 | 17036.4843 | 16549.9268 | 16063.3693 |  | 0.00846 |  |  |  |  | 1 | 1 | 1 | 1 | 1 | [5 empty] | 14.5385 | 2.8333 | 570.7763 | 26826.484 | 684.9315 | 0.10445 | 0.092182 | 0.048268 | 0.04452 | 0.045344 | 0.10445 | 0.092182 | 0.048268 | 0.04452 | 0.045344 | 100000 | 100000 | 0 | 0 | 0
5480 |  |  |  | 9795.2055 |  |  |  |  | 3603.4622 | 3655.4347 | 3707.4072 | 3759.3797 | 3811.3522 | 15791.5424 | 15364.9092 | 14938.2759 | 14511.6427 | 14085.0095 |  | 0.03959 |  |  |  |  | 1 | 1 | 1 | 1 | 1 | [5 empty] | 15.404 | 3.1749 | 570.7763 | 26826.484 | 684.9315 | 0.10409 | 0.080106 | 0.042537 | 0.042802 | 0.044598 | 0.10409 | 0.080106 | 0.042537 | 0.042802 | 0.044598 | 100000 | 100000 | 0 | 0 | 0
5481 |  |  |  | 9795.2055 |  |  |  |  | 3562.2241 | 3636.9666 | 3711.7091 | 3786.4516 | 3861.1941 | 14640.3301 | 14244.7987 | 13849.2673 | 13453.7358 | 13058.2044 |  | 0.07142 |  |  |  |  | 1 | 1 | 1 | 1 | 1 | [5 empty] | 13.3247 | 3.342 | 570.7763 | 26826.484 | 684.9315 | 0.10352 | 0.065052 | 0.04126 | 0.040555 | 0.042948 | 0.10352 | 0.065052 | 0.04126 | 0.040555 | 0.042948 | 100000 | 100000 | 0 | 0 | 0
5482 |  |  |  | 9795.2055 |  |  |  |  | 3805.9039 | 3912.4339 | 4018.9639 | 4125.4939 | 4232.0239 | 13617.2502 | 13249.3589 | 12881.4675 | 12513.5762 | 12145.6849 |  | 0.44859 |  |  |  |  | 1 | 1 | 1 | 1 | 1 | [5 empty] | 11.4435 | 2.4254 | 570.7763 | 26826.484 | 684.9315 | 0.09347 | 0.056243 | 0.040004 | 0.040522 | 0.042371 | 0.09347 | 0.056243 | 0.040004 | 0.040522 | 0.042371 | 100000 | 100000 | 0 | 0 | 0
5483 |  |  |  | 9795.2055 |  |  |  |  | 4281.267 | 4444.0595 | 4606.852 | 4769.6445 | 4932.437 | 12476.0891 | 12139.0281 | 11801.967 | 11464.9059 | 11127.8448 |  | 0.28679 |  |  |  |  | 1 | 1 | 1 | 1 | 1 | [5 empty] | 11.2621 | 2.8164 | 570.7763 | 26826.484 | 684.9315 | 0.093543 | 0.039138 | 0.039821 | 0.040224 | 0.042437 | 0.093543 | 0.039138 | 0.039821 | 0.040224 | 0.042437 | 100000 | 100000 | 0 | 0 | 0
5484 |  |  |  | 9795.2055 |  |  |  |  | 4419.977 | 4620.032 | 4820.087 | 5020.142 | 5220.197 | 11888.3744 | 11567.1914 | 11246.0083 | 10924.8253 | 10603.6422 |  | 0.16032 |  |  |  |  | 1 | 1 | 1 | 1 | 1 | [5 empty] | 10.3849 | 2.9315 | 570.7763 | 26826.484 | 684.9315 | 0.093339 | 0.036373 | 0.039569 | 0.040098 | 0.042274 | 0.093339 | 0.036373 | 0.039569 | 0.040098 | 0.042274 | 100000 | 100000 | 0 | 0 | 0
5485 |  |  |  | 9795.2055 |  |  |  |  | 4294.7631 | 4552.5931 | 4810.4231 | 5068.2531 | 5326.0831 | 11630.1309 | 11315.9247 | 11001.7185 | 10687.5123 | 10373.3061 |  | 0.11675 |  |  |  |  | 1 | 1 | 1 | 1 | 1 | [5 empty] | 10.4443 | 2.6968 | 570.7763 | 26826.484 | 684.9315 | 0.092792 | 0.035623 | 0.039444 | 0.040087 | 0.042162 | 0.092792 | 0.035623 | 0.039444 | 0.040087 | 0.042162 | 100000 | 100000 | 0 | 0 | 0
5486 |  |  |  | 9795.2055 |  |  |  |  | 4147.0556 | 4452.7056 | 4758.3556 | 5064.0056 | 5369.6556 | 11346.4032 | 11039.8624 | 10733.3216 | 10426.7807 | 10120.2399 |  | 0.18954 |  |  |  |  | 1 | 1 | 1 | 1 | 1 | [5 empty] | 9.497 | 2.6006 | 570.7763 | 26826.484 | 684.9315 | 0.092623 | 0.035263 | 0.039354 | 0.040043 | 0.042117 | 0.092623 | 0.035263 | 0.039354 | 0.040043 | 0.042117 | 100000 | 100000 | 0 | 0 | 0
5487 |  |  |  | 9795.2055 |  |  |  |  | 3848.6416 | 4270.4749 | 4692.3082 | 5114.1416 | 5535.9749 | 11500.7316 | 11190.0214 | 10879.3111 | 10568.6008 | 10257.8906 |  | 0.2379 |  |  |  |  | 1 | 1 | 1 | 1 | 1 | [5 empty] | 8.7219 | 3.0166 | 570.7763 | 26826.484 | 684.9315 | 0.092484 | 0.035048 | 0.039304 | 0.040142 | 0.04213 | 0.092484 | 0.035048 | 0.039304 | 0.040142 | 0.04213 | 100000 | 100000 | 0 | 0 | 0
5488 |  |  |  | 9795.2055 |  |  |  |  | 3853.1403 | 4465.6786 | 5078.2169 | 5690.7553 | 6303.2936 | 12019.3546 | 11694.6329 | 11369.9112 | 11045.1895 | 10720.4679 |  | 0.10935 |  |  |  |  | 1 | 1 | 1 | 1 | 1 | [5 empty] | 8.0537 | 3.7975 | 570.7763 | 26826.484 | 684.9315 | 0.095209 | 0.036073 | 0.039329 | 0.04017 | 0.042137 | 0.095209 | 0.036072 | 0.039329 | 0.04017 | 0.042137 | 100000 | 100000 | 0 | 0 | 0
5489 |  |  |  | 9795.2055 |  |  |  |  | 4208.5379 | 5005.3196 | 5802.1013 | 6598.8829 | 7395.6646 | 12709.0056 | 12365.6519 | 12022.2983 | 11678.9446 | 11335.5909 |  | 0.07833 |  |  |  |  | 1 | 1 | 1 | 1 | 1 | [5 empty] | 6.9857 | 11.5941 | 570.7763 | 26826.484 | 684.9315 | 0.098058 | 0.038181 | 0.040596 | 0.04246 | 0.044062 | 0.098058 | 0.038181 | 0.040596 | 0.04246 | 0.044062 | 100000 | 100000 | 0 | 0 | 0
5490 |  |  |  | 9795.2055 |  |  |  |  | 4788.121 | 5618.5877 | 6449.0543 | 7279.521 | 8109.9877 | 13641.4674 | 13272.9218 | 12904.3762 | 12535.8306 | 12167.285 |  | 0.0347 |  |  |  |  | 1 | 1 | 1 | 1 | 1 | [5 empty] | 7.6049 | 12.4777 | 570.7763 | 26826.484 | 684.9315 | 0.09935 | 0.038583 | 0.041903 | 0.042911 | 0.044076 | 0.09935 | 0.038583 | 0.041903 | 0.042911 | 0.044076 | 100000 | 100000 | 0 | 0 | 0
5491 |  |  |  | 9795.2055 |  |  |  |  | 5191.5048 | 5961.8048 | 6732.1048 | 7502.4048 | 8272.7048 | 14814.761 | 14414.517 | 14014.2731 | 13614.0291 | 13213.7852 |  | 0.00594 |  |  |  |  | 1 | 1 | 1 | 1 | 1 | [5 empty] | 7.9072 | 13.0437 | 570.7763 | 26826.484 | 684.9315 | 0.099778 | 0.039146 | 0.041894 | 0.043393 | 0.044561 | 0.099778 | 0.039146 | 0.041894 | 0.043393 | 0.044561 | 100000 | 100000 | 0 | 0 | 0
5492 |  |  |  | 9795.2055 |  |  |  |  | 5178.7585 | 5820.3635 | 6461.9685 | 7103.5735 | 7745.1785 | 14795.2134 | 14395.4976 | 13995.7817 | 13596.0659 | 13196.35 |  | 0 |  |  |  |  | 1 | 1 | 1 | 1 | 1 | [5 empty] | 8.5446 | 14.3621 | 570.7763 | 26826.484 | 684.9315 | 0.099089 | 0.039681 | 0.042086 | 0.043357 | 0.04448 | 0.099089 | 0.039681 | 0.042086 | 0.043357 | 0.04448 | 100000 | 100000 | 0 | 0 | 0
5493 |  |  |  | 9795.2055 |  |  |  |  | 5073.7887 | 5597.5062 | 6121.2237 | 6644.9412 | 7168.6587 | 13753.2979 | 13381.731 | 13010.1642 | 12638.5973 | 12267.0304 |  | 0 |  |  |  |  | 1 | 1 | 1 | 1 | 1 | [5 empty] | 7.4934 | 13.7173 | 570.7763 | 26826.484 | 684.9315 | 0.098551 | 0.040262 | 0.041931 | 0.042955 | 0.044118 | 0.098551 | 0.040262 | 0.041931 | 0.042955 | 0.044118 | 100000 | 100000 | 0 | 0 | 0
5494 |  |  |  | 9795.2055 |  |  |  |  | 4884.0934 | 5358.9992 | 5833.905 | 6308.8109 | 6783.7167 | 10466.0195 | 10183.2636 | 9900.5077 | 9617.7518 | 9334.9959 |  | 0 |  |  |  |  | 1 | 1 | 1 | 1 | 1 | [5 empty] | 5.9801 | 12.7573 | 570.7763 | 26826.484 | 684.9315 | 0.095987 | 0.031285 | 0.040274 | 0.042021 | 0.04393 | 0.095987 | 0.031285 | 0.040274 | 0.042021 | 0.04393 | 100000 | 100000 | 0 | 0 | 0
5495 |  |  |  | 9795.2055 |  |  |  |  | 3550.9773 | 3924.4948 | 4298.0123 | 4671.5298 | 5045.0473 | 6173.9418 | 6007.1431 | 5840.3444 | 5673.5457 | 5506.747 |  | 0 |  |  |  |  | 1 | 1 | 1 | 1 | 1 | [5 empty] | 4.9323 | 9.9462 | 570.7763 | 26826.484 | 684.9315 | 0.089282 | 0.024898 | 0.037672 | 0.041579 | 0.0429 | 0.089282 | 0.024898 | 0.037672 | 0.041579 | 0.0429 | 100000 | 100000 | 0 | 0 | 0
5496 |  |  |  | 9795.2055 |  |  |  |  | 2544.2161 | 2755.9586 | 2967.7011 | 3179.4436 | 3391.1861 | 3730.7302 | 3629.9387 | 3529.1472 | 3428.3557 | 3327.5642 |  | 0 |  |  |  |  | 1 | 1 | 1 | 1 | 1 | [5 empty] | 5.6558 | 8.1523 | 570.7763 | 26826.484 | 684.9315 | 0.08611 | 0.024973 | 0.037735 | 0.041582 | 0.042913 | 0.08611 | 0.024973 | 0.037735 | 0.041582 | 0.042913 | 100000 | 100000 | 0 | 0 | 0
5497 |  |  |  | 9795.2055 |  |  |  |  | 2113.0439 | 2213.3589 | 2313.6739 | 2413.9889 | 2514.3039 | 4025.0601 | 3916.3168 | 3807.5735 | 3698.8302 | 3590.0869 |  | 0 |  |  |  |  | 1 | 1 | 1 | 1 | 1 | [5 empty] | 6.118 | 7.0177 | 570.7763 | 26826.484 | 684.9315 | 0.08587 | 0.024821 | 0.03743 | 0.04158 | 0.042931 | 0.08587 | 0.024821 | 0.03743 | 0.041581 | 0.042931 | 100000 | 100000 | 0 | 0 | 0
5498 |  |  |  | 9795.2055 |  |  |  |  | 1950.0398 | 1999.3723 | 2048.7048 | 2098.0373 | 2147.3698 | 3920.1489 | 3814.2399 | 3708.331 | 3602.422 | 3496.513 |  | 0 |  |  |  |  | 1 | 1 | 1 | 1 | 1 | [5 empty] | 6.4678 | 8.8434 | 570.7763 | 26826.484 | 684.9315 | 0.085801 | 0.024761 | 0.03734 | 0.041552 | 0.04291 | 0.085801 | 0.024761 | 0.03734 | 0.041552 | 0.04291 | 100000 | 100000 | 0 | 0 | 0
5499 |  |  |  | 9795.2055 |  |  |  |  | 1902.7161 | 1943.0011 | 1983.2861 | 2023.5711 | 2063.8561 | 4968.9327 | 4834.6892 | 4700.4457 | 4566.2023 | 4431.9588 |  | 0 |  |  |  |  | 1 | 1 | 1 | 1 | 1 | [5 empty] | 6.812 | 10.4734 | 570.7763 | 26826.484 | 684.9315 | 0.085754 | 0.024716 | 0.037283 | 0.041527 | 0.042891 | 0.085754 | 0.024716 | 0.037283 | 0.041527 | 0.042891 | 100000 | 100000 | 0 | 0 | 0
5500 |  |  |  | 9795.2055 |  |  |  |  | 1938.0211 | 1979.1311 | 2020.2411 | 2061.3511 | 2102.4611 | 7969.5081 | 7754.1994 | 7538.8906 | 7323.5819 | 7108.2731 |  | 0 |  |  |  |  | 1 | 1 | 1 | 1 | 1 | [5 empty] | 5.8328 | 11.6937 | 570.7763 | 26826.484 | 684.9315 | 0.081552 | 0.013275 | 0.029163 | 0.038121 | 0.040454 | 0.081552 | 0.013275 | 0.029163 | 0.038121 | 0.040454 | 100000 | 100000 | 0 | 0 | 0
5501 |  |  |  | 9795.2055 |  |  |  |  | 2433.7939 | 2473.1164 | 2512.4389 | 2551.7614 | 2591.0839 | 14991.0739 | 14586.0666 | 14181.0593 | 13776.0519 | 13371.0446 |  | 0 |  |  |  |  | 1 | 1 | 1 | 1 | 1 | [5 empty] | 5.3007 | 11.2791 | 570.7763 | 26826.484 | 684.9315 | 0.082778 | 0.013241 | 0.029888 | 0.038322 | 0.040763 | 0.082778 | 0.013241 | 0.029888 | 0.038322 | 0.040763 | 100000 | 100000 | 0 | 0 | 0
5502 |  |  |  | 9795.2055 |  |  |  |  | 3269.096 | 3311.4435 | 3353.791 | 3396.1385 | 3438.486 | 17695.8344 | 17217.7537 | 16739.673 | 16261.5923 | 15783.5117 |  | 0.00547 |  |  |  |  | 1 | 1 | 1 | 1 | 1 | [5 empty] | 5.541 | 10.721 | 570.7763 | 26826.484 | 684.9315 | 0.086907 | 0.014805 | 0.032202 | 0.039028 | 0.042183 | 0.086907 | 0.014804 | 0.032202 | 0.039028 | 0.042183 | 100000 | 100000 | 0 | 0 | 0
5503 |  |  |  | 9795.2055 |  |  |  |  | 3822.7091 | 3863.5441 | 3904.3791 | 3945.2141 | 3986.0491 | 18034.385 | 17547.1579 | 17059.9307 | 16572.7036 | 16085.4765 |  | 0.04094 |  |  |  |  | 1 | 1 | 1 | 1 | 1 | [5 empty] | 6.0839 | 8.9248 | 570.7763 | 26826.484 | 684.9315 | 0.090567 | 0.015848 | 0.031938 | 0.039787 | 0.04262 | 0.090567 | 0.015848 | 0.031938 | 0.039787 | 0.04262 | 100000 | 100000 | 0 | 0 | 0
5504 |  |  |  | 9795.2055 |  |  |  |  | 3610.1277 | 3659.2952 | 3708.4627 | 3757.6302 | 3806.7977 | 14878.6223 | 14476.653 | 14074.6838 | 13672.7145 | 13270.7452 |  | 0.0522 |  |  |  |  | 1 | 1 | 1 | 1 | 1 | [5 empty] | 5.738 | 9.7676 | 570.7763 | 26826.484 | 684.9315 | 0.090299 | 0.010793 | 0.027639 | 0.039627 | 0.041865 | 0.090299 | 0.010793 | 0.027639 | 0.039627 | 0.041865 | 100000 | 100000 | 0 | 0 | 0
5505 |  |  |  | 9795.2055 |  |  |  |  | 3568.8133 | 3641.8233 | 3714.8333 | 3787.8433 | 3860.8533 | 14588.998 | 14194.8534 | 13800.7088 | 13406.5642 | 13012.4196 |  | 0.08486 |  |  |  |  | 1 | 1 | 1 | 1 | 1 | [5 empty] | 5.586 | 8.9868 | 570.7763 | 26826.484 | 684.9315 | 0.09057 | 0.0088148 | 0.0067023 | 0.035384 | 0.039546 | 0.09057 | 0.0088148 | 0.0067023 | 0.035384 | 0.039546 | 100000 | 100000 | 0 | 0 | 0
5506 |  |  |  | 9795.2055 |  |  |  |  | 3812.9438 | 3921.9763 | 4031.0088 | 4140.0413 | 4249.0738 | 13260.0011 | 12901.7614 | 12543.5217 | 12185.282 | 11827.0423 |  | 0.28304 |  |  |  |  | 1 | 1 | 1 | 1 | 1 | [5 empty] | 5.3298 | 8.2715 | 570.7763 | 26826.484 | 684.9315 | 0.076145 | 0.0063444 | 0.0048461 | 0.011571 | 0.033372 | 0.076145 | 0.0063445 | 0.0048461 | 0.011571 | 0.033372 | 100000 | 100000 | 0 | 0 | 0
5507 |  |  |  | 9795.2055 |  |  |  |  | 4289.1862 | 4451.9796 | 4614.7729 | 4777.5662 | 4940.3596 | 12197.2933 | 11867.7643 | 11538.2354 | 11208.7064 | 10879.1774 |  | 0.05385 |  |  |  |  | 1 | 1 | 1 | 1 | 1 | [5 empty] | 6.2494 | 7.4476 | 570.7763 | 26826.484 | 684.9315 | 0.076539 | 0.0054735 | 0.0046854 | 0.011495 | 0.031657 | 0.076539 | 0.0054735 | 0.0046854 | 0.011495 | 0.031657 | 100000 | 100000 | 0 | 0 | 0
5508 |  |  |  | 9795.2055 |  |  |  |  | 4428.1529 | 4637.1454 | 4846.1379 | 5055.1304 | 5264.1229 | 11519.7099 | 11208.4869 | 10897.2639 | 10586.0409 | 10274.8179 |  | 0.06524 |  |  |  |  | 1 | 1 | 1 | 1 | 1 | [5 empty] | 7.069 | 6.579 | 570.7763 | 26826.484 | 684.9315 | 0.0731 | 0.0054203 | 0.004715 | 0.011503 | 0.031621 | 0.0731 | 0.0054203 | 0.004715 | 0.011503 | 0.031621 | 100000 | 100000 | 0 | 0 | 0
5509 |  |  |  | 9795.2055 |  |  |  |  | 4302.7073 | 4563.1773 | 4823.6473 | 5084.1173 | 5344.5873 | 10522.5909 | 10238.3066 | 9954.0223 | 9669.7381 | 9385.4538 |  | 0.10904 |  |  |  |  | 1 | 1 | 1 | 1 | 1 | [5 empty] | 7.1307 | 6.039 | 570.7763 | 26826.484 | 684.9315 | 0.073189 | 0.0054399 | 0.0047701 | 0.01154 | 0.031682 | 0.073189 | 0.0054399 | 0.0047701 | 0.01154 | 0.031682 | 100000 | 100000 | 0 | 0 | 0
5510 |  |  |  | 9795.2055 |  |  |  |  | 4154.7266 | 4468.9566 | 4783.1866 | 5097.4166 | 5411.6466 | 10249.2433 | 9972.3439 | 9695.4446 | 9418.5452 | 9141.6459 |  | 0.07575 |  |  |  |  | 1 | 1 | 1 | 1 | 1 | [5 empty] | 6.8599 | 6.5179 | 570.7763 | 26826.484 | 684.9315 | 0.073649 | 0.0055119 | 0.0049366 | 0.011836 | 0.032162 | 0.073649 | 0.0055119 | 0.0049366 | 0.011836 | 0.032162 | 100000 | 100000 | 0 | 0 | 0
5511 |  |  |  | 9795.2055 |  |  |  |  | 3855.7606 | 4284.7431 | 4713.7256 | 5142.7081 | 5571.6906 | 9658.4236 | 9397.4862 | 9136.5488 | 8875.6113 | 8614.6739 |  | 0.07636 |  |  |  |  | 1 | 1 | 1 | 1 | 1 | [5 empty] | 6.4586 | 5.8579 | 570.7763 | 26826.484 | 684.9315 | 0.073938 | 0.0055668 | 0.0051044 | 0.011813 | 0.032291 | 0.073938 | 0.0055668 | 0.0051044 | 0.011813 | 0.032291 | 100000 | 100000 | 0 | 0 | 0
5512 |  |  |  | 9795.2055 |  |  |  |  | 3860.2676 | 4478.9934 | 5097.7193 | 5716.4451 | 6335.1709 | 10282.2787 | 10004.4868 | 9726.695 | 9448.9031 | 9171.1113 |  | 0.22067 |  |  |  |  | 1 | 1 | 1 | 1 | 1 | [5 empty] | 5.9489 | 4.4347 | 570.7763 | 26826.484 | 684.9315 | 0.073822 | 0.0054947 | 0.0059763 | 0.026938 | 0.034321 | 0.073822 | 0.0054947 | 0.0059763 | 0.026938 | 0.034321 | 100000 | 100000 | 0 | 0 | 0
5513 |  |  |  | 9795.2055 |  |  |  |  | 4216.3226 | 4994.8176 | 5773.3126 | 6551.8076 | 7330.3026 | 10861.5272 | 10568.086 | 10274.6449 | 9981.2037 | 9687.7626 |  | 0.05268 |  |  |  |  | 1 | 1 | 1 | 1 | 1 | [5 empty] | 5.9488 | 4.5041 | 570.7763 | 26826.484 | 684.9315 | 0.083861 | 0.0083688 | 0.026971 | 0.038852 | 0.041523 | 0.083861 | 0.0083688 | 0.026971 | 0.038852 | 0.041524 | 100000 | 100000 | 0 | 0 | 0
5514 |  |  |  | 9795.2055 |  |  |  |  | 4796.9778 | 5627.4453 | 6457.9128 | 7288.3803 | 8118.8478 | 11342.3444 | 11035.9132 | 10729.482 | 10423.0508 | 10116.6196 |  | 0.04878 |  |  |  |  | 1 | 1 | 1 | 1 | 1 | [5 empty] | 7.3147 | 4.422 | 570.7763 | 26826.484 | 684.9315 | 0.09079 | 0.0090427 | 0.033511 | 0.042584 | 0.044123 | 0.09079 | 0.0090427 | 0.033511 | 0.042584 | 0.044123 | 100000 | 100000 | 0 | 0 | 0
5515 |  |  |  | 9795.2055 |  |  |  |  | 5201.1078 | 6002.4269 | 6803.7461 | 7605.0653 | 8406.3844 | 12535.9404 | 12197.2623 | 11858.5843 | 11519.9062 | 11181.2282 |  | 0.00434 |  |  |  |  | 1 | 1 | 1 | 1 | 1 | [5 empty] | 7.9243 | 5.2114 | 570.7763 | 26826.484 | 684.9315 | 0.092358 | 0.054614 | 0.04254 | 0.042926 | 0.044374 | 0.092358 | 0.054614 | 0.04254 | 0.042926 | 0.044374 | 100000 | 100000 | 0 | 0 | 0
5516 |  |  |  | 9795.2055 |  |  |  |  | 5188.3379 | 5813.2237 | 6438.1095 | 7062.9954 | 7687.8812 | 12953.8109 | 12603.8434 | 12253.8759 | 11903.9085 | 11553.941 |  | 0 |  |  |  |  | 1 | 1 | 1 | 1 | 1 | [5 empty] | 7.7289 | 5.2549 | 570.7763 | 26826.484 | 684.9315 | 0.098583 | 0.04152 | 0.04253 | 0.042889 | 0.044376 | 0.098583 | 0.04152 | 0.04253 | 0.042889 | 0.044376 | 100000 | 100000 | 0 | 0 | 0
5517 |  |  |  | 9795.2055 |  |  |  |  | 5083.1739 | 5624.7656 | 6166.3573 | 6707.9489 | 7249.5406 | 11970.0373 | 11646.648 | 11323.2587 | 10999.8694 | 10676.4801 |  | 0 |  |  |  |  | 1 | 1 | 1 | 1 | 1 | [5 empty] | 7.4178 | 4.5394 | 570.7763 | 26826.484 | 684.9315 | 0.098199 | 0.036105 | 0.041999 | 0.042713 | 0.044271 | 0.098199 | 0.036105 | 0.041999 | 0.042713 | 0.044271 | 100000 | 100000 | 0 | 0 | 0
5518 |  |  |  | 9795.2055 |  |  |  |  | 4893.1277 | 5345.3477 | 5797.5677 | 6249.7877 | 6702.0077 | 9445.1879 | 9190.0114 | 8934.8349 | 8679.6583 | 8424.4818 |  | 0 |  |  |  |  | 1 | 1 | 1 | 1 | 1 | [5 empty] | 8.3666 | 5.4549 | 570.7763 | 26826.484 | 684.9315 | 0.098192 | 0.012178 | 0.039646 | 0.042577 | 0.044177 | 0.098192 | 0.012178 | 0.039646 | 0.042578 | 0.044177 | 100000 | 100000 | 0 | 0 | 0
5519 |  |  |  | 9795.2055 |  |  |  |  | 3557.5457 | 3954.3282 | 4351.1107 | 4747.8932 | 5144.6757 | 5281.0243 | 5138.3492 | 4995.674 | 4852.9989 | 4710.3238 |  | 0 |  |  |  |  | 1 | 1 | 1 | 1 | 1 | [5 empty] | 8.1573 | 6.0164 | 570.7763 | 26826.484 | 684.9315 | 0.091754 | 0.0089833 | 0.030358 | 0.042432 | 0.044048 | 0.091754 | 0.0089833 | 0.030358 | 0.042432 | 0.044048 | 100000 | 100000 | 0 | 0 | 0
5520 |  |  |  | 9795.2055 |  |  |  |  | 2549.0788 | 2751.1963 | 2953.3138 | 3155.4313 | 3357.5488 | 3340.6531 | 3250.4001 | 3160.1471 | 3069.8941 | 2979.6412 |  | 0 |  |  |  |  | 1 | 1 | 1 | 1 | 1 | [5 empty] | 8.1448 | 10.0551 | 570.7763 | 26826.484 | 684.9315 | 0.090424 | 0.0083259 | 0.030242 | 0.042395 | 0.044019 | 0.090424 | 0.0083259 | 0.030242 | 0.042395 | 0.044019 | 100000 | 100000 | 0 | 0 | 0
5521 |  |  |  | 9795.2055 |  |  |  |  | 2117.0826 | 2214.7584 | 2312.4343 | 2410.1101 | 2507.7859 | 3603.0693 | 3505.7268 | 3408.3842 | 3311.0417 | 3213.6991 |  | 0 |  |  |  |  | 1 | 1 | 1 | 1 | 1 | [5 empty] | 9.7451 | 11.5153 | 570.7763 | 26826.484 | 684.9315 | 0.08969 | 0.0082797 | 0.030165 | 0.042401 | 0.044011 | 0.08969 | 0.0082797 | 0.030165 | 0.042401 | 0.04401 | 100000 | 100000 | 0 | 0 | 0
5522 |  |  |  | 9795.2055 |  |  |  |  | 1953.7669 | 2000.7894 | 2047.8119 | 2094.8344 | 2141.8569 | 3508.1262 | 3413.3486 | 3318.5711 | 3223.7936 | 3129.0161 |  | 0 |  |  |  |  | 1 | 1 | 1 | 1 | 1 | [5 empty] | 9.3687 | 12.777 | 570.7763 | 26826.484 | 684.9315 | 0.089265 | 0.0082824 | 0.030206 | 0.042422 | 0.044014 | 0.089265 | 0.0082824 | 0.030206 | 0.042422 | 0.044014 | 100000 | 100000 | 0 | 0 | 0
5523 |  |  |  | 9795.2055 |  |  |  |  | 1906.3527 | 1946.6377 | 1986.9227 | 2027.2077 | 2067.4927 | 4443.5888 | 4323.5383 | 4203.4878 | 4083.4373 | 3963.3868 |  | 0 |  |  |  |  | 1 | 1 | 1 | 1 | 1 | [5 empty] | 7.8675 | 13.1837 | 570.7763 | 26826.484 | 684.9315 | 0.088896 | 0.0083498 | 0.030185 | 0.042414 | 0.044006 | 0.088896 | 0.0083498 | 0.030185 | 0.042414 | 0.044006 | 100000 | 100000 | 0 | 0 | 0
5524 |  |  |  | 9795.2055 |  |  |  |  | 1941.7252 | 1981.5977 | 2021.4702 | 2061.3427 | 2101.2152 | 7126.4594 | 6933.927 | 6741.3945 | 6548.862 | 6356.3296 |  | 0 |  |  |  |  | 1 | 1 | 1 | 1 | 1 | [5 empty] | 6.8777 | 12.0802 | 570.7763 | 26826.484 | 684.9315 | 0.076647 | 0.0052821 | 0.005761 | 0.03841 | 0.042949 | 0.076647 | 0.0052821 | 0.005761 | 0.03841 | 0.042949 | 100000 | 100000 | 0 | 0 | 0
5525 |  |  |  | 9795.2055 |  |  |  |  | 2438.4456 | 2479.1431 | 2519.8406 | 2560.5381 | 2601.2356 | 13388.7563 | 13027.0381 | 12665.3199 | 12303.6017 | 11941.8835 |  | 0 |  |  |  |  | 1 | 1 | 1 | 1 | 1 | [5 empty] | 6.5869 | 12.8824 | 570.7763 | 26826.484 | 684.9315 | 0.076499 | 0.0056679 | 0.0059843 | 0.041906 | 0.042971 | 0.076499 | 0.0056679 | 0.0059843 | 0.041906 | 0.042971 | 100000 | 100000 | 0 | 0 | 0
5526 |  |  |  | 9795.2055 |  |  |  |  | 3275.3443 | 3318.7918 | 3362.2393 | 3405.6868 | 3449.1343 | 15802.0906 | 15375.1724 | 14948.2542 | 14521.336 | 14094.4178 |  | 0.00822 |  |  |  |  | 1 | 1 | 1 | 1 | 1 | [5 empty] | 7.6808 | 14.5339 | 570.7763 | 26826.484 | 684.9315 | 0.078576 | 0.0056916 | 0.0064744 | 0.041588 | 0.043488 | 0.078576 | 0.0056916 | 0.0064744 | 0.041588 | 0.043488 | 100000 | 100000 | 0 | 0 | 0
5527 |  |  |  | 9795.2055 |  |  |  |  | 3830.0154 | 3870.5754 | 3911.1354 | 3951.6954 | 3992.2554 | 16105.038 | 15669.9352 | 15234.8324 | 14799.7296 | 14364.6267 |  | 0.05238 |  |  |  |  | 1 | 1 | 1 | 1 | 1 | [5 empty] | 8.0863 | 13.3469 | 570.7763 | 26826.484 | 684.9315 | 0.072938 | 0.0057332 | 0.0058665 | 0.038246 | 0.043081 | 0.072938 | 0.0057331 | 0.0058665 | 0.038246 | 0.043081 | 100000 | 100000 | 0 | 0 | 0
5528 |  |  |  | 9795.2055 |  |  |  |  | 3617.0277 | 3666.3602 | 3715.6927 | 3765.0252 | 3814.3577 | 13290.718 | 12931.6484 | 12572.5789 | 12213.5093 | 11854.4398 |  | 0.10419 |  |  |  |  | 1 | 1 | 1 | 1 | 1 | [5 empty] | 7.0106 | 13.3797 | 570.7763 | 26826.484 | 684.9315 | 0.077028 | 0.0064706 | 0.0060637 | 0.035004 | 0.040666 | 0.077028 | 0.0064706 | 0.0060637 | 0.035004 | 0.040666 | 100000 | 100000 | 0 | 0 | 0
5529 |  |  |  | 9795.2055 |  |  |  |  | 3575.6343 | 3650.8718 | 3726.1093 | 3801.3468 | 3876.5843 | 13032.2677 | 12680.1806 | 12328.0935 | 11976.0064 | 11623.9192 |  | 0.3142 |  |  |  |  | 1 | 1 | 1 | 1 | 1 | [5 empty] | 6.2723 | 12.413 | 570.7763 | 26826.484 | 684.9315 | 0.075803 | 0.0040602 | 0.0028062 | 0.0022774 | 0.0042013 | 0.075803 | 0.0040602 | 0.0028062 | 0.0022774 | 0.0042013 | 100000 | 100000 | 0 | 0 | 0
5530 |  |  |  | 9795.2055 |  |  |  |  | 3820.2315 | 3929.264 | 4038.2965 | 4147.329 | 4256.3615 | 11846.2868 | 11526.2408 | 11206.1948 | 10886.1488 | 10566.1029 |  | 0.3793 |  |  |  |  | 1 | 1 | 1 | 1 | 1 | [5 empty] | 6.3389 | 14.0415 | 570.7763 | 26826.484 | 684.9315 | 0.014255 | 0.00049721 | 0.00068012 | 0.00041214 | 0.00041485 | 0.014255 | 0.00049721 | 0.00068012 | 0.00041215 | 0.00041485 | 100000 | 100000 | 0 | 0 | 0
5531 |  |  |  | 9795.2055 |  |  |  |  | 4297.3841 | 4461.2766 | 4625.1691 | 4789.0616 | 4952.9541 | 10897.7845 | 10603.3638 | 10308.9431 | 10014.5224 | 9720.1017 |  | 0.37852 |  |  |  |  | 1 | 1 | 1 | 1 | 1 | [5 empty] | 6.1503 | 12.7768 | 570.7763 | 26826.484 | 684.9315 | 0.014239 | 0.00049402 | 0.00021163 | 0.00025448 | 0.00026476 | 0.014239 | 0.00049402 | 0.00021163 | 0.00025448 | 0.00026476 | 100000 | 100000 | 0 | 0 | 0
5532 |  |  |  | 9795.2055 |  |  |  |  | 4436.6164 | 4640.1089 | 4843.6014 | 5047.0939 | 5250.5864 | 10294.7437 | 10016.6151 | 9738.4864 | 9460.3578 | 9182.2292 |  | 0.48879 |  |  |  |  | 1 | 1 | 1 | 1 | 1 | [5 empty] | 6.0448 | 12.5049 | 570.7763 | 26826.484 | 684.9315 | 0.014229 | 0.00048356 | 0.00020718 | 0.00025478 | 0.00025678 | 0.014229 | 0.00048356 | 0.00020718 | 0.00025478 | 0.00025678 | 100000 | 100000 | 0 | 0 | 0
5533 |  |  |  | 9795.2055 |  |  |  |  | 4310.9311 | 4572.2811 | 4833.6311 | 5094.9811 | 5356.3311 | 9403.478 | 9149.4283 | 8895.3787 | 8641.329 | 8387.2793 |  | 0.61324 |  |  |  |  | 1 | 1 | 1 | 1 | 1 | [5 empty] | 6.0163 | 12.4467 | 570.7763 | 26826.484 | 684.9315 | 0.014225 | 0.00048599 | 0.00020784 | 0.00025715 | 0.00026345 | 0.014225 | 0.00048599 | 0.00020784 | 0.00025715 | 0.00026345 | 100000 | 100000 | 0 | 0 | 0
5534 |  |  |  | 9795.2055 |  |  |  |  | 4162.6675 | 4468.3175 | 4773.9675 | 5079.6175 | 5385.2675 | 9160.0504 | 8912.5773 | 8665.1042 | 8417.6311 | 8170.158 |  | 0.28625 |  |  |  |  | 1 | 1 | 1 | 1 | 1 | [5 empty] | 6.2718 | 11.8781 | 570.7763 | 26826.484 | 684.9315 | 0.014316 | 0.00048911 | 0.00020884 | 0.00026042 | 0.00027192 | 0.014316 | 0.00048911 | 0.00020884 | 0.00026042 | 0.00027192 | 100000 | 100000 | 0 | 0 | 0
5535 |  |  |  | 9795.2055 |  |  |  |  | 3863.1301 | 4286.3926 | 4709.6551 | 5132.9176 | 5556.1801 | 8632.0932 | 8398.8837 | 8165.6742 | 7932.4647 | 7699.2552 |  | 0.36341 |  |  |  |  | 1 | 1 | 1 | 1 | 1 | [5 empty] | 6.4373 | 11.4868 | 570.7763 | 26826.484 | 684.9315 | 0.014342 | 0.00048861 | 0.0002129 | 0.00027248 | 0.00028573 | 0.014342 | 0.00048861 | 0.0002129 | 0.00027248 | 0.00028573 | 100000 | 100000 | 0 | 0 | 0
5536 |  |  |  | 9795.2055 |  |  |  |  | 3867.6457 | 4529.6824 | 5191.7191 | 5853.7557 | 6515.7924 | 9187.2417 | 8939.034 | 8690.8263 | 8442.6186 | 8194.4109 |  | 0.41545 |  |  |  |  | 1 | 1 | 1 | 1 | 1 | [5 empty] | 6.2143 | 10.3638 | 570.7763 | 26826.484 | 684.9315 | 0.077791 | 0.0015037 | 0.0017109 | 0.0028892 | 0.0036435 | 0.077791 | 0.0015037 | 0.0017109 | 0.0028892 | 0.0036436 | 100000 | 100000 | 0 | 0 | 0
5537 |  |  |  | 9795.2055 |  |  |  |  | 4224.3813 | 5000.2629 | 5776.1446 | 6552.0263 | 7327.9079 | 9704.1423 | 9441.9697 | 9179.7971 | 8917.6245 | 8655.4519 |  | 0.20185 |  |  |  |  | 1 | 1 | 1 | 1 | 1 | [5 empty] | 5.835 | 10.4557 | 570.7763 | 26826.484 | 684.9315 | 0.10055 | 0.040579 | 0.041322 | 0.040943 | 0.042653 | 0.10055 | 0.040579 | 0.041322 | 0.040943 | 0.042653 | 100000 | 100000 | 0 | 0 | 0
5538 |  |  |  | 9795.2055 |  |  |  |  | 4806.1462 | 5611.8646 | 6417.5829 | 7223.3012 | 8029.0196 | 10135.4733 | 9861.6476 | 9587.8219 | 9313.9963 | 9040.1706 |  | 0.07371 |  |  |  |  | 1 | 1 | 1 | 1 | 1 | [5 empty] | 5.6757 | 9.7236 | 570.7763 | 26826.484 | 684.9315 | 0.10804 | 0.10411 | 0.091267 | 0.077926 | 0.048205 | 0.10804 | 0.10411 | 0.091267 | 0.077926 | 0.048205 | 100000 | 100000 | 0 | 0 | 0
5539 |  |  |  | 9795.2055 |  |  |  |  | 5211.0486 | 5989.1036 | 6767.1586 | 7545.2136 | 8323.2686 | 11200.1611 | 10897.5712 | 10594.9813 | 10292.3914 | 9989.8016 |  | 0.00481 |  |  |  |  | 1 | 1 | 1 | 1 | 1 | [5 empty] | 5.7828 | 9.3362 | 570.7763 | 26826.484 | 684.9315 | 0.11097 | 0.11135 | 0.097782 | 0.10133 | 0.054806 | 0.11097 | 0.11135 | 0.097782 | 0.10133 | 0.054806 | 100000 | 100000 | 0 | 0 | 0
5540 |  |  |  | 9795.2055 |  |  |  |  | 5198.2543 | 5850.3093 | 6502.3643 | 7154.4193 | 7806.4743 | 11574.5262 | 11261.8223 | 10949.1183 | 10636.4144 | 10323.7104 |  | 0 |  |  |  |  | 1 | 1 | 1 | 1 | 1 | [5 empty] | 6.0066 | 8.9467 | 570.7763 | 26826.484 | 684.9315 | 0.11145 | 0.11428 | 0.098384 | 0.10311 | 0.05769 | 0.11145 | 0.11428 | 0.098384 | 0.10311 | 0.05769 | 100000 | 100000 | 0 | 0 | 0
5541 |  |  |  | 9795.2055 |  |  |  |  | 5092.8894 | 5620.1811 | 6147.4727 | 6674.7644 | 7202.0561 | 10699.7248 | 10410.655 | 10121.5852 | 9832.5154 | 9543.4456 |  | 0 |  |  |  |  | 1 | 1 | 1 | 1 | 1 | [5 empty] | 5.2242 | 8.7359 | 570.7763 | 26826.484 | 684.9315 | 0.11146 | 0.11428 | 0.098386 | 0.10311 | 0.057202 | 0.11146 | 0.11428 | 0.098386 | 0.10311 | 0.057202 | 100000 | 100000 | 0 | 0 | 0
5542 |  |  |  | 9795.2055 |  |  |  |  | 4902.4799 | 5347.1374 | 5791.7949 | 6236.4524 | 6681.1099 | 8446.5023 | 8218.3068 | 7990.1114 | 7761.9159 | 7533.7204 |  | 0 |  |  |  |  | 1 | 1 | 1 | 1 | 1 | [5 empty] | 3.7125 | 8.2847 | 570.7763 | 26826.484 | 684.9315 | 0.11146 | 0.1132 | 0.098296 | 0.10224 | 0.057202 | 0.11146 | 0.1132 | 0.098296 | 0.10224 | 0.057202 | 100000 | 100000 | 0 | 0 | 0
5543 |  |  |  | 9795.2055 |  |  |  |  | 3564.3452 | 3939.1552 | 4313.9652 | 4688.7752 | 5063.5852 | 4728.1477 | 4600.4094 | 4472.6711 | 4344.9328 | 4217.1945 |  | 0 |  |  |  |  | 1 | 1 | 1 | 1 | 1 | [5 empty] | 2.0999 | 8.2358 | 570.7763 | 26826.484 | 684.9315 | 0.11079 | 0.10949 | 0.096537 | 0.08795 | 0.051946 | 0.11079 | 0.10949 | 0.096537 | 0.08795 | 0.051946 | 100000 | 100000 | 0 | 0 | 0
5544 |  |  |  | 9795.2055 |  |  |  |  | 2554.1061 | 2756.2236 | 2958.3411 | 3160.4586 | 3362.5761 | 2623.3095 | 2552.4367 | 2481.5639 | 2410.6911 | 2339.8183 |  | 0 |  |  |  |  | 1 | 1 | 1 | 1 | 1 | [5 empty] | 1.6651 | 7.8171 | 570.7763 | 26826.484 | 684.9315 | 0.10945 | 0.10836 | 0.096218 | 0.086483 | 0.051462 | 0.10945 | 0.10836 | 0.096218 | 0.086483 | 0.051462 | 100000 | 100000 | 0 | 0 | 0
5545 |  |  |  | 9795.2055 |  |  |  |  | 2121.2579 | 2222.5629 | 2323.8679 | 2425.1729 | 2526.4779 | 2826.9763 | 2750.6011 | 2674.2259 | 2597.8508 | 2521.4756 |  | 0 |  |  |  |  | 1 | 1 | 1 | 1 | 1 | [5 empty] | 1.9677 | 7.2409 | 570.7763 | 26826.484 | 684.9315 | 0.10905 | 0.10836 | 0.096205 | 0.086455 | 0.051462 | 0.10905 | 0.10836 | 0.096205 | 0.086455 | 0.051462 | 100000 | 100000 | 0 | 0 | 0
5546 |  |  |  | 9795.2055 |  |  |  |  | 1957.6201 | 2007.7776 | 2057.9351 | 2108.0926 | 2158.2501 | 2750.3103 | 2676.0064 | 2601.7024 | 2527.3985 | 2453.0946 |  | 0 |  |  |  |  | 1 | 1 | 1 | 1 | 1 | [5 empty] | 2.2648 | 7.1472 | 570.7763 | 26826.484 | 684.9315 | 0.10904 | 0.10836 | 0.096204 | 0.086495 | 0.05148 | 0.10904 | 0.10836 | 0.096205 | 0.086495 | 0.05148 | 100000 | 100000 | 0 | 0 | 0
5547 |  |  |  | 9795.2055 |  |  |  |  | 1910.1124 | 1951.7724 | 1993.4324 | 2035.0924 | 2076.7524 | 3477.181 | 3383.2395 | 3289.298 | 3195.3565 | 3101.4151 |  | 0 |  |  |  |  | 1 | 1 | 1 | 1 | 1 | [5 empty] | 2.1239 | 6.8283 | 570.7763 | 26826.484 | 684.9315 | 0.10902 | 0.10835 | 0.096145 | 0.086453 | 0.051458 | 0.10902 | 0.10835 | 0.096145 | 0.086453 | 0.051458 | 100000 | 100000 | 0 | 0 | 0
5548 |  |  |  | 9795.2055 |  |  |  |  | 1945.5547 | 1986.9397 | 2028.3247 | 2069.7097 | 2111.0947 | 5575.5861 | 5424.9529 | 5274.3197 | 5123.6866 | 4973.0534 |  | 0 |  |  |  |  | 1 | 1 | 1 | 1 | 1 | [5 empty] | 2.0252 | 7.0403 | 570.7763 | 26826.484 | 684.9315 | 0.10553 | 0.10028 | 0.081979 | 0.048872 | 0.047731 | 0.10553 | 0.10028 | 0.081979 | 0.048872 | 0.047731 | 100000 | 100000 | 0 | 0 | 0
5549 |  |  |  | 9795.2055 |  |  |  |  | 2443.2547 | 2485.3272 | 2527.3997 | 2569.4722 | 2611.5447 | 10440.2553 | 10158.1954 | 9876.1356 | 9594.0758 | 9312.0159 |  | 0 |  |  |  |  | 1 | 1 | 1 | 1 | 1 | [5 empty] | 2.2711 | 6.9971 | 570.7763 | 26826.484 | 684.9315 | 0.10512 | 0.10018 | 0.082656 | 0.056808 | 0.04774 | 0.10512 | 0.10018 | 0.082656 | 0.056808 | 0.04774 | 100000 | 100000 | 0 | 0 | 0
5550 |  |  |  | 9795.2055 |  |  |  |  | 3281.8039 | 3323.7389 | 3365.6739 | 3407.6089 | 3449.5439 | 12317.2002 | 11984.4317 | 11651.6633 | 11318.8948 | 10986.1264 |  | 0.00991 |  |  |  |  | 1 | 1 | 1 | 1 | 1 | [5 empty] | 2.813 | 7.5285 | 570.7763 | 26826.484 | 684.9315 | 0.10507 | 0.093261 | 0.08006 | 0.050917 | 0.04744 | 0.10507 | 0.093261 | 0.08006 | 0.050917 | 0.04744 | 100000 | 100000 | 0 | 0 | 0
5551 |  |  |  | 9795.2055 |  |  |  |  | 3837.5689 | 3878.8164 | 3920.0639 | 3961.3114 | 4002.5589 | 12554.6627 | 12215.4789 | 11876.295 | 11537.1111 | 11197.9273 |  | 0.09919 |  |  |  |  | 1 | 1 | 1 | 1 | 1 | [5 empty] | 3.6648 | 7.925 | 570.7763 | 26826.484 | 684.9315 | 0.099323 | 0.079116 | 0.040934 | 0.042093 | 0.044058 | 0.099323 | 0.079116 | 0.040934 | 0.042093 | 0.044058 | 100000 | 100000 | 0 | 0 | 0
5552 |  |  |  | 9795.2055 |  |  |  |  | 3624.1612 | 3672.8337 | 3721.5062 | 3770.1787 | 3818.8512 | 10368.8652 | 10088.7341 | 9808.603 | 9528.4718 | 9248.3407 |  | 0.14918 |  |  |  |  | 1 | 1 | 1 | 1 | 1 | [5 empty] | 4.1442 | 7.8705 | 570.7763 | 26826.484 | 684.9315 | 0.08931 | 0.010922 | 0.024681 | 0.037359 | 0.040044 | 0.08931 | 0.010922 | 0.024681 | 0.037359 | 0.040044 | 100000 | 100000 | 0 | 0 | 0
5553 |  |  |  | 9795.2055 |  |  |  |  | 3582.6862 | 3657.1812 | 3731.6762 | 3806.1712 | 3880.6662 | 10167.7911 | 9893.0923 | 9618.3935 | 9343.6947 | 9068.9959 |  | 0.44645 |  |  |  |  | 1 | 1 | 1 | 1 | 1 | [5 empty] | 1.7888 | 7.5339 | 570.7763 | 26826.484 | 684.9315 | 0.088925 | 0.0010073 | 0.0019407 | 0.00089531 | 0.0024409 | 0.088925 | 0.0010073 | 0.0019407 | 0.00089531 | 0.0024409 | 100000 | 100000 | 0 | 0 | 0
5554 |  |  |  | 9795.2055 |  |  |  |  | 3827.7657 | 3932.5082 | 4037.2507 | 4141.9932 | 4246.7357 | 9245.0317 | 8995.2627 | 8745.4937 | 8495.7247 | 8245.9557 |  | 0.60302 |  |  |  |  | 1 | 1 | 1 | 1 | 1 | [5 empty] | 4.887 | 7.5674 | 570.7763 | 26826.484 | 684.9315 | 0.088724 | 0.00097412 | 0.0019159 | 0.00087153 | 0.00041818 | 0.088724 | 0.00097412 | 0.0019159 | 0.00087153 | 0.00041818 | 100000 | 100000 | 0 | 0 | 0
5555 |  |  |  | 9795.2055 |  |  |  |  | 4305.8594 | 4472.5019 | 4639.1444 | 4805.7869 | 4972.4294 | 8506.7169 | 8276.8946 | 8047.0723 | 7817.2501 | 7587.4278 |  | 0.66138 |  |  |  |  | 1 | 1 | 1 | 1 | 1 | [5 empty] | 6.69 | 8.7563 | 570.7763 | 26826.484 | 684.9315 | 0.08868 | 0.00097653 | 0.0019111 | 0.00086557 | 0.00041576 | 0.08868 | 0.00097652 | 0.0019111 | 0.00086557 | 0.00041576 | 100000 | 100000 | 0 | 0 | 0
5556 |  |  |  | 9795.2055 |  |  |  |  | 4445.3662 | 4647.4837 | 4849.6012 | 5051.7187 | 5253.8362 | 8040.9568 | 7823.7177 | 7606.4787 | 7389.2397 | 7172.0006 |  | 0.71904 |  |  |  |  | 1 | 1 | 1 | 1 | 1 | [5 empty] | 3.3535 | 8.7441 | 570.7763 | 26826.484 | 684.9315 | 0.089518 | 0.00097762 | 0.0019127 | 0.00086759 | 0.00041366 | 0.089518 | 0.00097762 | 0.0019127 | 0.00086759 | 0.00041366 | 100000 | 100000 | 0 | 0 | 0
5557 |  |  |  | 9795.2055 |  |  |  |  | 4319.433 | 4583.423 | 4847.413 | 5111.403 | 5375.393 | 7344.4389 | 7146.0174 | 6947.5958 | 6749.1743 | 6550.7528 |  | 0.72411 |  |  |  |  | 1 | 1 | 1 | 1 | 1 | [5 empty] | 3.1288 | 8.326 | 570.7763 | 26826.484 | 684.9315 | 0.08937 | 0.00098866 | 0.0019139 | 0.00086916 | 0.00041636 | 0.08937 | 0.00098866 | 0.0019139 | 0.00086916 | 0.00041636 | 100000 | 100000 | 0 | 0 | 0
5558 |  |  |  | 9795.2055 |  |  |  |  | 4170.8771 | 4494.7596 | 4818.6421 | 5142.5246 | 5466.4071 | 7156.1053 | 6962.7719 | 6769.4385 | 6576.1051 | 6382.7717 |  | 0.61175 |  |  |  |  | 1 | 1 | 1 | 1 | 1 | [5 empty] | 2.477 | 8.6828 | 570.7763 | 26826.484 | 684.9315 | 0.089411 | 0.00098263 | 0.0019123 | 0.00086949 | 0.00042374 | 0.08941 | 0.00098263 | 0.0019124 | 0.00086949 | 0.00042374 | 100000 | 100000 | 0 | 0 | 0
5559 |  |  |  | 9795.2055 |  |  |  |  | 3870.7489 | 4298.3014 | 4725.8539 | 5153.4064 | 5580.9589 | 6743.8093 | 6561.6147 | 6379.4201 | 6197.2256 | 6015.031 |  | 0.41446 |  |  |  |  | 1 | 1 | 1 | 1 | 1 | [5 empty] | 2.3613 | 10.1351 | 570.7763 | 26826.484 | 684.9315 | 0.089483 | 0.00098076 | 0.0019067 | 0.00085924 | 0.0006514 | 0.089483 | 0.00098075 | 0.0019067 | 0.00085924 | 0.00065141 | 100000 | 100000 | 0 | 0 | 0
5560 |  |  |  | 9795.2055 |  |  |  |  | 3875.2734 | 4485.7501 | 5096.2268 | 5706.7034 | 6317.1801 | 7172.4212 | 6978.647 | 6784.8728 | 6591.0987 | 6397.3245 |  | 0.24843 |  |  |  |  | 1 | 1 | 1 | 1 | 1 | [5 empty] | 2.988 | 8.3087 | 570.7763 | 26826.484 | 684.9315 | 0.094106 | 0.0041063 | 0.0044131 | 0.0040227 | 0.0072369 | 0.094106 | 0.0041063 | 0.0044131 | 0.0040227 | 0.0072369 | 100000 | 100000 | 0 | 0 | 0
5561 |  |  |  | 9795.2055 |  |  |  |  | 4232.7126 | 5019.0451 | 5805.3776 | 6591.7101 | 7378.0426 | 7574.5694 | 7369.9306 | 7165.2917 | 6960.6529 | 6756.014 |  | 0.18967 |  |  |  |  | 1 | 1 | 1 | 1 | 1 | [5 empty] | 2.7106 | 9.5572 | 570.7763 | 26826.484 | 684.9315 | 0.10576 | 0.073315 | 0.052855 | 0.042779 | 0.043386 | 0.10576 | 0.073315 | 0.052855 | 0.042779 | 0.043386 | 100000 | 100000 | 0 | 0 | 0
5562 |  |  |  | 9795.2055 |  |  |  |  | 4815.6249 | 5648.8415 | 6482.0582 | 7315.2749 | 8148.4915 | 7914.9387 | 7701.1043 | 7487.2698 | 7273.4353 | 7059.6009 |  | 0.06594 |  |  |  |  | 1 | 1 | 1 | 1 | 1 | [5 empty] | 2.1004 | 9.7304 | 570.7763 | 26826.484 | 684.9315 | 0.10875 | 0.091597 | 0.080793 | 0.078806 | 0.05032 | 0.10875 | 0.091597 | 0.080793 | 0.078806 | 0.05032 | 100000 | 100000 | 0 | 0 | 0
5563 |  |  |  | 9795.2055 |  |  |  |  | 5221.3258 | 5976.1158 | 6730.9058 | 7485.6958 | 8240.4858 | 8742.3465 | 8506.1583 | 8269.9701 | 8033.7819 | 7797.5938 |  | 0.00328 |  |  |  |  | 1 | 1 | 1 | 1 | 1 | [5 empty] | 2.1204 | 9.4086 | 570.7763 | 26826.484 | 684.9315 | 0.11267 | 0.1065 | 0.092047 | 0.091653 | 0.067293 | 0.11267 | 0.1065 | 0.092047 | 0.091653 | 0.067293 | 100000 | 100000 | 0 | 0 | 0
5564 |  |  |  | 9795.2055 |  |  |  |  | 5208.5063 | 5827.1221 | 6445.7379 | 7064.3538 | 7682.9696 | 9036.7162 | 8792.5751 | 8548.4341 | 8304.2931 | 8060.152 |  | 0 |  |  |  |  | 1 | 1 | 1 | 1 | 1 | [5 empty] | 2.9536 | 9.7677 | 570.7763 | 26826.484 | 684.9315 | 0.11175 | 0.10156 | 0.091455 | 0.093075 | 0.060721 | 0.11175 | 0.10156 | 0.091456 | 0.093075 | 0.060721 | 100000 | 100000 | 0 | 0 | 0
5565 |  |  |  | 9795.2055 |  |  |  |  | 5102.9335 | 5657.0369 | 6211.1402 | 6765.2435 | 7319.3469 | 8362.6404 | 8136.7106 | 7910.7808 | 7684.851 | 7458.9212 |  | 0 |  |  |  |  | 1 | 1 | 1 | 1 | 1 | [5 empty] | 3.3302 | 10.8549 | 570.7763 | 26826.484 | 684.9315 | 0.10986 | 0.093108 | 0.082522 | 0.086883 | 0.057457 | 0.10986 | 0.093108 | 0.082522 | 0.086883 | 0.057457 | 100000 | 100000 | 0 | 0 | 0
5566 |  |  |  | 9795.2055 |  |  |  |  | 4912.1485 | 5379.4927 | 5846.8368 | 6314.181 | 6781.5252 | 6609.3439 | 6430.7822 | 6252.2204 | 6073.6586 | 5895.0969 |  | 0 |  |  |  |  | 1 | 1 | 1 | 1 | 1 | [5 empty] | 3.2931 | 11.3986 | 570.7763 | 26826.484 | 684.9315 | 0.10842 | 0.091329 | 0.077995 | 0.07597 | 0.050184 | 0.10842 | 0.091329 | 0.077995 | 0.07597 | 0.050184 | 100000 | 100000 | 0 | 0 | 0
5567 |  |  |  | 9795.2055 |  |  |  |  | 3571.3748 | 3948.7698 | 4326.1648 | 4703.5598 | 5080.9548 | 3711.3817 | 3611.1129 | 3510.8442 | 3410.5754 | 3310.3066 |  | 0 |  |  |  |  | 1 | 1 | 1 | 1 | 1 | [5 empty] | 3.0371 | 13.0449 | 570.7763 | 26826.484 | 684.9315 | 0.10702 | 0.089419 | 0.076239 | 0.074313 | 0.049776 | 0.10702 | 0.089419 | 0.076239 | 0.074313 | 0.049776 | 100000 | 100000 | 0 | 0 | 0
5568 |  |  |  | 9795.2055 |  |  |  |  | 2807.8972 | 3114.0697 | 3420.2422 | 3726.4147 | 4032.5872 | 1934.9405 | 1882.6651 | 1830.3896 | 1778.1142 | 1725.8387 |  | 0 |  |  |  |  | 1 | 1 | 1 | 1 | 1 | [5 empty] | 2.5563 | 13.4761 | 570.7763 | 26826.484 | 684.9315 | 0.10633 | 0.088534 | 0.075806 | 0.07292 | 0.049726 | 0.10633 | 0.088535 | 0.075806 | 0.07292 | 0.049726 | 100000 | 100000 | 0 | 0 | 0
5569 |  |  |  | 9795.2055 |  |  |  |  | 2181.4853 | 2348.3753 | 2515.2653 | 2682.1553 | 2849.0453 | 2163.954 | 2105.4914 | 2047.0288 | 1988.5662 | 1930.1036 |  | 0 |  |  |  |  | 1 | 1 | 1 | 1 | 1 | [5 empty] | 2.1273 | 11.1094 | 570.7763 | 26826.484 | 684.9315 | 0.10386 | 0.08773 | 0.074715 | 0.072718 | 0.049621 | 0.10386 | 0.08773 | 0.074715 | 0.072718 | 0.049621 | 100000 | 100000 | 0 | 0 | 0
5570 |  |  |  | 9795.2055 |  |  |  |  | 1962.3544 | 2072.1019 | 2181.8494 | 2291.5969 | 2401.3444 | 1940.9118 | 1888.475 | 1836.0382 | 1783.6015 | 1731.1647 |  | 0 |  |  |  |  | 1 | 1 | 1 | 1 | 1 | [5 empty] | 2.1134 | 11.5866 | 570.7763 | 26826.484 | 684.9315 | 0.10398 | 0.084444 | 0.074245 | 0.072714 | 0.049356 | 0.10398 | 0.084443 | 0.074245 | 0.072714 | 0.049356 | 100000 | 100000 | 0 | 0 | 0
5571 |  |  |  | 9795.2055 |  |  |  |  | 1882.2583 | 1938.0808 | 1993.9033 | 2049.7258 | 2105.5483 | 2185.4083 | 2126.366 | 2067.3238 | 2008.2816 | 1949.2394 |  | 0 |  |  |  |  | 1 | 1 | 1 | 1 | 1 | [5 empty] | 2.0835 | 11.1151 | 570.7763 | 26826.484 | 684.9315 | 0.10333 | 0.075209 | 0.073655 | 0.072847 | 0.04888 | 0.10333 | 0.075209 | 0.073655 | 0.072847 | 0.04888 | 100000 | 100000 | 0 | 0 | 0
5572 |  |  |  | 9795.2055 |  |  |  |  | 1929.107 | 1980.4195 | 2031.732 | 2083.0445 | 2134.357 | 3821.786 | 3718.5344 | 3615.2829 | 3512.0314 | 3408.7798 |  | 0 |  |  |  |  | 1 | 1 | 1 | 1 | 1 | [5 empty] | 1.8083 | 10.5592 | 570.7763 | 26826.484 | 684.9315 | 0.08854 | 0.070716 | 0.037389 | 0.025287 | 0.040352 | 0.08854 | 0.070716 | 0.037389 | 0.025287 | 0.040352 | 100000 | 100000 | 0 | 0 | 0
5573 |  |  |  | 9795.2055 |  |  |  |  | 2198.8646 | 2249.6821 | 2300.4996 | 2351.3171 | 2402.1346 | 7612.8489 | 7407.1759 | 7201.5029 | 6995.8298 | 6790.1568 |  | 0 |  |  |  |  | 1 | 1 | 1 | 1 | 1 | [5 empty] | 1.4425 | 10.6731 | 570.7763 | 26826.484 | 684.9315 | 0.090053 | 0.067101 | 0.039323 | 0.025185 | 0.042821 | 0.090053 | 0.067101 | 0.039323 | 0.025185 | 0.042821 | 100000 | 100000 | 0 | 0 | 0
5574 |  |  |  | 9795.2055 |  |  |  |  | 2604.6345 | 2646.2945 | 2687.9545 | 2729.6145 | 2771.2745 | 9546.5925 | 9288.6763 | 9030.7602 | 8772.844 | 8514.9279 |  | 0.0134 |  |  |  |  | 1 | 1 | 1 | 1 | 1 | [5 empty] | 1.3265 | 10.881 | 570.7763 | 26826.484 | 684.9315 | 0.088136 | 0.066007 | 0.028794 | 0.027991 | 0.042497 | 0.088136 | 0.066007 | 0.028794 | 0.027991 | 0.042497 | 100000 | 100000 | 0 | 0 | 0
5575 |  |  |  | 9795.2055 |  |  |  |  | 2969.6006 | 3010.7106 | 3051.8206 | 3092.9306 | 3134.0406 | 10465.072 | 10182.3417 | 9899.6114 | 9616.8811 | 9334.1508 |  | 0.10483 |  |  |  |  | 1 | 1 | 1 | 1 | 1 | [5 empty] | 1.2931 | 10.8932 | 570.7763 | 26826.484 | 684.9315 | 0.069524 | 0.0039854 | 0.0017428 | 0.0046361 | 0.038968 | 0.069524 | 0.0039854 | 0.0017428 | 0.0046361 | 0.038968 | 100000 | 100000 | 0 | 0 | 0
5576 |  |  |  | 9795.2055 |  |  |  |  | 3299.8081 | 3376.7781 | 3453.7481 | 3530.7181 | 3607.6881 | 8126.9397 | 7907.3777 | 7687.8157 | 7468.2537 | 7248.6917 |  | 0.27354 |  |  |  |  | 1 | 1 | 1 | 1 | 1 | [5 empty] | 0.63227 | 11.0765 | 570.7763 | 26826.484 | 684.9315 | 0.063528 | 0.0015255 | 0.00066996 | 0.00065926 | 0.00065625 | 0.063528 | 0.0015255 | 0.00066996 | 0.00065926 | 0.00065625 | 100000 | 100000 | 0 | 0 | 0
5577 |  |  |  | 9795.2055 |  |  |  |  | 3959.4675 | 4084.0375 | 4208.6075 | 4333.1775 | 4457.7475 | 8059.8159 | 7842.0674 | 7624.3188 | 7406.5703 | 7188.8217 |  | 0.46674 |  |  |  |  | 1 | 1 | 1 | 1 | 1 | [5 empty] | 1.002 | 11.1901 | 570.7763 | 26826.484 | 684.9315 | 0.01744 | 0.00049597 | 0.00024797 | 0.0002979 | 0.00030478 | 0.01744 | 0.00049597 | 0.00024797 | 0.0002979 | 0.00030478 | 100000 | 100000 | 0 | 0 | 0
5578 |  |  |  | 9795.2055 |  |  |  |  | 4440.0441 | 4698.3416 | 4956.6391 | 5214.9366 | 5473.2341 | 7644.0316 | 7437.5161 | 7231.0006 | 7024.4851 | 6817.9697 |  | 0.59112 |  |  |  |  | 1 | 1 | 1 | 1 | 1 | [5 empty] | 1.0187 | 11.1737 | 570.7763 | 26826.484 | 684.9315 | 0.011348 | 0.00017461 | 0.00036473 | 0.00029037 | 0.00029927 | 0.011348 | 0.00017462 | 0.00036473 | 0.00029037 | 0.00029927 | 100000 | 100000 | 0 | 0 | 0
5579 |  |  |  | 9795.2055 |  |  |  |  | 4889.6401 | 5218.8851 | 5548.1301 | 5877.3751 | 6206.6201 | 7006.8616 | 6817.5603 | 6628.2589 | 6438.9576 | 6249.6563 |  | 0.6317 |  |  |  |  | 1 | 1 | 1 | 1 | 1 | [5 empty] | 1.3941 | 11.3644 | 570.7763 | 26826.484 | 684.9315 | 0.011824 | 0.00026895 | 0.00037124 | 0.00028918 | 0.00029788 | 0.011824 | 0.00026895 | 0.00037124 | 0.00028918 | 0.00029788 | 100000 | 100000 | 0 | 0 | 0
5580 |  |  |  | 9795.2055 |  |  |  |  | 4949.3344 | 5390.3619 | 5831.3894 | 6272.4169 | 6713.4444 | 7018.03 | 6828.4269 | 6638.8238 | 6449.2208 | 6259.6177 |  | 0.69805 |  |  |  |  | 1 | 1 | 1 | 1 | 1 | [5 empty] | 1.8027 | 10.9613 | 570.7763 | 26826.484 | 684.9315 | 0.011779 | 0.00017317 | 0.00036587 | 0.00028479 | 0.00029361 | 0.011779 | 0.00017317 | 0.00036588 | 0.00028479 | 0.00029361 | 100000 | 100000 | 0 | 0 | 0
5581 |  |  |  | 9795.2055 |  |  |  |  | 4774.7854 | 5286.2654 | 5797.7454 | 6309.2254 | 6820.7054 | 6126.4132 | 5960.8985 | 5795.3839 | 5629.8693 | 5464.3546 |  | 0.68286 |  |  |  |  | 1 | 1 | 1 | 1 | 1 | [5 empty] | 1.7577 | 10.1174 | 570.7763 | 26826.484 | 684.9315 | 0.011081 | 0.00017066 | 0.00023815 | 0.00028222 | 0.00029139 | 0.011081 | 0.00017066 | 0.00023815 | 0.00028222 | 0.00029139 | 100000 | 100000 | 0 | 0 | 0
5582 |  |  |  | 9795.2055 |  |  |  |  | 4935.7332 | 5443.9957 | 5952.2582 | 6460.5207 | 6968.7832 | 6033.0819 | 5870.0888 | 5707.0956 | 5544.1025 | 5381.1093 |  | 0.66272 |  |  |  |  | 1 | 1 | 1 | 1 | 1 | [5 empty] | 2.1219 | 9.316 | 570.7763 | 26826.484 | 684.9315 | 0.010633 | 0.00016929 | 0.0002354 | 0.00028104 | 0.00028991 | 0.010633 | 0.00016929 | 0.0002354 | 0.00028104 | 0.00028991 | 100000 | 100000 | 0 | 0 | 0
5583 |  |  |  | 9795.2055 |  |  |  |  | 5107.2597 | 5596.9056 | 6086.5514 | 6576.1972 | 7065.8431 | 5471.3295 | 5323.5129 | 5175.6964 | 5027.8799 | 4880.0633 |  | 0.57759 |  |  |  |  | 1 | 1 | 1 | 1 | 1 | [5 empty] | 2.0301 | 8.4941 | 570.7763 | 26826.484 | 684.9315 | 0.010601 | 0.00016899 | 0.00023104 | 0.00027751 | 0.00028627 | 0.010601 | 0.00016899 | 0.00023104 | 0.00027751 | 0.00028627 | 100000 | 100000 | 0 | 0 | 0
5584 |  |  |  | 9795.2055 |  |  |  |  | 5156.3753 | 5626.8819 | 6097.3886 | 6567.8953 | 7038.4019 | 5943.735 | 5783.1557 | 5622.5764 | 5461.9971 | 5301.4178 |  | 0.44129 |  |  |  |  | 1 | 1 | 1 | 1 | 1 | [5 empty] | 2.0001 | 7.9916 | 570.7763 | 26826.484 | 684.9315 | 0.051676 | 0.00048174 | 0.00062957 | 0.00062174 | 0.00054593 | 0.051676 | 0.00048174 | 0.00062957 | 0.00062174 | 0.00054593 | 100000 | 100000 | 0 | 0 | 0
5585 |  |  |  | 9795.2055 |  |  |  |  | 5469.2034 | 5949.3343 | 6429.4651 | 6909.5959 | 7389.7268 | 6466.5634 | 6291.859 | 6117.1547 | 5942.4504 | 5767.746 |  | 0.25127 |  |  |  |  | 1 | 1 | 1 | 1 | 1 | [5 empty] | 1.9698 | 7.8254 | 570.7763 | 26826.484 | 684.9315 | 0.086646 | 0.0025176 | 0.0018291 | 0.0018008 | 0.003577 | 0.086646 | 0.0025176 | 0.0018291 | 0.0018008 | 0.003577 | 100000 | 100000 | 0 | 0 | 0
5586 |  |  |  | 9795.2055 |  |  |  |  | 5586.3251 | 6106.3301 | 6626.3351 | 7146.3401 | 7666.3451 | 6479.6103 | 6304.5535 | 6129.4967 | 5954.4399 | 5779.383 |  | 0.06762 |  |  |  |  | 1 | 1 | 1 | 1 | 1 | [5 empty] | 2.4014 | 7.9586 | 570.7763 | 26826.484 | 684.9315 | 0.10187 | 0.076323 | 0.063921 | 0.049029 | 0.044098 | 0.10187 | 0.076323 | 0.063921 | 0.049029 | 0.044098 | 100000 | 100000 | 0 | 0 | 0
5587 |  |  |  | 9795.2055 |  |  |  |  | 5419.3323 | 5902.8181 | 6386.3039 | 6869.7898 | 7353.2756 | 6798.0843 | 6614.4234 | 6430.7625 | 6247.1017 | 6063.4408 |  | 0.00276 |  |  |  |  | 1 | 1 | 1 | 1 | 1 | [5 empty] | 2.5493 | 8.3012 | 570.7763 | 26826.484 | 684.9315 | 0.10597 | 0.086407 | 0.081268 | 0.089603 | 0.047768 | 0.10597 | 0.086407 | 0.081268 | 0.089603 | 0.047768 | 100000 | 100000 | 0 | 0 | 0
5588 |  |  |  | 9795.2055 |  |  |  |  | 5132.9509 | 5550.8793 | 5968.8076 | 6386.7359 | 6804.6643 | 7285.1935 | 7088.3726 | 6891.5517 | 6694.7308 | 6497.9098 |  | 0 |  |  |  |  | 1 | 1 | 1 | 1 | 1 | [5 empty] | 2.4075 | 7.7197 | 570.7763 | 26826.484 | 684.9315 | 0.10634 | 0.091249 | 0.087282 | 0.090805 | 0.047762 | 0.10635 | 0.091249 | 0.087282 | 0.090805 | 0.047762 | 100000 | 100000 | 0 | 0 | 0
5589 |  |  |  | 9795.2055 |  |  |  |  | 4969.7362 | 5378.1496 | 5786.5629 | 6194.9762 | 6603.3896 | 6564.3123 | 6386.9671 | 6209.622 | 6032.2768 | 5854.9316 |  | 0 |  |  |  |  | 1 | 1 | 1 | 1 | 1 | [5 empty] | 2.4029 | 8.2066 | 570.7763 | 26826.484 | 684.9315 | 0.10609 | 0.091489 | 0.085552 | 0.088016 | 0.047161 | 0.10609 | 0.091489 | 0.085552 | 0.088016 | 0.047161 | 100000 | 100000 | 0 | 0 | 0
5590 |  |  |  | 9795.2055 |  |  |  |  | 5006.0062 | 5362.942 | 5719.8778 | 6076.8137 | 6433.7495 | 5063.6116 | 4926.8102 | 4790.0088 | 4653.2074 | 4516.406 |  | 0 |  |  |  |  | 1 | 1 | 1 | 1 | 1 | [5 empty] | 2.5471 | 12.8717 | 570.7763 | 26826.484 | 684.9315 | 0.10497 | 0.085632 | 0.081711 | 0.054169 | 0.047076 | 0.10497 | 0.085632 | 0.081711 | 0.054169 | 0.047076 | 100000 | 100000 | 0 | 0 | 0
5591 |  |  |  | 9795.2055 |  |  |  |  | 4027.4736 | 4377.4245 | 4727.3753 | 5077.3261 | 5427.277 | 2868.6864 | 2791.1843 | 2713.6823 | 2636.1802 | 2558.6782 |  | 0 |  |  |  |  | 1 | 1 | 1 | 1 | 1 | [5 empty] | 2.5933 | 12.4245 | 570.7763 | 26826.484 | 684.9315 | 0.10343 | 0.083428 | 0.078869 | 0.053428 | 0.046939 | 0.10343 | 0.083428 | 0.078869 | 0.053428 | 0.046939 | 100000 | 100000 | 0 | 0 | 0
5592 |  |  |  | 9795.2055 |  |  |  |  | 3059.8624 | 3441.8774 | 3823.8924 | 4205.9074 | 4587.9224 | 1727.3322 | 1680.6656 | 1633.999 | 1587.3324 | 1540.6659 |  | 0 |  |  |  |  | 1 | 1 | 1 | 1 | 1 | [5 empty] | 2.397 | 15.2425 | 570.7763 | 26826.484 | 684.9315 | 0.10077 | 0.080352 | 0.076498 | 0.052854 | 0.046856 | 0.10077 | 0.080352 | 0.076498 | 0.052854 | 0.046856 | 100000 | 100000 | 0 | 0 | 0
5593 |  |  |  | 9795.2055 |  |  |  |  | 2507.8605 | 2820.303 | 3132.7455 | 3445.188 | 3757.6305 | 1929.9295 | 1877.7895 | 1825.6494 | 1773.5093 | 1721.3693 |  | 0 |  |  |  |  | 1 | 1 | 1 | 1 | 1 | [5 empty] | 2.1031 | 15.9839 | 570.7763 | 26826.484 | 684.9315 | 0.099603 | 0.08344 | 0.079084 | 0.053816 | 0.046936 | 0.099603 | 0.08344 | 0.079084 | 0.053817 | 0.046936 | 100000 | 100000 | 0 | 0 | 0
5594 |  |  |  | 9795.2055 |  |  |  |  | 2212.5509 | 2427.0434 | 2641.5359 | 2856.0284 | 3070.5209 | 1732.8574 | 1686.0416 | 1639.2257 | 1592.4099 | 1545.594 |  | 0 |  |  |  |  | 1 | 1 | 1 | 1 | 1 | [5 empty] | 1.8484 | 15.3123 | 570.7763 | 26826.484 | 684.9315 | 0.10022 | 0.084135 | 0.079335 | 0.053894 | 0.04692 | 0.10022 | 0.084134 | 0.079335 | 0.053894 | 0.04692 | 100000 | 100000 | 0 | 0 | 0
5595 |  |  |  | 9795.2055 |  |  |  |  | 2119.4147 | 2217.7506 | 2316.0864 | 2414.4222 | 2512.7581 | 1945.9809 | 1893.4072 | 1840.8334 | 1788.2597 | 1735.686 |  | 0 |  |  |  |  | 1 | 1 | 1 | 1 | 1 | [5 empty] | 1.6591 | 14.8533 | 570.7763 | 26826.484 | 684.9315 | 0.10129 | 0.085233 | 0.080649 | 0.054115 | 0.046908 | 0.10129 | 0.085233 | 0.080649 | 0.054115 | 0.046908 | 100000 | 100000 | 0 | 0 | 0
5596 |  |  |  | 9795.2055 |  |  |  |  | 2177.7195 | 2232.9645 | 2288.2095 | 2343.4545 | 2398.6995 | 3397.0498 | 3305.2732 | 3213.4966 | 3121.72 | 3029.9434 |  | 0 |  |  |  |  | 1 | 1 | 1 | 1 | 1 | [5 empty] | 1.398 | 13.9063 | 570.7763 | 26826.484 | 684.9315 | 0.089785 | 0.078039 | 0.043149 | 0.042788 | 0.04462 | 0.089785 | 0.078039 | 0.043149 | 0.042788 | 0.04462 | 100000 | 100000 | 0 | 0 | 0
5597 |  |  |  | 9795.2055 |  |  |  |  | 2373.8354 | 2416.5954 | 2459.3554 | 2502.1154 | 2544.8754 | 6730.707 | 6548.8664 | 6367.0258 | 6185.1852 | 6003.3446 |  | 0 |  |  |  |  | 1 | 1 | 1 | 1 | 1 | [5 empty] | 1.3576 | 13.3123 | 570.7763 | 26826.484 | 684.9315 | 0.094197 | 0.078107 | 0.043532 | 0.043022 | 0.044848 | 0.094197 | 0.078107 | 0.043532 | 0.043022 | 0.044848 | 100000 | 100000 | 0 | 0 | 0
5598 |  |  |  | 9795.2055 |  |  |  |  | 2649.4577 | 2690.5677 | 2731.6777 | 2772.7877 | 2813.8977 | 8419.1168 | 8191.6611 | 7964.2055 | 7736.7499 | 7509.2943 |  | 0.01223 |  |  |  |  | 1 | 1 | 1 | 1 | 1 | [5 empty] | 1.56 | 12.9602 | 570.7763 | 26826.484 | 684.9315 | 0.096052 | 0.078253 | 0.045058 | 0.043656 | 0.044722 | 0.096052 | 0.078253 | 0.045058 | 0.043656 | 0.044722 | 100000 | 100000 | 0 | 0 | 0
5599 |  |  |  | 9795.2055 |  |  |  |  | 3281.7233 | 3322.1458 | 3362.5683 | 3402.9908 | 3443.4133 | 9245.8123 | 8996.0222 | 8746.2321 | 8496.442 | 8246.6519 |  | 0.10706 |  |  |  |  | 1 | 1 | 1 | 1 | 1 | [5 empty] | 1.894 | 12.2255 | 570.7763 | 26826.484 | 684.9315 | 0.091347 | 0.037572 | 0.036412 | 0.040593 | 0.043197 | 0.091347 | 0.037571 | 0.036412 | 0.040593 | 0.043197 | 100000 | 100000 | 0 | 0 | 0
5600 |  |  |  | 9795.2055 |  |  |  |  | 4245.6443 | 4286.4793 | 4327.3143 | 4368.1493 | 4408.9843 | 7187.2079 | 6993.0343 | 6798.8606 | 6604.6869 | 6410.5133 |  | 0.3039 |  |  |  |  | 1 | 1 | 1 | 1 | 1 | [5 empty] | 1.4782 | 12.0373 | 570.7763 | 26826.484 | 684.9315 | 0.081836 | 0.0047573 | 0.013804 | 0.019776 | 0.029698 | 0.081836 | 0.0047573 | 0.013804 | 0.019776 | 0.029698 | 100000 | 100000 | 0 | 0 | 0
5601 |  |  |  | 9795.2055 |  |  |  |  | 5140.6598 | 5200.1398 | 5259.6198 | 5319.0998 | 5378.5798 | 7129.8482 | 6937.2242 | 6744.6002 | 6551.9762 | 6359.3522 |  | 0.47564 |  |  |  |  | 1 | 1 | 1 | 1 | 1 | [5 empty] | 1.5582 | 11.4068 | 570.7763 | 26826.484 | 684.9315 | 0.052447 | 0.0013147 | 0.0020577 | 0.016041 | 0.017273 | 0.052447 | 0.0013147 | 0.0020577 | 0.016041 | 0.017273 | 100000 | 100000 | 0 | 0 | 0
5602 |  |  |  | 9795.2055 |  |  |  |  | 5763.8389 | 5838.0864 | 5912.3339 | 5986.5814 | 6060.8289 | 6760.7007 | 6578.0498 | 6395.3989 | 6212.748 | 6030.0971 |  | 0.60931 |  |  |  |  | 1 | 1 | 1 | 1 | 1 | [5 empty] | 1.2981 | 11.4314 | 570.7763 | 26826.484 | 684.9315 | 0.044079 | 0.00061553 | 0.00078121 | 0.00086698 | 0.00087309 | 0.044079 | 0.00061552 | 0.00078121 | 0.00086697 | 0.00087309 | 100000 | 100000 | 0 | 0 | 0
5603 |  |  |  | 9795.2055 |  |  |  |  | 6393.8328 | 6509.7128 | 6625.5928 | 6741.4728 | 6857.3528 | 6200.0045 | 6032.5017 | 5864.9989 | 5697.496 | 5529.9932 |  | 0.69281 |  |  |  |  | 1 | 1 | 1 | 1 | 1 | [5 empty] | 1.6241 | 11.386 | 570.7763 | 26826.484 | 684.9315 | 0.044217 | 0.00062767 | 0.0007943 | 0.00075242 | 0.00088845 | 0.044218 | 0.00062767 | 0.0007943 | 0.00075242 | 0.00088845 | 100000 | 100000 | 0 | 0 | 0
5604 |  |  |  | 9795.2055 |  |  |  |  | 6286.3098 | 6457.2423 | 6628.1748 | 6799.1073 | 6970.0398 | 6210.5287 | 6042.7416 | 5874.9544 | 5707.1673 | 5539.3801 |  | 0.7482 |  |  |  |  | 1 | 1 | 1 | 1 | 1 | [5 empty] | 2.7067 | 10.5127 | 570.7763 | 26826.484 | 684.9315 | 0.050106 | 0.00051838 | 0.00079165 | 0.00073371 | 0.0007498 | 0.050106 | 0.00051838 | 0.00079165 | 0.00073371 | 0.0007498 | 100000 | 100000 | 0 | 0 | 0
5605 |  |  |  | 9795.2055 |  |  |  |  | 5631.3281 | 5870.5681 | 6109.8081 | 6349.0481 | 6588.2881 | 5424.0815 | 5277.5415 | 5131.0014 | 4984.4614 | 4837.9213 |  | 0.7403 |  |  |  |  | 1 | 1 | 1 | 1 | 1 | [5 empty] | 2.9347 | 10.3067 | 570.7763 | 26826.484 | 684.9315 | 0.051926 | 0.0105 | 0.0012462 | 0.00071333 | 0.00076472 | 0.051926 | 0.0105 | 0.0012462 | 0.00071333 | 0.00076472 | 100000 | 100000 | 0 | 0 | 0
5606 |  |  |  | 9795.2055 |  |  |  |  | 5220.1662 | 5551.6387 | 5883.1112 | 6214.5837 | 6546.0562 | 5343.0419 | 5198.6912 | 5054.3406 | 4909.9899 | 4765.6393 |  | 0.60366 |  |  |  |  | 1 | 1 | 1 | 1 | 1 | [5 empty] | 3.1324 | 10.3443 | 570.7763 | 26826.484 | 684.9315 | 0.054817 | 0.013494 | 0.0023784 | 0.0026421 | 0.0012726 | 0.054817 | 0.013494 | 0.0023784 | 0.0026421 | 0.0012725 | 100000 | 100000 | 0 | 0 | 0
5607 |  |  |  | 9795.2055 |  |  |  |  | 5022.5359 | 5337.8384 | 5653.1409 | 5968.4434 | 6283.7459 | 4846.8095 | 4715.8654 | 4584.9213 | 4453.9771 | 4323.033 |  | 0.47471 |  |  |  |  | 1 | 1 | 1 | 1 | 1 | [5 empty] | 3.5988 | 8.0294 | 570.7763 | 26826.484 | 684.9315 | 0.080763 | 0.015636 | 0.0033763 | 0.0035138 | 0.0039562 | 0.080763 | 0.015636 | 0.0033764 | 0.0035138 | 0.0039562 | 100000 | 100000 | 0 | 0 | 0
5608 |  |  |  | 9795.2055 |  |  |  |  | 5005.8774 | 5357.9732 | 5710.0691 | 6062.1649 | 6414.2607 | 5258.8481 | 5116.772 | 4974.696 | 4832.62 | 4690.544 |  | 0.37364 |  |  |  |  | 1 | 1 | 1 | 1 | 1 | [5 empty] | 2.8656 | 7.3762 | 570.7763 | 26826.484 | 684.9315 | 0.09826 | 0.050513 | 0.024273 | 0.03895 | 0.041592 | 0.09826 | 0.050513 | 0.024274 | 0.03895 | 0.041592 | 100000 | 100000 | 0 | 0 | 0
5609 |  |  |  | 9795.2055 |  |  |  |  | 5331.4752 | 5724.8202 | 6118.1652 | 6511.5102 | 6904.8552 | 5719.8236 | 5565.2936 | 5410.7636 | 5256.2336 | 5101.7036 |  | 0.14224 |  |  |  |  | 1 | 1 | 1 | 1 | 1 | [5 empty] | 3.3589 | 7.2618 | 570.7763 | 26826.484 | 684.9315 | 0.10795 | 0.099644 | 0.072613 | 0.04436 | 0.044875 | 0.10795 | 0.099644 | 0.072613 | 0.04436 | 0.044875 | 100000 | 100000 | 0 | 0 | 0
5610 |  |  |  | 9795.2055 |  |  |  |  | 5566.9658 | 6080.0958 | 6593.2258 | 7106.3558 | 7619.4858 | 5734.5564 | 5579.6283 | 5424.7003 | 5269.7723 | 5114.8443 |  | 0.06474 |  |  |  |  | 1 | 1 | 1 | 1 | 1 | [5 empty] | 4.4076 | 6.9049 | 570.7763 | 26826.484 | 684.9315 | 0.10934 | 0.10719 | 0.098375 | 0.10224 | 0.056563 | 0.10934 | 0.10719 | 0.098375 | 0.10224 | 0.056564 | 100000 | 100000 | 0 | 0 | 0
5611 |  |  |  | 9795.2055 |  |  |  |  | 5441.2699 | 5962.2099 | 6483.1499 | 7004.0899 | 7525.0299 | 6015.5619 | 5853.0421 | 5690.5222 | 5528.0024 | 5365.4826 |  | 0.00113 |  |  |  |  | 1 | 1 | 1 | 1 | 1 | [5 empty] | 5.0772 | 6.2669 | 570.7763 | 26826.484 | 684.9315 | 0.10961 | 0.11361 | 0.10049 | 0.10428 | 0.068388 | 0.10961 | 0.11361 | 0.10049 | 0.10428 | 0.068388 | 100000 | 100000 | 0 | 0 | 0
5612 |  |  |  | 9795.2055 |  |  |  |  | 5247.4256 | 5735.7789 | 6224.1322 | 6712.4856 | 7200.8389 | 6447.8566 | 6273.6577 | 6099.4587 | 5925.2598 | 5751.0608 |  | 0 |  |  |  |  | 1 | 1 | 1 | 1 | 1 | [5 empty] | 4.7912 | 5.7368 | 570.7763 | 26826.484 | 684.9315 | 0.11 | 0.12045 | 0.10076 | 0.10558 | 0.10064 | 0.11 | 0.12045 | 0.10076 | 0.10558 | 0.10064 | 100000 | 100000 | 0 | 0 | 0
5613 |  |  |  | 9795.2055 |  |  |  |  | 5060.3961 | 5455.1986 | 5850.0011 | 6244.8036 | 6639.6061 | 5815.5923 | 5658.475 | 5501.3577 | 5344.2403 | 5187.123 |  | 0 |  |  |  |  | 1 | 1 | 1 | 1 | 1 | [5 empty] | 4.2979 | 4.7094 | 570.7763 | 26826.484 | 684.9315 | 0.10974 | 0.11432 | 0.10003 | 0.10472 | 0.10064 | 0.10974 | 0.11432 | 0.10003 | 0.10472 | 0.10064 | 100000 | 100000 | 0 | 0 | 0
5614 |  |  |  | 9795.2055 |  |  |  |  | 4860.4942 | 5181.6817 | 5502.8692 | 5824.0567 | 6145.2442 | 4496.3375 | 4374.8619 | 4253.3863 | 4131.9107 | 4010.4351 |  | 0 |  |  |  |  | 1 | 1 | 1 | 1 | 1 | [5 empty] | 3.6093 | 3.1449 | 570.7763 | 26826.484 | 684.9315 | 0.10985 | 0.11105 | 0.099155 | 0.10334 | 0.10064 | 0.10985 | 0.11104 | 0.099155 | 0.10334 | 0.10064 | 100000 | 100000 | 0 | 0 | 0
5615 |  |  |  | 9795.2055 |  |  |  |  | 3627.0084 | 3903.3184 | 4179.6284 | 4455.9384 | 4732.2484 | 2555.6122 | 2486.5684 | 2417.5245 | 2348.4806 | 2279.4368 |  | 0 |  |  |  |  | 1 | 1 | 1 | 1 | 1 | [5 empty] | 3.7431 | 3.2474 | 570.7763 | 26826.484 | 684.9315 | 0.10934 | 0.10847 | 0.09919 | 0.10309 | 0.098416 | 0.10934 | 0.10847 | 0.09919 | 0.10309 | 0.098416 | 100000 | 100000 | 0 | 0 | 0
5616 |  |  |  | 9795.2055 |  |  |  |  | 2570.1666 | 2779.1591 | 2988.1516 | 3197.1441 | 3406.1366 | 1768.2275 | 1720.4561 | 1672.6846 | 1624.9132 | 1577.1418 |  | 0 |  |  |  |  | 1 | 1 | 1 | 1 | 1 | [5 empty] | 3.9999 | 1.6874 | 570.7763 | 26826.484 | 684.9315 | 0.10895 | 0.10782 | 0.099184 | 0.10309 | 0.063942 | 0.10895 | 0.10782 | 0.099184 | 0.10309 | 0.063942 | 100000 | 100000 | 0 | 0 | 0
5617 |  |  |  | 9795.2055 |  |  |  |  | 2134.5966 | 2235.5716 | 2336.5466 | 2437.5216 | 2538.4966 | 1976.042 | 1922.6561 | 1869.2702 | 1815.8844 | 1762.4985 |  | 0 |  |  |  |  | 1 | 1 | 1 | 1 | 1 | [5 empty] | 4.53 | 0.22605 | 570.7763 | 26826.484 | 684.9315 | 0.10893 | 0.10778 | 0.099168 | 0.10309 | 0.06311 | 0.10893 | 0.10778 | 0.099168 | 0.10309 | 0.06311 | 100000 | 100000 | 0 | 0 | 0
5618 |  |  |  | 9795.2055 |  |  |  |  | 1969.9299 | 2020.4174 | 2070.9049 | 2121.3924 | 2171.8799 | 1773.8392 | 1725.9161 | 1677.9931 | 1630.07 | 1582.147 |  | 0 |  |  |  |  | 1 | 1 | 1 | 1 | 1 | [5 empty] | 6.8935 | 1.6065 | 570.7763 | 26826.484 | 684.9315 | 0.10875 | 0.10774 | 0.099166 | 0.10311 | 0.063121 | 0.10875 | 0.10774 | 0.099166 | 0.10311 | 0.063121 | 100000 | 100000 | 0 | 0 | 0
5619 |  |  |  | 9795.2055 |  |  |  |  | 1922.1234 | 1964.0584 | 2005.9934 | 2047.9284 | 2089.8634 | 1993.1805 | 1939.3316 | 1885.4827 | 1831.6338 | 1777.7849 |  | 0 |  |  |  |  | 1 | 1 | 1 | 1 | 1 | [5 empty] | 8.6085 | 3.0008 | 570.7763 | 26826.484 | 684.9315 | 0.10877 | 0.10776 | 0.099199 | 0.10313 | 0.063112 | 0.10877 | 0.10776 | 0.099199 | 0.10313 | 0.063112 | 100000 | 100000 | 0 | 0 | 0
5620 |  |  |  | 9795.2055 |  |  |  |  | 1957.7886 | 1999.8611 | 2041.9336 | 2084.0061 | 2126.0786 | 3480.8239 | 3386.784 | 3292.7441 | 3198.7042 | 3104.6643 |  | 0 |  |  |  |  | 1 | 1 | 1 | 1 | 1 | [5 empty] | 7.9056 | 6.341 | 570.7763 | 26826.484 | 684.9315 | 0.10782 | 0.10361 | 0.088488 | 0.052915 | 0.048642 | 0.10782 | 0.10361 | 0.088488 | 0.052915 | 0.048642 | 100000 | 100000 | 0 | 0 | 0
5621 |  |  |  | 9795.2055 |  |  |  |  | 2458.6182 | 2499.4532 | 2540.2882 | 2581.1232 | 2621.9582 | 6904.9559 | 6718.4077 | 6531.8595 | 6345.3113 | 6158.7632 |  | 0 |  |  |  |  | 1 | 1 | 1 | 1 | 1 | [5 empty] | 7.0836 | 7.1385 | 570.7763 | 26826.484 | 684.9315 | 0.10692 | 0.10389 | 0.089874 | 0.063396 | 0.051452 | 0.10692 | 0.10389 | 0.089874 | 0.063396 | 0.051452 | 100000 | 100000 | 0 | 0 | 0
5622 |  |  |  | 9795.2055 |  |  |  |  | 3302.4403 | 3345.2003 | 3387.9603 | 3430.7203 | 3473.4803 | 8641.9716 | 8408.4952 | 8175.0188 | 7941.5424 | 7708.066 |  | 0.00046 |  |  |  |  | 1 | 1 | 1 | 1 | 1 | [5 empty] | 6.6664 | 7.4442 | 570.7763 | 26826.484 | 684.9315 | 0.10547 | 0.10189 | 0.089232 | 0.051498 | 0.048496 | 0.10547 | 0.10189 | 0.089232 | 0.051498 | 0.048496 | 100000 | 100000 | 0 | 0 | 0
5623 |  |  |  | 9795.2055 |  |  |  |  | 3861.7 | 3904.185 | 3946.67 | 3989.155 | 4031.64 | 9486.6971 | 9230.3992 | 8974.1012 | 8717.8032 | 8461.5052 |  | 0.01317 |  |  |  |  | 1 | 1 | 1 | 1 | 1 | [5 empty] | 6.6585 | 7.4475 | 570.7763 | 26826.484 | 684.9315 | 0.10613 | 0.096449 | 0.052425 | 0.046105 | 0.045575 | 0.10613 | 0.096449 | 0.052425 | 0.046105 | 0.045575 | 100000 | 100000 | 0 | 0 | 0
5624 |  |  |  | 9795.2055 |  |  |  |  | 3646.9504 | 3697.1079 | 3747.2654 | 3797.4229 | 3847.5804 | 7372.8191 | 7173.6308 | 6974.4426 | 6775.2543 | 6576.0661 |  | 0.03196 |  |  |  |  | 1 | 1 | 1 | 1 | 1 | [5 empty] | 6.0692 | 10.0358 | 570.7763 | 26826.484 | 684.9315 | 0.10431 | 0.075398 | 0.040341 | 0.041218 | 0.044422 | 0.10431 | 0.075398 | 0.040341 | 0.041218 | 0.044422 | 100000 | 100000 | 0 | 0 | 0
5625 |  |  |  | 9795.2055 |  |  |  |  | 3605.2146 | 3680.2046 | 3755.1946 | 3830.1846 | 3905.1746 | 7313.5171 | 7115.931 | 6918.3449 | 6720.7587 | 6523.1726 |  | 0.03627 |  |  |  |  | 1 | 1 | 1 | 1 | 1 | [5 empty] | 5.8246 | 10.9283 | 570.7763 | 26826.484 | 684.9315 | 0.098602 | 0.0095376 | 0.0088601 | 0.037606 | 0.042322 | 0.098602 | 0.0095376 | 0.0088601 | 0.037606 | 0.042322 | 100000 | 100000 | 0 | 0 | 0
5626 |  |  |  | 9795.2055 |  |  |  |  | 3851.8352 | 3956.5777 | 4061.3202 | 4166.0627 | 4270.8052 | 6935.168 | 6747.8035 | 6560.4391 | 6373.0747 | 6185.7103 |  | 0.04918 |  |  |  |  | 1 | 1 | 1 | 1 | 1 | [5 empty] | 10.1436 | 11.6226 | 570.7763 | 26826.484 | 684.9315 | 0.095873 | 0.0054275 | 0.0035907 | 0.0078938 | 0.040016 | 0.095873 | 0.0054275 | 0.0035907 | 0.0078938 | 0.040016 | 100000 | 100000 | 0 | 0 | 0
5627 |  |  |  | 9795.2055 |  |  |  |  | 4332.9352 | 4496.8277 | 4660.7202 | 4824.6127 | 4988.5052 | 6359.3479 | 6187.5402 | 6015.7324 | 5843.9247 | 5672.117 |  | 0.0521 |  |  |  |  | 1 | 1 | 1 | 1 | 1 | [5 empty] | 9.8516 | 12.1848 | 570.7763 | 26826.484 | 684.9315 | 0.089329 | 0.0035517 | 0.0018772 | 0.002232 | 0.0044689 | 0.089329 | 0.0035517 | 0.0018772 | 0.002232 | 0.0044689 | 100000 | 100000 | 0 | 0 | 0
5628 |  |  |  | 9795.2055 |  |  |  |  | 4473.3193 | 4678.1868 | 4883.0543 | 5087.9218 | 5292.7893 | 6369.9949 | 6197.8995 | 6025.8042 | 5853.7088 | 5681.6134 |  | 0.04957 |  |  |  |  | 1 | 1 | 1 | 1 | 1 | [5 empty] | 10.0531 | 12.2198 | 570.7763 | 26826.484 | 684.9315 | 0.079914 | 0.0027334 | 0.0018861 | 0.0019447 | 0.0034452 | 0.079914 | 0.0027334 | 0.0018861 | 0.0019447 | 0.0034452 | 100000 | 100000 | 0 | 0 | 0
5629 |  |  |  | 9795.2055 |  |  |  |  | 4346.5942 | 4616.7442 | 4886.8942 | 5157.0442 | 5427.1942 | 5562.761 | 5412.4743 | 5262.1876 | 5111.9009 | 4961.6142 |  | 0.0752 |  |  |  |  | 1 | 1 | 1 | 1 | 1 | [5 empty] | 4.8387 | 13.0546 | 570.7763 | 26826.484 | 684.9315 | 0.055678 | 0.0024465 | 0.0015398 | 0.0016619 | 0.0029451 | 0.055678 | 0.0024465 | 0.0015399 | 0.0016619 | 0.0029451 | 100000 | 100000 | 0 | 0 | 0
5630 |  |  |  | 9795.2055 |  |  |  |  | 4197.1041 | 4514.5516 | 4831.9991 | 5149.4466 | 5466.8941 | 5479.2832 | 5331.2518 | 5183.2204 | 5035.189 | 4887.1576 |  | 0.12979 |  |  |  |  | 1 | 1 | 1 | 1 | 1 | [5 empty] | 3.5381 | 12.5803 | 570.7763 | 26826.484 | 684.9315 | 0.049816 | 0.0020744 | 0.0014941 | 0.001635 | 0.0029152 | 0.049816 | 0.0020744 | 0.0014941 | 0.001635 | 0.0029152 | 100000 | 100000 | 0 | 0 | 0
5631 |  |  |  | 9795.2055 |  |  |  |  | 3895.0887 | 4319.7812 | 4744.4737 | 5169.1662 | 5593.8587 | 4970.1059 | 4835.8307 | 4701.5555 | 4567.2803 | 4433.0051 |  | 0.12707 |  |  |  |  | 1 | 1 | 1 | 1 | 1 | [5 empty] | 4.5137 | 15.3293 | 570.7763 | 26826.484 | 684.9315 | 0.034606 | 0.0019082 | 0.0014696 | 0.0016059 | 0.0029323 | 0.034606 | 0.0019082 | 0.0014697 | 0.0016059 | 0.0029323 | 100000 | 100000 | 0 | 0 | 0
5632 |  |  |  | 9795.2055 |  |  |  |  | 3899.6417 | 4520.43 | 5141.2184 | 5762.0067 | 6382.795 | 5394.1071 | 5248.3768 | 5102.6466 | 4956.9163 | 4811.1861 |  | 0.20262 |  |  |  |  | 1 | 1 | 1 | 1 | 1 | [5 empty] | 4.345 | 16.9344 | 570.7763 | 26826.484 | 684.9315 | 0.032724 | 0.0021225 | 0.0013519 | 0.0016118 | 0.0033644 | 0.032724 | 0.0021225 | 0.0013519 | 0.0016118 | 0.0033644 | 100000 | 100000 | 0 | 0 | 0
5633 |  |  |  | 9795.2055 |  |  |  |  | 4259.3284 | 5035.2109 | 5811.0934 | 6586.9759 | 7362.8584 | 5867.309 | 5708.7945 | 5550.2799 | 5391.7654 | 5233.2509 |  | 0.06506 |  |  |  |  | 1 | 1 | 1 | 1 | 1 | [5 empty] | 4.9079 | 19.0118 | 570.7763 | 26826.484 | 684.9315 | 0.03489 | 0.0026123 | 0.0021061 | 0.0029842 | 0.013332 | 0.03489 | 0.0026123 | 0.002106 | 0.0029843 | 0.013332 | 100000 | 100000 | 0 | 0 | 0
5634 |  |  |  | 9795.2055 |  |  |  |  | 4845.9062 | 5670.8745 | 6495.8428 | 7320.8112 | 8145.7795 | 5881.687 | 5722.784 | 5563.881 | 5404.978 | 5246.075 |  | 0.06301 |  |  |  |  | 1 | 1 | 1 | 1 | 1 | [5 empty] | 5.4752 | 17.5952 | 570.7763 | 26826.484 | 684.9315 | 0.058469 | 0.0027831 | 0.0023098 | 0.0099803 | 0.032805 | 0.058469 | 0.0027831 | 0.0023098 | 0.0099803 | 0.032805 | 100000 | 100000 | 0 | 0 | 0
5635 |  |  |  | 9795.2055 |  |  |  |  | 5254.1582 | 6029.6282 | 6805.0982 | 7580.5682 | 8356.0382 | 6170.0975 | 6003.4026 | 5836.7078 | 5670.013 | 5503.3181 |  | 0 |  |  |  |  | 1 | 1 | 1 | 1 | 1 | [5 empty] | 9.28 | 18.9254 | 570.7763 | 26826.484 | 684.9315 | 0.059141 | 0.0031943 | 0.0020745 | 0.0109 | 0.036956 | 0.059141 | 0.0031943 | 0.0020745 | 0.010901 | 0.036956 | 100000 | 100000 | 0 | 0 | 0
5636 |  |  |  | 9795.2055 |  |  |  |  | 5241.2581 | 5884.9531 | 6528.6481 | 7172.3431 | 7816.0381 | 6613.2085 | 6434.5423 | 6255.8762 | 6077.21 | 5898.5438 |  | 0 |  |  |  |  | 1 | 1 | 1 | 1 | 1 | [5 empty] | 7.9505 | 21.6259 | 570.7763 | 26826.484 | 684.9315 | 0.057442 | 0.0032384 | 0.0020653 | 0.01037 | 0.035641 | 0.057442 | 0.0032384 | 0.0020653 | 0.01037 | 0.035641 | 100000 | 100000 | 0 | 0 | 0
5637 |  |  |  | 9795.2055 |  |  |  |  | 5135.0215 | 5642.6515 | 6150.2815 | 6657.9115 | 7165.5415 | 5963.4051 | 5802.2944 | 5641.1836 | 5480.0729 | 5318.9622 |  | 0 |  |  |  |  | 1 | 1 | 1 | 1 | 1 | [5 empty] | 8.0262 | 21.1286 | 570.7763 | 26826.484 | 684.9315 | 0.058662 | 0.0032335 | 0.0020401 | 0.0028476 | 0.010841 | 0.058662 | 0.0032335 | 0.0020401 | 0.0028476 | 0.010841 | 100000 | 100000 | 0 | 0 | 0
5638 |  |  |  | 9795.2055 |  |  |  |  | 4943.0368 | 5381.6443 | 5820.2518 | 6258.8593 | 6697.4668 | 4608.2577 | 4483.7584 | 4359.2591 | 4234.7599 | 4110.2606 |  | 0 |  |  |  |  | 1 | 1 | 1 | 1 | 1 | [5 empty] | 7.2092 | 20.0416 | 570.7763 | 26826.484 | 684.9315 | 0.05738 | 0.0032377 | 0.0020489 | 0.0027465 | 0.0071091 | 0.05738 | 0.0032377 | 0.0020489 | 0.0027465 | 0.0071091 | 100000 | 100000 | 0 | 0 | 0
5639 |  |  |  | 9795.2055 |  |  |  |  | 3593.8321 | 3993.1987 | 4392.5654 | 4791.9321 | 5191.2987 | 2617.3215 | 2546.6104 | 2475.8994 | 2405.1883 | 2334.4773 |  | 0 |  |  |  |  | 1 | 1 | 1 | 1 | 1 | [5 empty] | 9.2607 | 19.3271 | 570.7763 | 26826.484 | 684.9315 | 0.033963 | 0.0024628 | 0.0019866 | 0.0026594 | 0.0065325 | 0.033963 | 0.0024628 | 0.0019866 | 0.0026594 | 0.0065325 | 100000 | 100000 | 0 | 0 | 0
5640 |  |  |  | 9795.2055 |  |  |  |  | 2575.8435 | 2782.7735 | 2989.7035 | 3196.6335 | 3403.5635 | 2273.9731 | 2212.5381 | 2151.1032 | 2089.6682 | 2028.2333 |  | 0 |  |  |  |  | 1 | 1 | 1 | 1 | 1 | [5 empty] | 10.7233 | 16.9448 | 570.7763 | 26826.484 | 684.9315 | 0.032581 | 0.002394 | 0.0019424 | 0.0025924 | 0.0063091 | 0.032581 | 0.002394 | 0.0019424 | 0.0025924 | 0.0063091 | 100000 | 100000 | 0 | 0 | 0
5641 |  |  |  | 9795.2055 |  |  |  |  | 2139.3114 | 2238.9664 | 2338.6214 | 2438.2764 | 2537.9314 | 2448.9209 | 2382.7595 | 2316.598 | 2250.4366 | 2184.2752 |  | 0 |  |  |  |  | 1 | 1 | 1 | 1 | 1 | [5 empty] | 13.1483 | 14.7802 | 570.7763 | 26826.484 | 684.9315 | 0.032841 | 0.0023924 | 0.0019448 | 0.002607 | 0.006359 | 0.032841 | 0.0023924 | 0.0019448 | 0.002607 | 0.006359 | 100000 | 100000 | 0 | 0 | 0
5642 |  |  |  | 9795.2055 |  |  |  |  | 1974.281 | 2022.9535 | 2071.626 | 2120.2985 | 2168.971 | 2381.06 | 2316.7319 | 2252.4039 | 2188.0758 | 2123.7478 |  | 0 |  |  |  |  | 1 | 1 | 1 | 1 | 1 | [5 empty] | 11.9028 | 13.6235 | 570.7763 | 26826.484 | 684.9315 | 0.034276 | 0.0024633 | 0.0019796 | 0.0026523 | 0.006611 | 0.034276 | 0.0024633 | 0.0019796 | 0.0026523 | 0.006611 | 100000 | 100000 | 0 | 0 | 0
5643 |  |  |  | 9795.2055 |  |  |  |  | 1926.3689 | 1968.4414 | 2010.5139 | 2052.5864 | 2094.6589 | 3005.9995 | 2924.7877 | 2843.5759 | 2762.3642 | 2681.1524 |  | 0 |  |  |  |  | 1 | 1 | 1 | 1 | 1 | [5 empty] | 11.0552 | 15.3072 | 570.7763 | 26826.484 | 684.9315 | 0.036302 | 0.0025068 | 0.0020097 | 0.0027213 | 0.0069389 | 0.036302 | 0.0025068 | 0.0020097 | 0.0027213 | 0.0069389 | 100000 | 100000 | 0 | 0 | 0
5644 |  |  |  | 9795.2055 |  |  |  |  | 1962.1129 | 2003.0854 | 2044.0579 | 2085.0304 | 2126.0029 | 4819.3987 | 4689.1951 | 4558.9915 | 4428.7879 | 4298.5843 |  | 0 |  |  |  |  | 1 | 1 | 1 | 1 | 1 | [5 empty] | 10.4827 | 15.8636 | 570.7763 | 26826.484 | 684.9315 | 0.028383 | 0.0022184 | 0.0017097 | 0.0013002 | 0.0016749 | 0.028383 | 0.0022184 | 0.0017097 | 0.0013002 | 0.0016749 | 100000 | 100000 | 0 | 0 | 0
5645 |  |  |  | 9795.2055 |  |  |  |  | 2464.0487 | 2504.0587 | 2544.0687 | 2584.0787 | 2624.0887 | 9001.0445 | 8757.8672 | 8514.6899 | 8271.5126 | 8028.3353 |  | 0 |  |  |  |  | 1 | 1 | 1 | 1 | 1 | [5 empty] | 9.9641 | 15.8332 | 570.7763 | 26826.484 | 684.9315 | 0.02938 | 0.0021255 | 0.0019083 | 0.0016317 | 0.0017898 | 0.02938 | 0.0021255 | 0.0019083 | 0.0016316 | 0.0017898 | 100000 | 100000 | 0 | 0 | 0
5646 |  |  |  | 9795.2055 |  |  |  |  | 3309.7346 | 3351.9446 | 3394.1546 | 3436.3646 | 3478.5746 | 10615.9517 | 10329.1452 | 10042.3386 | 9755.5321 | 9468.7255 |  | 0.00808 |  |  |  |  | 1 | 1 | 1 | 1 | 1 | [5 empty] | 9.5723 | 18.4696 | 570.7763 | 26826.484 | 684.9315 | 0.032249 | 0.0024142 | 0.0019612 | 0.0018231 | 0.0021171 | 0.032249 | 0.0024142 | 0.0019612 | 0.0018231 | 0.0021171 | 100000 | 100000 | 0 | 0 | 0
5647 |  |  |  | 9795.2055 |  |  |  |  | 3870.2296 | 3911.7521 | 3953.2746 | 3994.7971 | 4036.3196 | 10821.5045 | 10529.1447 | 10236.7848 | 9944.4249 | 9652.065 |  | 0.05572 |  |  |  |  | 1 | 1 | 1 | 1 | 1 | [5 empty] | 9.7573 | 17.927 | 570.7763 | 26826.484 | 684.9315 | 0.03314 | 0.0024622 | 0.0020215 | 0.0019083 | 0.0021971 | 0.03314 | 0.0024622 | 0.0020215 | 0.0019083 | 0.0021971 | 100000 | 100000 | 0 | 0 | 0
5648 |  |  |  | 9795.2055 |  |  |  |  | 3655.0056 | 3706.9781 | 3758.9506 | 3810.9231 | 3862.8956 | 8942.8855 | 8701.2794 | 8459.6734 | 8218.0673 | 7976.4613 |  | 0.09677 |  |  |  |  | 1 | 1 | 1 | 1 | 1 | [5 empty] | 9.4206 | 18.517 | 570.7763 | 26826.484 | 684.9315 | 0.0051038 | 0.0019528 | 0.0010378 | 0.00099008 | 0.0009728 | 0.0051038 | 0.0019528 | 0.0010378 | 0.00099008 | 0.00097281 | 100000 | 100000 | 0 | 0 | 0
5649 |  |  |  | 9795.2055 |  |  |  |  | 3613.1776 | 3687.9201 | 3762.6626 | 3837.4051 | 3912.1476 | 8769.8379 | 8532.907 | 8295.9761 | 8059.0452 | 7822.1143 |  | 0.14296 |  |  |  |  | 1 | 1 | 1 | 1 | 1 | [5 empty] | 8.2138 | 18.842 | 570.7763 | 26826.484 | 684.9315 | 0.0035784 | 0.0010846 | 0.00025746 | 0.00049751 | 0.00051053 | 0.0035784 | 0.0010846 | 0.00025746 | 0.00049751 | 0.00051053 | 100000 | 100000 | 0 | 0 | 0
5650 |  |  |  | 9795.2055 |  |  |  |  | 3860.343 | 3966.873 | 4073.403 | 4179.933 | 4286.463 | 7975.6514 | 7760.1767 | 7544.702 | 7329.2273 | 7113.7526 |  | 0.1352 |  |  |  |  | 1 | 1 | 1 | 1 | 1 | [5 empty] | 9.4607 | 18.8233 | 570.7763 | 26826.484 | 684.9315 | 0.0037846 | 0.00046711 | 0.00026122 | 0.00026298 | 0.00027001 | 0.0037846 | 0.00046711 | 0.00026122 | 0.00026298 | 0.00027001 | 100000 | 100000 | 0 | 0 | 0
5651 |  |  |  | 9795.2055 |  |  |  |  | 4342.5056 | 4505.2981 | 4668.0906 | 4830.8831 | 4993.6756 | 7339.9901 | 7141.6888 | 6943.3875 | 6745.0862 | 6546.7848 |  | 0.3947 |  |  |  |  | 1 | 1 | 1 | 1 | 1 | [5 empty] | 8.7936 | 18.7346 | 570.7763 | 26826.484 | 684.9315 | 0.0038983 | 0.00048891 | 0.00029741 | 0.00025826 | 0.00026846 | 0.0038983 | 0.00048891 | 0.00029741 | 0.00025826 | 0.00026846 | 100000 | 100000 | 0 | 0 | 0
5652 |  |  |  | 9795.2055 |  |  |  |  | 4483.1997 | 4683.2547 | 4883.3097 | 5083.3647 | 5283.4197 | 6941.4368 | 6753.903 | 6566.3692 | 6378.8354 | 6191.3016 |  | 0.04142 |  |  |  |  | 1 | 1 | 1 | 1 | 1 | [5 empty] | 9.84 | 18.4702 | 570.7763 | 26826.484 | 684.9315 | 0.0037189 | 0.00048703 | 0.00028208 | 0.00026104 | 0.00027338 | 0.0037189 | 0.00048703 | 0.00028208 | 0.00026104 | 0.00027338 | 100000 | 100000 | 0 | 0 | 0
5653 |  |  |  | 9795.2055 |  |  |  |  | 4356.1948 | 4614.0248 | 4871.8548 | 5129.6848 | 5387.5148 | 6339.9108 | 6168.6282 | 5997.3456 | 5826.063 | 5654.7804 |  | 0.10549 |  |  |  |  | 1 | 1 | 1 | 1 | 1 | [5 empty] | 9.1269 | 18.2393 | 570.7763 | 26826.484 | 684.9315 | 0.0038294 | 0.00049806 | 0.0002931 | 0.00025805 | 0.00026944 | 0.0038294 | 0.00049806 | 0.00029311 | 0.00025805 | 0.00026944 | 100000 | 100000 | 0 | 0 | 0
5654 |  |  |  | 9795.2055 |  |  |  |  | 4206.3745 | 4512.0245 | 4817.6745 | 5123.3245 | 5428.9745 | 6178.5352 | 6011.6124 | 5844.6896 | 5677.7668 | 5510.844 |  | 0.30887 |  |  |  |  | 1 | 1 | 1 | 1 | 1 | [5 empty] | 9.5281 | 18.0256 | 570.7763 | 26826.484 | 684.9315 | 0.0039636 | 0.00051285 | 0.00029823 | 0.00025426 | 0.00026402 | 0.0039636 | 0.00051285 | 0.00029824 | 0.00025426 | 0.00026402 | 100000 | 100000 | 0 | 0 | 0
5655 |  |  |  | 9795.2055 |  |  |  |  | 3903.692 | 4325.5253 | 4747.3586 | 5169.192 | 5591.0253 | 5822.6684 | 5665.3599 | 5508.0514 | 5350.7429 | 5193.4344 |  | 0.17894 |  |  |  |  | 1 | 1 | 1 | 1 | 1 | [5 empty] | 9.8776 | 18.0679 | 570.7763 | 26826.484 | 684.9315 | 0.0040228 | 0.00051531 | 0.00028599 | 0.00026643 | 0.00027798 | 0.0040229 | 0.00051531 | 0.00028599 | 0.00026643 | 0.00027798 | 100000 | 100000 | 0 | 0 | 0
5656 |  |  |  | 9795.2055 |  |  |  |  | 3908.255 | 4520.7934 | 5133.3317 | 5745.87 | 6358.4084 | 6189.3267 | 6022.1124 | 5854.898 | 5687.6837 | 5520.4693 |  | 0.31009 |  |  |  |  | 1 | 1 | 1 | 1 | 1 | [5 empty] | 11.2598 | 19.1554 | 570.7763 | 26826.484 | 684.9315 | 0.0038526 | 0.00050359 | 0.00025828 | 0.00050071 | 0.00038132 | 0.0038526 | 0.00050359 | 0.00025828 | 0.00050071 | 0.00038132 | 100000 | 100000 | 0 | 0 | 0
5657 |  |  |  | 9795.2055 |  |  |  |  | 4268.7362 | 5065.5179 | 5862.2996 | 6659.0812 | 7455.8629 | 6535.4218 | 6358.8572 | 6182.2925 | 6005.7279 | 5829.1632 |  | 0.248 |  |  |  |  | 1 | 1 | 1 | 1 | 1 | [5 empty] | 12.0848 | 18.9882 | 570.7763 | 26826.484 | 684.9315 | 0.0041799 | 0.00083941 | 0.00086605 | 0.00084265 | 0.00084429 | 0.0041799 | 0.00083941 | 0.00086605 | 0.00084265 | 0.00084429 | 100000 | 100000 | 0 | 0 | 0
5658 |  |  |  | 9795.2055 |  |  |  |  | 4856.6096 | 5687.0763 | 6517.5429 | 7348.0096 | 8178.4763 | 6831.5692 | 6647.0037 | 6462.4381 | 6277.8726 | 6093.307 |  | 0.06435 |  |  |  |  | 1 | 1 | 1 | 1 | 1 | [5 empty] | 12.2927 | 26.0224 | 570.7763 | 26826.484 | 684.9315 | 0.0058905 | 0.0019544 | 0.0010652 | 0.0014605 | 0.0020589 | 0.0058905 | 0.0019544 | 0.0010652 | 0.0014605 | 0.0020589 | 100000 | 100000 | 0 | 0 | 0
5659 |  |  |  | 9795.2055 |  |  |  |  | 5265.7634 | 6036.0634 | 6806.3634 | 7576.6634 | 8346.9634 | 7543.0325 | 7339.2457 | 7135.4588 | 6931.672 | 6727.8852 |  | 0 |  |  |  |  | 1 | 1 | 1 | 1 | 1 | [5 empty] | 12.7448 | 14.3523 | 570.7763 | 26826.484 | 684.9315 | 0.006955 | 0.0021227 | 0.0015549 | 0.011792 | 0.011333 | 0.006955 | 0.0021227 | 0.0015549 | 0.011792 | 0.011333 | 100000 | 100000 | 0 | 0 | 0
5660 |  |  |  | 9795.2055 |  |  |  |  | 5252.8347 | 5894.4397 | 6536.0447 | 7177.6497 | 7819.2547 | 7798.4633 | 7587.7756 | 7377.0879 | 7166.4002 | 6955.7125 |  | 0 |  |  |  |  | 1 | 1 | 1 | 1 | 1 | [5 empty] | 11.0953 | 17.7695 | 570.7763 | 26826.484 | 684.9315 | 0.0064318 | 0.0021113 | 0.0015406 | 0.0026516 | 0.010279 | 0.0064318 | 0.0021113 | 0.0015406 | 0.0026516 | 0.010279 | 100000 | 100000 | 0 | 0 | 0
5661 |  |  |  | 9795.2055 |  |  |  |  | 5146.3635 | 5670.081 | 6193.7985 | 6717.516 | 7241.2335 | 7222.7218 | 7027.5887 | 6832.4555 | 6637.3224 | 6442.1893 |  | 0 |  |  |  |  | 1 | 1 | 1 | 1 | 1 | [5 empty] | 10.3817 | 19.7273 | 570.7763 | 26826.484 | 684.9315 | 0.0063936 | 0.0018736 | 0.0014587 | 0.0016335 | 0.0024885 | 0.0063936 | 0.0018736 | 0.0014587 | 0.0016335 | 0.0024885 | 100000 | 100000 | 0 | 0 | 0
5662 |  |  |  | 9795.2055 |  |  |  |  | 4953.9547 | 5428.8606 | 5903.7664 | 6378.6722 | 6853.5781 | 5713.6114 | 5559.2493 | 5404.8871 | 5250.525 | 5096.1628 |  | 0 |  |  |  |  | 1 | 1 | 1 | 1 | 1 | [5 empty] | 8.7303 | 18.9647 | 570.7763 | 26826.484 | 684.9315 | 0.0059613 | 0.0017863 | 0.0014369 | 0.001618 | 0.0019421 | 0.0059613 | 0.0017863 | 0.0014369 | 0.001618 | 0.0019421 | 100000 | 100000 | 0 | 0 | 0
5663 |  |  |  | 9795.2055 |  |  |  |  | 3601.77 | 3975.2875 | 4348.805 | 4722.3225 | 5095.84 | 3216.1634 | 3129.2738 | 3042.3841 | 2955.4944 | 2868.6047 |  | 0 |  |  |  |  | 1 | 1 | 1 | 1 | 1 | [5 empty] | 7.3268 | 20.2724 | 570.7763 | 26826.484 | 684.9315 | 0.0056198 | 0.0017969 | 0.0014486 | 0.0014487 | 0.0019172 | 0.0056198 | 0.0017969 | 0.0014486 | 0.0014487 | 0.0019172 | 100000 | 100000 | 0 | 0 | 0
5664 |  |  |  | 9795.2055 |  |  |  |  | 2581.6805 | 2793.423 | 3005.1655 | 3216.908 | 3428.6505 | 2614.0038 | 2543.3824 | 2472.761 | 2402.1396 | 2331.5182 |  | 0 |  |  |  |  | 1 | 1 | 1 | 1 | 1 | [5 empty] | 7.0954 | 20.3206 | 570.7763 | 26826.484 | 684.9315 | 0.0053091 | 0.0018055 | 0.0014622 | 0.0013751 | 0.0018439 | 0.0053091 | 0.0018055 | 0.0014622 | 0.0013751 | 0.0018439 | 100000 | 100000 | 0 | 0 | 0
5665 |  |  |  | 9795.2055 |  |  |  |  | 2144.1592 | 2244.4742 | 2344.7892 | 2445.1042 | 2545.4192 | 2816.907 | 2740.8039 | 2664.7007 | 2588.5976 | 2512.4944 |  | 0 |  |  |  |  | 1 | 1 | 1 | 1 | 1 | [5 empty] | 7.0429 | 16.8868 | 570.7763 | 26826.484 | 684.9315 | 0.0054 | 0.0017932 | 0.0014573 | 0.0013705 | 0.0016225 | 0.0054 | 0.0017932 | 0.0014574 | 0.0013705 | 0.0016225 | 100000 | 100000 | 0 | 0 | 0
5666 |  |  |  | 9795.2055 |  |  |  |  | 1978.7548 | 2028.0873 | 2077.4198 | 2126.7523 | 2176.0848 | 2740.4768 | 2666.4385 | 2592.4002 | 2518.362 | 2444.3237 |  | 0 |  |  |  |  | 1 | 1 | 1 | 1 | 1 | [5 empty] | 6.3304 | 15.9642 | 570.7763 | 26826.484 | 684.9315 | 0.005488 | 0.001727 | 0.0014231 | 0.0013352 | 0.0015714 | 0.005488 | 0.001727 | 0.0014231 | 0.0013352 | 0.0015714 | 100000 | 100000 | 0 | 0 | 0
5667 |  |  |  | 9795.2055 |  |  |  |  | 1930.7342 | 1971.0192 | 2011.3042 | 2051.5892 | 2091.8742 | 3464.6367 | 3371.0341 | 3277.4315 | 3183.829 | 3090.2264 |  | 0 |  |  |  |  | 1 | 1 | 1 | 1 | 1 | [5 empty] | 5.7181 | 16.2036 | 570.7763 | 26826.484 | 684.9315 | 0.0055205 | 0.0016679 | 0.0013684 | 0.0013043 | 0.0015358 | 0.0055205 | 0.0016679 | 0.0013684 | 0.0013043 | 0.0015358 | 100000 | 100000 | 0 | 0 | 0
5668 |  |  |  | 9795.2055 |  |  |  |  | 1966.5591 | 2007.6691 | 2048.7791 | 2089.8891 | 2130.9991 | 5555.4546 | 5405.3653 | 5255.276 | 5105.1867 | 4955.0974 |  | 0 |  |  |  |  | 1 | 1 | 1 | 1 | 1 | [5 empty] | 5.2385 | 16.0298 | 570.7763 | 26826.484 | 684.9315 | 0.0052805 | 0.0014066 | 0.0013711 | 0.0013043 | 0.0015284 | 0.0052805 | 0.0014067 | 0.0013711 | 0.0013043 | 0.0015284 | 100000 | 100000 | 0 | 0 | 0
5669 |  |  |  | 9795.2055 |  |  |  |  | 2469.6324 | 2508.9549 | 2548.2774 | 2587.5999 | 2626.9224 | 10401.96 | 10120.9348 | 9839.9096 | 9558.8843 | 9277.8591 |  | 0 |  |  |  |  | 1 | 1 | 1 | 1 | 1 | [5 empty] | 4.4642 | 15.6561 | 570.7763 | 26826.484 | 684.9315 | 0.0063955 | 0.0018901 | 0.0013878 | 0.0013253 | 0.0015441 | 0.0063955 | 0.0018901 | 0.0013878 | 0.0013253 | 0.0015441 | 100000 | 100000 | 0 | 0 | 0
5670 |  |  |  | 9795.2055 |  |  |  |  | 3317.2346 | 3359.5821 | 3401.9296 | 3444.2771 | 3486.6246 | 12271.9353 | 11940.3897 | 11608.8442 | 11277.2986 | 10945.7531 |  | 0.01 |  |  |  |  | 1 | 1 | 1 | 1 | 1 | [5 empty] | 4.5788 | 15.1145 | 570.7763 | 26826.484 | 684.9315 | 0.0067427 | 0.0021906 | 0.0014206 | 0.0013606 | 0.0020816 | 0.0067427 | 0.0021906 | 0.0014206 | 0.0013606 | 0.0020816 | 100000 | 100000 | 0 | 0 | 0
5671 |  |  |  | 9795.2055 |  |  |  |  | 3878.9998 | 3919.8348 | 3960.6698 | 4001.5048 | 4042.3398 | 12508.5481 | 12170.6101 | 11832.6721 | 11494.7341 | 11156.7961 |  | 0.1048 |  |  |  |  | 1 | 1 | 1 | 1 | 1 | [5 empty] | 4.6906 | 14.9147 | 570.7763 | 26826.484 | 684.9315 | 0.00681 | 0.001957 | 0.0011192 | 0.001117 | 0.0012881 | 0.00681 | 0.001957 | 0.0011192 | 0.001117 | 0.0012881 | 100000 | 100000 | 0 | 0 | 0
5672 |  |  |  | 9795.2055 |  |  |  |  | 3663.288 | 3712.4555 | 3761.623 | 3810.7905 | 3859.958 | 10330.9192 | 10051.8132 | 9772.7073 | 9493.6013 | 9214.4954 |  | 0.17352 |  |  |  |  | 1 | 1 | 1 | 1 | 1 | [5 empty] | 3.9866 | 14.6529 | 570.7763 | 26826.484 | 684.9315 | 0.0056172 | 0.0015257 | 0.0011595 | 0.00068091 | 0.0006638 | 0.0056172 | 0.0015257 | 0.0011595 | 0.00068091 | 0.0006638 | 100000 | 100000 | 0 | 0 | 0
5673 |  |  |  | 9795.2055 |  |  |  |  | 3621.3653 | 3694.3753 | 3767.3853 | 3840.3953 | 3913.4053 | 10130.5906 | 9856.8968 | 9583.203 | 9309.5093 | 9035.8155 |  | 0.483 |  |  |  |  | 1 | 1 | 1 | 1 | 1 | [5 empty] | 3.5955 | 14.0367 | 570.7763 | 26826.484 | 684.9315 | 0.0042244 | 0.00049773 | 0.00040165 | 0.00044165 | 0.00066899 | 0.0042244 | 0.00049773 | 0.00040165 | 0.00044165 | 0.00066899 | 100000 | 100000 | 0 | 0 | 0
5674 |  |  |  | 9795.2055 |  |  |  |  | 3869.0907 | 3978.1232 | 4087.1557 | 4196.1882 | 4305.2207 | 9211.2512 | 8962.3948 | 8713.5384 | 8464.6821 | 8215.8257 |  | 0.60974 |  |  |  |  | 1 | 1 | 1 | 1 | 1 | [5 empty] | 3.4553 | 14.0261 | 570.7763 | 26826.484 | 684.9315 | 0.0029994 | 0.00050744 | 0.00020962 | 0.00025278 | 0.00026456 | 0.0029994 | 0.00050744 | 0.00020962 | 0.00025278 | 0.00026456 | 100000 | 100000 | 0 | 0 | 0
5675 |  |  |  | 9795.2055 |  |  |  |  | 4352.346 | 4515.1393 | 4677.9326 | 4840.726 | 5003.5193 | 8475.667 | 8246.6836 | 8017.7002 | 7788.7168 | 7559.7334 |  | 0.54311 |  |  |  |  | 1 | 1 | 1 | 1 | 1 | [5 empty] | 3.0729 | 13.787 | 570.7763 | 26826.484 | 684.9315 | 0.0029299 | 0.00050153 | 0.00020675 | 0.00024931 | 0.00025775 | 0.0029299 | 0.00050153 | 0.00020675 | 0.00024931 | 0.00025775 | 100000 | 100000 | 0 | 0 | 0
5676 |  |  |  | 9795.2055 |  |  |  |  | 4493.3589 | 4702.3514 | 4911.3439 | 5120.3364 | 5329.3289 | 8011.6927 | 7795.2442 | 7578.7958 | 7362.3474 | 7145.899 |  | 0.52631 |  |  |  |  | 1 | 1 | 1 | 1 | 1 | [5 empty] | 3.3688 | 14.5527 | 570.7763 | 26826.484 | 684.9315 | 0.0028839 | 0.00050011 | 0.00021133 | 0.00024849 | 0.000259 | 0.0028839 | 0.00050011 | 0.00021133 | 0.00024849 | 0.000259 | 100000 | 100000 | 0 | 0 | 0
5677 |  |  |  | 9795.2055 |  |  |  |  | 4366.0661 | 4626.5361 | 4887.0061 | 5147.4761 | 5407.9461 | 7317.7032 | 7120.004 | 6922.3048 | 6724.6056 | 6526.9064 |  | 0.72042 |  |  |  |  | 1 | 1 | 1 | 1 | 1 | [5 empty] | 3.56 | 13.6404 | 570.7763 | 26826.484 | 684.9315 | 0.0028666 | 0.00049372 | 0.00020556 | 0.00024218 | 0.0002597 | 0.0028666 | 0.00049372 | 0.00020556 | 0.00024218 | 0.0002597 | 100000 | 100000 | 0 | 0 | 0
5678 |  |  |  | 9795.2055 |  |  |  |  | 4215.9064 | 4530.1364 | 4844.3664 | 5158.5964 | 5472.8264 | 7130.0861 | 6937.4556 | 6744.8252 | 6552.1948 | 6359.5643 |  | 0.69482 |  |  |  |  | 1 | 1 | 1 | 1 | 1 | [5 empty] | 3.4339 | 13 | 570.7763 | 26826.484 | 684.9315 | 0.0030975 | 0.00049458 | 0.00019878 | 0.00024661 | 0.00025603 | 0.0030975 | 0.00049458 | 0.00019878 | 0.0002466 | 0.00025603 | 100000 | 100000 | 0 | 0 | 0
5679 |  |  |  | 9795.2055 |  |  |  |  | 3912.538 | 4341.5205 | 4770.503 | 5199.4855 | 5628.468 | 6719.2919 | 6537.7597 | 6356.2275 | 6174.6954 | 5993.1632 |  | 0.4825 |  |  |  |  | 1 | 1 | 1 | 1 | 1 | [5 empty] | 3.3508 | 13.1448 | 570.7763 | 26826.484 | 684.9315 | 0.0035489 | 0.00049745 | 0.0002027 | 0.00025979 | 0.00026556 | 0.0035489 | 0.00049745 | 0.0002027 | 0.00025979 | 0.00026556 | 100000 | 100000 | 0 | 0 | 0
5680 |  |  |  | 9795.2055 |  |  |  |  | 3917.1114 | 4535.8372 | 5154.563 | 5773.2889 | 6392.0147 | 7146.2578 | 6953.1905 | 6760.1231 | 6567.0558 | 6373.9884 |  | 0.42686 |  |  |  |  | 1 | 1 | 1 | 1 | 1 | [5 empty] | 3.4634 | 12.2717 | 570.7763 | 26826.484 | 684.9315 | 0.028026 | 0.0015583 | 0.00089242 | 0.0011292 | 0.00119 | 0.028025 | 0.0015583 | 0.00089242 | 0.0011292 | 0.00119 | 100000 | 100000 | 0 | 0 | 0
5681 |  |  |  | 9795.2055 |  |  |  |  | 4278.4094 | 5056.9044 | 5835.3994 | 6613.8944 | 7392.3894 | 7546.915 | 7343.0233 | 7139.1316 | 6935.2399 | 6731.3481 |  | 0.24333 |  |  |  |  | 1 | 1 | 1 | 1 | 1 | [5 empty] | 3.4382 | 11.7999 | 570.7763 | 26826.484 | 684.9315 | 0.07944 | 0.058195 | 0.040558 | 0.034751 | 0.035759 | 0.07944 | 0.058195 | 0.040558 | 0.034751 | 0.035759 | 100000 | 100000 | 0 | 0 | 0
5682 |  |  |  | 9795.2055 |  |  |  |  | 4867.6149 | 5698.0824 | 6528.5499 | 7359.0174 | 8189.4849 | 7886.1054 | 7673.0499 | 7459.9944 | 7246.9389 | 7033.8835 |  | 0.0484 |  |  |  |  | 1 | 1 | 1 | 1 | 1 | [5 empty] | 3.724 | 9.9987 | 570.7763 | 26826.484 | 684.9315 | 0.097454 | 0.07584 | 0.060407 | 0.045284 | 0.045178 | 0.097454 | 0.07584 | 0.060407 | 0.045284 | 0.045178 | 100000 | 100000 | 0 | 0 | 0
5683 |  |  |  | 9795.2055 |  |  |  |  | 5277.6959 | 6079.015 | 6880.3342 | 7681.6534 | 8482.9725 | 8710.4296 | 8475.1037 | 8239.7778 | 8004.4519 | 7769.126 |  | 0 |  |  |  |  | 1 | 1 | 1 | 1 | 1 | [5 empty] | 4.818 | 11.412 | 570.7763 | 26826.484 | 684.9315 | 0.10418 | 0.091218 | 0.083128 | 0.083627 | 0.049131 | 0.10418 | 0.091217 | 0.083128 | 0.083627 | 0.049131 | 100000 | 100000 | 0 | 0 | 0
5684 |  |  |  | 9795.2055 |  |  |  |  | 5264.7379 | 5889.6238 | 6514.5096 | 7139.3954 | 7764.2813 | 9003.7618 | 8760.5111 | 8517.2604 | 8274.0097 | 8030.7589 |  | 0 |  |  |  |  | 1 | 1 | 1 | 1 | 1 | [5 empty] | 5.3301 | 9.7744 | 570.7763 | 26826.484 | 684.9315 | 0.10612 | 0.099331 | 0.085877 | 0.092627 | 0.05021 | 0.10612 | 0.099331 | 0.085877 | 0.092627 | 0.05021 | 100000 | 100000 | 0 | 0 | 0
5685 |  |  |  | 9795.2055 |  |  |  |  | 5158.0254 | 5699.6171 | 6241.2088 | 6782.8004 | 7324.3921 | 8332.2981 | 8107.188 | 7882.0779 | 7656.9678 | 7431.8578 |  | 0 |  |  |  |  | 1 | 1 | 1 | 1 | 1 | [5 empty] | 5.5054 | 9.1276 | 570.7763 | 26826.484 | 684.9315 | 0.10614 | 0.09935 | 0.087549 | 0.094686 | 0.049937 | 0.10614 | 0.09935 | 0.087549 | 0.094686 | 0.049937 | 100000 | 100000 | 0 | 0 | 0
5686 |  |  |  | 9795.2055 |  |  |  |  | 4965.1807 | 5417.4007 | 5869.6207 | 6321.8407 | 6774.0607 | 6585.4969 | 6407.5794 | 6229.6619 | 6051.7444 | 5873.8269 |  | 0 |  |  |  |  | 1 | 1 | 1 | 1 | 1 | [5 empty] | 6.1217 | 7.9191 | 570.7763 | 26826.484 | 684.9315 | 0.10564 | 0.097583 | 0.088438 | 0.053104 | 0.048776 | 0.10564 | 0.097583 | 0.088438 | 0.053104 | 0.048776 | 100000 | 100000 | 0 | 0 | 0
5687 |  |  |  | 9795.2055 |  |  |  |  | 3609.9318 | 4006.7143 | 4403.4968 | 4800.2793 | 5197.0618 | 3698.1909 | 3598.2785 | 3498.3661 | 3398.4537 | 3298.5412 |  | 0 |  |  |  |  | 1 | 1 | 1 | 1 | 1 | [5 empty] | 7.2968 | 7.7522 | 570.7763 | 26826.484 | 684.9315 | 0.10564 | 0.09514 | 0.064658 | 0.047672 | 0.046174 | 0.10564 | 0.09514 | 0.064658 | 0.047672 | 0.046174 | 100000 | 100000 | 0 | 0 | 0
5688 |  |  |  | 9795.2055 |  |  |  |  | 2587.6767 | 2789.7942 | 2991.9117 | 3194.0292 | 3396.1467 | 1897.4003 | 1846.1391 | 1794.8778 | 1743.6166 | 1692.3554 |  | 0 |  |  |  |  | 1 | 1 | 1 | 1 | 1 | [5 empty] | 8.453 | 6.5679 | 570.7763 | 26826.484 | 684.9315 | 0.10537 | 0.094929 | 0.064671 | 0.047463 | 0.046161 | 0.10537 | 0.094929 | 0.064671 | 0.047463 | 0.046161 | 100000 | 100000 | 0 | 0 | 0
5689 |  |  |  | 9795.2055 |  |  |  |  | 2149.1392 | 2246.8151 | 2344.4909 | 2442.1667 | 2539.8426 | 2121.6486 | 2064.329 | 2007.0093 | 1949.6897 | 1892.37 |  | 0 |  |  |  |  | 1 | 1 | 1 | 1 | 1 | [5 empty] | 9.229 | 6.1652 | 570.7763 | 26826.484 | 684.9315 | 0.10537 | 0.094978 | 0.064718 | 0.047506 | 0.046164 | 0.10537 | 0.094978 | 0.064718 | 0.047506 | 0.046164 | 100000 | 100000 | 0 | 0 | 0
5690 |  |  |  | 9795.2055 |  |  |  |  | 1983.3507 | 2030.3732 | 2077.3957 | 2124.4182 | 2171.4407 | 1903.2897 | 1851.8694 | 1800.449 | 1749.0287 | 1697.6083 |  | 0 |  |  |  |  | 1 | 1 | 1 | 1 | 1 | [5 empty] | 9.9032 | 5.2279 | 570.7763 | 26826.484 | 684.9315 | 0.10546 | 0.095077 | 0.064789 | 0.04758 | 0.046252 | 0.10546 | 0.095077 | 0.064789 | 0.04758 | 0.046252 | 100000 | 100000 | 0 | 0 | 0
5691 |  |  |  | 9795.2055 |  |  |  |  | 1935.2185 | 1975.5035 | 2015.7885 | 2056.0735 | 2096.3585 | 2142.1451 | 2084.2717 | 2026.3983 | 1968.5249 | 1910.6515 |  | 0 |  |  |  |  | 1 | 1 | 1 | 1 | 1 | [5 empty] | 9.9986 | 4.1032 | 570.7763 | 26826.484 | 684.9315 | 0.10558 | 0.095152 | 0.064852 | 0.047637 | 0.046315 | 0.10558 | 0.095152 | 0.064852 | 0.047637 | 0.046315 | 100000 | 100000 | 0 | 0 | 0
5692 |  |  |  | 9795.2055 |  |  |  |  | 1971.1266 | 2010.9991 | 2050.8716 | 2090.7441 | 2130.6166 | 3745.0753 | 3643.8962 | 3542.7171 | 3441.5381 | 3340.359 |  | 0 |  |  |  |  | 1 | 1 | 1 | 1 | 1 | [5 empty] | 9.8377 | 3.5439 | 570.7763 | 26826.484 | 684.9315 | 0.09521 | 0.048164 | 0.041175 | 0.043579 | 0.045084 | 0.09521 | 0.048164 | 0.041175 | 0.043579 | 0.045084 | 100000 | 100000 | 0 | 0 | 0
5693 |  |  |  | 9795.2055 |  |  |  |  | 2475.3683 | 2516.0658 | 2556.7633 | 2597.4608 | 2638.1583 | 7453.7431 | 7252.3686 | 7050.9941 | 6849.6195 | 6648.245 |  | 0 |  |  |  |  | 1 | 1 | 1 | 1 | 1 | [5 empty] | 9.9642 | 2.584 | 570.7763 | 26826.484 | 684.9315 | 0.094797 | 0.043828 | 0.041097 | 0.043102 | 0.044812 | 0.094797 | 0.043828 | 0.041097 | 0.043102 | 0.044812 | 100000 | 100000 | 0 | 0 | 0
5694 |  |  |  | 9795.2055 |  |  |  |  | 3324.9392 | 3368.3867 | 3411.8342 | 3455.2817 | 3498.7292 | 9343.3596 | 9090.9341 | 8838.5086 | 8586.0831 | 8333.6577 |  | 0.00877 |  |  |  |  | 1 | 1 | 1 | 1 | 1 | [5 empty] | 9.3227 | 1.499 | 570.7763 | 26826.484 | 684.9315 | 0.09514 | 0.042551 | 0.041006 | 0.043123 | 0.044494 | 0.09514 | 0.042551 | 0.041006 | 0.043123 | 0.044494 | 100000 | 100000 | 0 | 0 | 0
5695 |  |  |  | 9795.2055 |  |  |  |  | 3888.0091 | 3928.5691 | 3969.1291 | 4009.6891 | 4050.2491 | 10245.2006 | 9968.4105 | 9691.6204 | 9414.8302 | 9138.0401 |  | 0.07738 |  |  |  |  | 1 | 1 | 1 | 1 | 1 | [5 empty] | 8.6934 | 0.67231 | 570.7763 | 26826.484 | 684.9315 | 0.093847 | 0.031882 | 0.039553 | 0.041155 | 0.044243 | 0.093847 | 0.031882 | 0.039553 | 0.041155 | 0.044243 | 100000 | 100000 | 0 | 0 | 0
5696 |  |  |  | 9795.2055 |  |  |  |  | 3671.7964 | 3721.1289 | 3770.4614 | 3819.7939 | 3869.1264 | 7957.4355 | 7742.4529 | 7527.4703 | 7312.4877 | 7097.5052 |  | 0.2586 |  |  |  |  | 1 | 1 | 1 | 1 | 1 | [5 empty] | 7.6432 | 0.67587 | 570.7763 | 26826.484 | 684.9315 | 0.093999 | 0.041881 | 0.030112 | 0.030912 | 0.041786 | 0.093999 | 0.041881 | 0.030112 | 0.030912 | 0.041786 | 100000 | 100000 | 0 | 0 | 0
5697 |  |  |  | 9795.2055 |  |  |  |  | 3629.7762 | 3705.0137 | 3780.2512 | 3855.4887 | 3930.7262 | 7892.0614 | 7678.845 | 7465.6286 | 7252.4122 | 7039.1958 |  | 0.4756 |  |  |  |  | 1 | 1 | 1 | 1 | 1 | [5 empty] | 7.4988 | 2.3892 | 570.7763 | 26826.484 | 684.9315 | 0.06213 | 0.027053 | 0.026128 | 0.02838 | 0.029605 | 0.06213 | 0.027053 | 0.026127 | 0.02838 | 0.029605 | 100000 | 100000 | 0 | 0 | 0
5698 |  |  |  | 9795.2055 |  |  |  |  | 3878.0771 | 3987.1096 | 4096.1421 | 4205.1746 | 4314.2071 | 7484.6974 | 7282.4866 | 7080.2758 | 6878.065 | 6675.8542 |  | 0.61738 |  |  |  |  | 1 | 1 | 1 | 1 | 1 | [5 empty] | 7.2161 | 3.4929 | 570.7763 | 26826.484 | 684.9315 | 0.06103 | 0.025742 | 0.025675 | 0.027313 | 0.02938 | 0.06103 | 0.025742 | 0.025675 | 0.027313 | 0.02938 | 100000 | 100000 | 0 | 0 | 0
5699 |  |  |  | 9795.2055 |  |  |  |  | 4362.4547 | 4526.3472 | 4690.2397 | 4854.1322 | 5018.0247 | 6861.3053 | 6675.9364 | 6490.5675 | 6305.1986 | 6119.8297 |  | 0.7134 |  |  |  |  | 1 | 1 | 1 | 1 | 1 | [5 empty] | 6.7575 | 4.2096 | 570.7763 | 26826.484 | 684.9315 | 0.060953 | 0.024335 | 0.024329 | 0.027084 | 0.02947 | 0.060953 | 0.024335 | 0.024329 | 0.027084 | 0.02947 | 100000 | 100000 | 0 | 0 | 0
5700 |  |  |  | 9795.2055 |  |  |  |  | 4503.7952 | 4707.2877 | 4910.7802 | 5114.2727 | 5317.7652 | 6872.3538 | 6686.6864 | 6501.019 | 6315.3516 | 6129.6842 |  | 0.73483 |  |  |  |  | 1 | 1 | 1 | 1 | 1 | [5 empty] | 6.4849 | 3.4808 | 570.7763 | 26826.484 | 684.9315 | 0.061886 | 0.024512 | 0.024026 | 0.027168 | 0.029601 | 0.061886 | 0.024512 | 0.024026 | 0.027168 | 0.029601 | 100000 | 100000 | 0 | 0 | 0
5701 |  |  |  | 9795.2055 |  |  |  |  | 4376.2067 | 4637.5567 | 4898.9067 | 5160.2567 | 5421.6067 | 5999.6951 | 5837.6039 | 5675.5128 | 5513.4216 | 5351.3305 |  | 0.73545 |  |  |  |  | 1 | 1 | 1 | 1 | 1 | [5 empty] | 6.6083 | 3.1112 | 570.7763 | 26826.484 | 684.9315 | 0.062889 | 0.025477 | 0.024732 | 0.027678 | 0.030073 | 0.062889 | 0.025477 | 0.024732 | 0.027678 | 0.030073 | 100000 | 100000 | 0 | 0 | 0
5702 |  |  |  | 9795.2055 |  |  |  |  | 4225.6982 | 4531.3482 | 4836.9982 | 5142.6482 | 5448.2982 | 5908.5723 | 5748.943 | 5589.3136 | 5429.6843 | 5270.055 |  | 0.69589 |  |  |  |  | 1 | 1 | 1 | 1 | 1 | [5 empty] | 6.269 | 2.2552 | 570.7763 | 26826.484 | 684.9315 | 0.063997 | 0.025598 | 0.026214 | 0.027799 | 0.030169 | 0.063997 | 0.025598 | 0.026214 | 0.027799 | 0.030169 | 100000 | 100000 | 0 | 0 | 0
5703 |  |  |  | 9795.2055 |  |  |  |  | 3921.6252 | 4344.8877 | 4768.1502 | 5191.4127 | 5614.6752 | 5358.6348 | 5213.8629 | 5069.091 | 4924.3191 | 4779.5472 |  | 0.5855 |  |  |  |  | 1 | 1 | 1 | 1 | 1 | [5 empty] | 5.141 | 2.6494 | 570.7763 | 26826.484 | 684.9315 | 0.070716 | 0.028325 | 0.026408 | 0.028514 | 0.030225 | 0.070716 | 0.028325 | 0.026408 | 0.028514 | 0.030225 | 100000 | 100000 | 0 | 0 | 0
5704 |  |  |  | 9795.2055 |  |  |  |  | 3926.2092 | 4588.2459 | 5250.2825 | 5912.3192 | 6574.3559 | 5820.1847 | 5662.9433 | 5505.7019 | 5348.4605 | 5191.2191 |  | 0.13981 |  |  |  |  | 1 | 1 | 1 | 1 | 1 | [5 empty] | 4.0148 | 3.3441 | 570.7763 | 26826.484 | 684.9315 | 0.096183 | 0.031464 | 0.039234 | 0.040161 | 0.042281 | 0.096183 | 0.031464 | 0.039234 | 0.040161 | 0.042281 | 100000 | 100000 | 0 | 0 | 0
5705 |  |  |  | 9795.2055 |  |  |  |  | 4288.3464 | 5064.2281 | 5840.1098 | 6615.9914 | 7391.8731 | 6331.8643 | 6160.7991 | 5989.7339 | 5818.6687 | 5647.6034 |  | 0.15567 |  |  |  |  | 1 | 1 | 1 | 1 | 1 | [5 empty] | 3.5713 | 4.9045 | 570.7763 | 26826.484 | 684.9315 | 0.10587 | 0.093746 | 0.065605 | 0.048008 | 0.04685 | 0.10587 | 0.093746 | 0.065605 | 0.048008 | 0.04685 | 100000 | 100000 | 0 | 0 | 0
5706 |  |  |  | 9795.2055 |  |  |  |  | 4878.9204 | 5684.6388 | 6490.3571 | 7296.0754 | 8101.7938 | 6345.197 | 6173.7716 | 6002.3461 | 5830.9207 | 5659.4953 |  | 0.04562 |  |  |  |  | 1 | 1 | 1 | 1 | 1 | [5 empty] | 5.9826 | 5.8741 | 570.7763 | 26826.484 | 684.9315 | 0.1074 | 0.10619 | 0.093109 | 0.09549 | 0.058818 | 0.1074 | 0.10619 | 0.093109 | 0.09549 | 0.058818 | 100000 | 100000 | 0 | 0 | 0
5707 |  |  |  | 9795.2055 |  |  |  |  | 5289.9538 | 6068.0088 | 6846.0638 | 7624.1188 | 8402.1738 | 6656.9163 | 6477.0693 | 6297.2223 | 6117.3753 | 5937.5283 |  | 0 |  |  |  |  | 1 | 1 | 1 | 1 | 1 | [5 empty] | 7.6649 | 6.4773 | 570.7763 | 26826.484 | 684.9315 | 0.10816 | 0.14086 | 0.098059 | 0.10459 | 0.067063 | 0.10816 | 0.14086 | 0.098059 | 0.10459 | 0.067063 | 100000 | 100000 | 0 | 0 | 0
5708 |  |  |  | 9795.2055 |  |  |  |  | 5276.9658 | 5929.0208 | 6581.0758 | 7233.1308 | 7885.1858 | 7134.1296 | 6941.3899 | 6748.6502 | 6555.9106 | 6363.1709 |  | 0 |  |  |  |  | 1 | 1 | 1 | 1 | 1 | [5 empty] | 8.8099 | 7.1346 | 570.7763 | 26826.484 | 684.9315 | 0.10819 | 0.1262 | 0.097428 | 0.10374 | 0.067785 | 0.10819 | 0.1262 | 0.097428 | 0.10374 | 0.067785 | 100000 | 100000 | 0 | 0 | 0
5709 |  |  |  | 9795.2055 |  |  |  |  | 5170.0054 | 5697.2971 | 6224.5887 | 6751.8804 | 7279.1721 | 6429.2025 | 6255.5075 | 6081.8125 | 5908.1176 | 5734.4226 |  | 0 |  |  |  |  | 1 | 1 | 1 | 1 | 1 | [5 empty] | 10.4139 | 7.2033 | 570.7763 | 26826.484 | 684.9315 | 0.10769 | 0.10939 | 0.096567 | 0.10253 | 0.06427 | 0.10769 | 0.10939 | 0.096567 | 0.10253 | 0.06427 | 100000 | 100000 | 0 | 0 | 0
5710 |  |  |  | 9795.2055 |  |  |  |  | 4976.7128 | 5421.3703 | 5866.0278 | 6310.6853 | 6755.3428 | 4961.1845 | 4827.1504 | 4693.1162 | 4559.082 | 4425.0479 |  | 0 |  |  |  |  | 1 | 1 | 1 | 1 | 1 | [5 empty] | 11.4272 | 7.3765 | 570.7763 | 26826.484 | 684.9315 | 0.10684 | 0.10107 | 0.08874 | 0.065602 | 0.054266 | 0.10684 | 0.10107 | 0.08874 | 0.065602 | 0.054266 | 100000 | 100000 | 0 | 0 | 0
5711 |  |  |  | 9795.2055 |  |  |  |  | 3618.3162 | 3993.1262 | 4367.9362 | 4742.7462 | 5117.5562 | 2812.1084 | 2736.1348 | 2660.1613 | 2584.1878 | 2508.2143 |  | 0 |  |  |  |  | 1 | 1 | 1 | 1 | 1 | [5 empty] | 13.7095 | 7.2502 | 570.7763 | 26826.484 | 684.9315 | 0.10472 | 0.093957 | 0.064445 | 0.049604 | 0.048935 | 0.10472 | 0.093957 | 0.064445 | 0.049604 | 0.048935 | 100000 | 100000 | 0 | 0 | 0
5712 |  |  |  | 9795.2055 |  |  |  |  | 2593.8311 | 2795.9486 | 2998.0661 | 3200.1836 | 3402.3011 | 1919.4576 | 1867.6004 | 1815.7433 | 1763.8861 | 1712.029 |  | 0 |  |  |  |  | 1 | 1 | 1 | 1 | 1 | [5 empty] | 15.5573 | 8.7203 | 570.7763 | 26826.484 | 684.9315 | 0.10319 | 0.09192 | 0.064419 | 0.049582 | 0.048919 | 0.10319 | 0.09192 | 0.064419 | 0.049582 | 0.048919 | 100000 | 100000 | 0 | 0 | 0
5713 |  |  |  | 9795.2055 |  |  |  |  | 2154.2506 | 2255.5556 | 2356.8606 | 2458.1656 | 2559.4706 | 2146.5063 | 2088.5151 | 2030.5238 | 1972.5326 | 1914.5414 |  | 0 |  |  |  |  | 1 | 1 | 1 | 1 | 1 | [5 empty] | 13.5512 | 9.2741 | 570.7763 | 26826.484 | 684.9315 | 0.1031 | 0.091793 | 0.064346 | 0.049562 | 0.048891 | 0.1031 | 0.091793 | 0.064346 | 0.049561 | 0.048891 | 100000 | 100000 | 0 | 0 | 0
5714 |  |  |  | 9795.2055 |  |  |  |  | 1988.0678 | 2038.2253 | 2088.3828 | 2138.5403 | 2188.6978 | 1925.395 | 1873.3775 | 1821.3599 | 1769.3424 | 1717.3248 |  | 0 |  |  |  |  | 1 | 1 | 1 | 1 | 1 | [5 empty] | 14.0913 | 9.3123 | 570.7763 | 26826.484 | 684.9315 | 0.1032 | 0.091899 | 0.064551 | 0.049656 | 0.048982 | 0.1032 | 0.091899 | 0.064551 | 0.049656 | 0.048982 | 100000 | 100000 | 0 | 0 | 0
5715 |  |  |  | 9795.2055 |  |  |  |  | 1939.8211 | 1981.4811 | 2023.1411 | 2064.8011 | 2106.4611 | 2167.5664 | 2109.0062 | 2050.446 | 1991.8858 | 1933.3256 |  | 0 |  |  |  |  | 1 | 1 | 1 | 1 | 1 | [5 empty] | 13.8537 | 9.3969 | 570.7763 | 26826.484 | 684.9315 | 0.10332 | 0.091712 | 0.064544 | 0.049688 | 0.048997 | 0.10332 | 0.091712 | 0.064544 | 0.049688 | 0.048997 | 100000 | 100000 | 0 | 0 | 0
5716 |  |  |  | 9795.2055 |  |  |  |  | 1975.8146 | 2017.1996 | 2058.5846 | 2099.9696 | 2141.3546 | 3790.1519 | 3687.755 | 3585.3581 | 3482.9612 | 3380.5643 |  | 0 |  |  |  |  | 1 | 1 | 1 | 1 | 1 | [5 empty] | 13.8799 | 9.4656 | 570.7763 | 26826.484 | 684.9315 | 0.095755 | 0.039885 | 0.041712 | 0.042303 | 0.043932 | 0.095755 | 0.039885 | 0.041712 | 0.042303 | 0.043932 | 100000 | 100000 | 0 | 0 | 0
5717 |  |  |  | 9795.2055 |  |  |  |  | 2481.2556 | 2523.3281 | 2565.4006 | 2607.4731 | 2649.5456 | 7547.2465 | 7343.3458 | 7139.4451 | 6935.5445 | 6731.6438 |  | 0 |  |  |  |  | 1 | 1 | 1 | 1 | 1 | [5 empty] | 14.3504 | 9.0933 | 570.7763 | 26826.484 | 684.9315 | 0.097553 | 0.040231 | 0.041939 | 0.042487 | 0.044345 | 0.097553 | 0.040231 | 0.041939 | 0.042487 | 0.044345 | 100000 | 100000 | 0 | 0 | 0
5718 |  |  |  | 9795.2055 |  |  |  |  | 3332.847 | 3374.782 | 3416.717 | 3458.652 | 3500.587 | 9462.8011 | 9207.1487 | 8951.4964 | 8695.844 | 8440.1916 |  | 0 |  |  |  |  | 1 | 1 | 1 | 1 | 1 | [5 empty] | 15.178 | 9.2688 | 570.7763 | 26826.484 | 684.9315 | 0.098426 | 0.050812 | 0.044677 | 0.043304 | 0.044254 | 0.098426 | 0.050812 | 0.044677 | 0.043304 | 0.044254 | 100000 | 100000 | 0 | 0 | 0
5719 |  |  |  | 9795.2055 |  |  |  |  | 3897.2561 | 3938.5036 | 3979.7511 | 4020.9986 | 4062.2461 | 10374.4165 | 10094.1354 | 9813.8543 | 9533.5732 | 9253.2921 |  | 0.01124 |  |  |  |  | 1 | 1 | 1 | 1 | 1 | [5 empty] | 14.1997 | 8.8789 | 570.7763 | 26826.484 | 684.9315 | 0.10362 | 0.05891 | 0.045939 | 0.044092 | 0.044764 | 0.10362 | 0.05891 | 0.045939 | 0.044092 | 0.044764 | 100000 | 100000 | 0 | 0 | 0
5720 |  |  |  | 9795.2055 |  |  |  |  | 3680.5291 | 3729.2016 | 3777.8741 | 3826.5466 | 3875.2191 | 8057.0493 | 7839.3755 | 7621.7017 | 7404.0279 | 7186.3541 |  | 0.04029 |  |  |  |  | 1 | 1 | 1 | 1 | 1 | [5 empty] | 13.9426 | 9.0083 | 570.7763 | 26826.484 | 684.9315 | 0.1031 | 0.05678 | 0.043501 | 0.042405 | 0.044111 | 0.1031 | 0.05678 | 0.043501 | 0.042405 | 0.044111 | 100000 | 100000 | 0 | 0 | 0
5721 |  |  |  | 9795.2055 |  |  |  |  | 3638.4091 | 3712.9041 | 3787.3991 | 3861.8941 | 3936.3891 | 7990.6464 | 7774.7666 | 7558.8867 | 7343.0069 | 7127.1271 |  | 0.02386 |  |  |  |  | 1 | 1 | 1 | 1 | 1 | [5 empty] | 12.2476 | 8.9462 | 570.7763 | 26826.484 | 684.9315 | 0.10103 | 0.051723 | 0.03941 | 0.040439 | 0.04401 | 0.10103 | 0.051723 | 0.03941 | 0.040439 | 0.04401 | 100000 | 100000 | 0 | 0 | 0
5722 |  |  |  | 9795.2055 |  |  |  |  | 3887.3004 | 3992.0429 | 4096.7854 | 4201.5279 | 4306.2704 | 7578.3343 | 7373.5938 | 7168.8532 | 6964.1126 | 6759.3721 |  | 0.05587 |  |  |  |  | 1 | 1 | 1 | 1 | 1 | [5 empty] | 10.9884 | 7.5212 | 570.7763 | 26826.484 | 684.9315 | 0.098653 | 0.038865 | 0.037675 | 0.040033 | 0.042164 | 0.098653 | 0.038865 | 0.037675 | 0.040033 | 0.042164 | 100000 | 100000 | 0 | 0 | 0
5723 |  |  |  | 9795.2055 |  |  |  |  | 4372.8301 | 4539.4726 | 4706.1151 | 4872.7576 | 5039.4001 | 6946.8446 | 6759.1647 | 6571.4848 | 6383.8049 | 6196.1251 |  | 0.73723 |  |  |  |  | 1 | 1 | 1 | 1 | 1 | [5 empty] | 11.1026 | 6.5748 | 570.7763 | 26826.484 | 684.9315 | 0.097617 | 0.038879 | 0.037317 | 0.039827 | 0.041948 | 0.097617 | 0.038879 | 0.037317 | 0.039827 | 0.041948 | 100000 | 100000 | 0 | 0 | 0
5724 |  |  |  | 9795.2055 |  |  |  |  | 4514.5067 | 4716.6242 | 4918.7417 | 5120.8592 | 5322.9767 | 6957.9633 | 6769.9831 | 6582.0028 | 6394.0225 | 6206.0422 |  | 0.40915 |  |  |  |  | 1 | 1 | 1 | 1 | 1 | [5 empty] | 10.2742 | 6.2929 | 570.7763 | 26826.484 | 684.9315 | 0.09509 | 0.037893 | 0.036302 | 0.039023 | 0.041721 | 0.09509 | 0.037893 | 0.036302 | 0.039023 | 0.041721 | 100000 | 100000 | 0 | 0 | 0
5725 |  |  |  | 9795.2055 |  |  |  |  | 4386.6148 | 4650.6048 | 4914.5948 | 5178.5848 | 5442.5748 | 6074.1628 | 5910.0598 | 5745.9568 | 5581.8538 | 5417.7508 |  | 0.23698 |  |  |  |  | 1 | 1 | 1 | 1 | 1 | [5 empty] | 10.8867 | 6.4531 | 570.7763 | 26826.484 | 684.9315 | 0.093363 | 0.031141 | 0.036158 | 0.038599 | 0.041299 | 0.093363 | 0.031141 | 0.036157 | 0.038599 | 0.041299 | 100000 | 100000 | 0 | 0 | 0
5726 |  |  |  | 9795.2055 |  |  |  |  | 4235.7484 | 4559.6309 | 4883.5134 | 5207.3959 | 5531.2784 | 5981.7418 | 5820.1357 | 5658.5296 | 5496.9234 | 5335.3173 |  | 0.09221 |  |  |  |  | 1 | 1 | 1 | 1 | 1 | [5 empty] | 11.8661 | 7.6334 | 570.7763 | 26826.484 | 684.9315 | 0.093049 | 0.030706 | 0.036282 | 0.038647 | 0.041148 | 0.093049 | 0.030706 | 0.036282 | 0.038647 | 0.041148 | 100000 | 100000 | 0 | 0 | 0
5727 |  |  |  | 9795.2055 |  |  |  |  | 3930.9522 | 4358.5047 | 4786.0572 | 5213.6097 | 5641.1622 | 5424.8607 | 5278.2996 | 5131.7385 | 4985.1774 | 4838.6163 |  | 0.16528 |  |  |  |  | 1 | 1 | 1 | 1 | 1 | [5 empty] | 11.8753 | 8.7687 | 570.7763 | 26826.484 | 684.9315 | 0.093319 | 0.03187 | 0.036716 | 0.039044 | 0.04104 | 0.093319 | 0.03187 | 0.036716 | 0.039044 | 0.04104 | 100000 | 100000 | 0 | 0 | 0
5728 |  |  |  | 9795.2055 |  |  |  |  | 3935.5471 | 4546.0237 | 5156.5004 | 5766.9771 | 6377.4537 | 5892.7918 | 5733.5888 | 5574.3858 | 5415.1828 | 5255.9798 |  | 0.10065 |  |  |  |  | 1 | 1 | 1 | 1 | 1 | [5 empty] | 14.0045 | 9.1523 | 570.7763 | 26826.484 | 684.9315 | 0.093869 | 0.03946 | 0.037123 | 0.039345 | 0.041041 | 0.093869 | 0.03946 | 0.037123 | 0.039345 | 0.04104 | 100000 | 100000 | 0 | 0 | 0
5729 |  |  |  | 9795.2055 |  |  |  |  | 4298.5456 | 5084.8781 | 5871.2106 | 6657.5431 | 7443.8756 | 6411.0236 | 6237.8198 | 6064.616 | 5891.4121 | 5718.2083 |  | 0.07598 |  |  |  |  | 1 | 1 | 1 | 1 | 1 | [5 empty] | 13.3525 | 8.9236 | 570.7763 | 26826.484 | 684.9315 | 0.098735 | 0.043797 | 0.04099 | 0.041781 | 0.04412 | 0.098735 | 0.043797 | 0.04099 | 0.041781 | 0.04412 | 100000 | 100000 | 0 | 0 | 0
5730 |  |  |  | 9795.2055 |  |  |  |  | 4890.5242 | 5723.7408 | 6556.9575 | 7390.1742 | 8223.3908 | 6424.1875 | 6250.6281 | 6077.0686 | 5903.5091 | 5729.9496 |  | 0.00481 |  |  |  |  | 1 | 1 | 1 | 1 | 1 | [5 empty] | 14.3847 | 9.4586 | 570.7763 | 26826.484 | 684.9315 | 0.10326 | 0.057076 | 0.042642 | 0.043153 | 0.044181 | 0.10326 | 0.057076 | 0.042642 | 0.043153 | 0.044181 | 100000 | 100000 | 0 | 0 | 0
5731 |  |  |  | 9795.2055 |  |  |  |  | 5302.5351 | 6057.3251 | 6812.1151 | 7566.9051 | 8321.6951 | 6739.8766 | 6557.7883 | 6375.7 | 6193.6117 | 6011.5233 |  | 0 |  |  |  |  | 1 | 1 | 1 | 1 | 1 | [5 empty] | 16.6156 | 9.9927 | 570.7763 | 26826.484 | 684.9315 | 0.10471 | 0.058316 | 0.04322 | 0.043585 | 0.044266 | 0.10471 | 0.058316 | 0.04322 | 0.043585 | 0.044266 | 100000 | 100000 | 0 | 0 | 0
5732 |  |  |  | 9795.2055 |  |  |  |  | 5289.5162 | 5908.132 | 6526.7478 | 7145.3637 | 7763.9795 | 7222.9051 | 7027.767 | 6832.6289 | 6637.4908 | 6442.3527 |  | 0 |  |  |  |  | 1 | 1 | 1 | 1 | 1 | [5 empty] | 19.0137 | 8.5146 | 570.7763 | 26826.484 | 684.9315 | 0.10436 | 0.057787 | 0.042809 | 0.043141 | 0.04415 | 0.10436 | 0.057787 | 0.042809 | 0.043141 | 0.04415 | 100000 | 100000 | 0 | 0 | 0
5733 |  |  |  | 9795.2055 |  |  |  |  | 5182.3014 | 5736.4048 | 6290.5081 | 6844.6114 | 7398.7148 | 6508.6007 | 6332.7607 | 6156.9207 | 5981.0806 | 5805.2406 |  | 0 |  |  |  |  | 1 | 1 | 1 | 1 | 1 | [5 empty] | 18.7919 | 11.0808 | 570.7763 | 26826.484 | 684.9315 | 0.10347 | 0.057844 | 0.042579 | 0.0431 | 0.043946 | 0.10347 | 0.057844 | 0.042579 | 0.0431 | 0.043946 | 100000 | 100000 | 0 | 0 | 0
5734 |  |  |  | 9795.2055 |  |  |  |  | 4988.5491 | 5455.8932 | 5923.2374 | 6390.5816 | 6857.9257 | 5021.3738 | 4885.7135 | 4750.0533 | 4614.393 | 4478.7327 |  | 0 |  |  |  |  | 1 | 1 | 1 | 1 | 1 | [5 empty] | 11.697 | 10.3289 | 570.7763 | 26826.484 | 684.9315 | 0.10091 | 0.044374 | 0.042232 | 0.042566 | 0.043879 | 0.10091 | 0.044374 | 0.042232 | 0.042566 | 0.043879 | 100000 | 100000 | 0 | 0 | 0
5735 |  |  |  | 9795.2055 |  |  |  |  | 3626.9218 | 4004.3168 | 4381.7118 | 4759.1068 | 5136.5018 | 2845.3531 | 2768.4814 | 2691.6097 | 2614.7381 | 2537.8664 |  | 0 |  |  |  |  | 1 | 1 | 1 | 1 | 1 | [5 empty] | 10.7081 | 10.7058 | 570.7763 | 26826.484 | 684.9315 | 0.098419 | 0.04412 | 0.041904 | 0.042467 | 0.043853 | 0.098419 | 0.04412 | 0.041904 | 0.042467 | 0.043854 | 100000 | 100000 | 0 | 0 | 0
5736 |  |  |  | 9795.2055 |  |  |  |  | 2852.7104 | 3158.8829 | 3465.0554 | 3771.2279 | 4077.4004 | 2987.7962 | 2907.0762 | 2826.3562 | 2745.6362 | 2664.9162 |  | 0 |  |  |  |  | 1 | 1 | 1 | 1 | 1 | [5 empty] | 8.621 | 11.8087 | 570.7763 | 26826.484 | 684.9315 | 0.097372 | 0.044099 | 0.041878 | 0.042489 | 0.043849 | 0.097372 | 0.044099 | 0.041878 | 0.042489 | 0.043849 | 100000 | 100000 | 0 | 0 | 0
5737 |  |  |  | 9795.2055 |  |  |  |  | 2216.3011 | 2383.1911 | 2550.0811 | 2716.9711 | 2883.8611 | 3221.335 | 3134.3056 | 3047.2762 | 2960.2468 | 2873.2174 |  | 0 |  |  |  |  | 1 | 1 | 1 | 1 | 1 | [5 empty] | 10.1169 | 11.7373 | 570.7763 | 26826.484 | 684.9315 | 0.096766 | 0.044198 | 0.041937 | 0.042526 | 0.043869 | 0.096766 | 0.044198 | 0.041937 | 0.042526 | 0.043869 | 100000 | 100000 | 0 | 0 | 0
5738 |  |  |  | 9795.2055 |  |  |  |  | 1993.673 | 2103.4205 | 2213.168 | 2322.9155 | 2432.663 | 3135.4007 | 3050.6929 | 2965.9852 | 2881.2774 | 2796.5697 |  | 0 |  |  |  |  | 1 | 1 | 1 | 1 | 1 | [5 empty] | 10.7479 | 11.4259 | 570.7763 | 26826.484 | 684.9315 | 0.096556 | 0.044006 | 0.041841 | 0.042426 | 0.043801 | 0.096556 | 0.044006 | 0.041841 | 0.042426 | 0.043801 | 100000 | 100000 | 0 | 0 | 0
5739 |  |  |  | 9795.2055 |  |  |  |  | 1912.2986 | 1968.1211 | 2023.9436 | 2079.7661 | 2135.5886 | 3968.3259 | 3861.1154 | 3753.9048 | 3646.6943 | 3539.4838 |  | 0 |  |  |  |  | 1 | 1 | 1 | 1 | 1 | [5 empty] | 11.3626 | 12.4586 | 570.7763 | 26826.484 | 684.9315 | 0.09657 | 0.044056 | 0.041848 | 0.042408 | 0.043794 | 0.09657 | 0.044056 | 0.041848 | 0.042408 | 0.043794 | 100000 | 100000 | 0 | 0 | 0
5740 |  |  |  | 9795.2055 |  |  |  |  | 1959.8949 | 2011.2074 | 2062.5199 | 2113.8324 | 2165.1449 | 6363.7748 | 6191.8475 | 6019.9202 | 5847.9928 | 5676.0655 |  | 0 |  |  |  |  | 1 | 1 | 1 | 1 | 1 | [5 empty] | 11.8103 | 12.1279 | 570.7763 | 26826.484 | 684.9315 | 0.086083 | 0.036632 | 0.038936 | 0.041565 | 0.043599 | 0.086083 | 0.036631 | 0.038936 | 0.041565 | 0.043599 | 100000 | 100000 | 0 | 0 | 0
5741 |  |  |  | 9795.2055 |  |  |  |  | 2233.9578 | 2284.7753 | 2335.5928 | 2386.4103 | 2437.2278 | 11939.0509 | 11616.4988 | 11293.9466 | 10971.3945 | 10648.8423 |  | 0 |  |  |  |  | 1 | 1 | 1 | 1 | 1 | [5 empty] | 11.1028 | 12.386 | 570.7763 | 26826.484 | 684.9315 | 0.09422 | 0.041486 | 0.041315 | 0.042225 | 0.043801 | 0.09422 | 0.041485 | 0.041315 | 0.042225 | 0.043801 | 100000 | 100000 | 0 | 0 | 0
5742 |  |  |  | 9795.2055 |  |  |  |  | 2646.2036 | 2687.8636 | 2729.5236 | 2771.1836 | 2812.8436 | 14088.6978 | 13708.0696 | 13327.4413 | 12946.8131 | 12566.1849 |  | 0.00712 |  |  |  |  | 1 | 1 | 1 | 1 | 1 | [5 empty] | 9.2578 | 12.0421 | 570.7763 | 26826.484 | 684.9315 | 0.095312 | 0.043575 | 0.041882 | 0.042513 | 0.043874 | 0.095312 | 0.043575 | 0.041882 | 0.042513 | 0.043874 | 100000 | 100000 | 0 | 0 | 0
5743 |  |  |  | 9795.2055 |  |  |  |  | 3016.9945 | 3058.1045 | 3099.2145 | 3140.3245 | 3181.4345 | 14359.4374 | 13971.4947 | 13583.552 | 13195.6093 | 12807.6667 |  | 0.0196 |  |  |  |  | 1 | 1 | 1 | 1 | 1 | [5 empty] | 5.9634 | 10.9174 | 570.7763 | 26826.484 | 684.9315 | 0.095584 | 0.042577 | 0.040177 | 0.041623 | 0.043793 | 0.095584 | 0.042577 | 0.040177 | 0.041623 | 0.043793 | 100000 | 100000 | 0 | 0 | 0
5744 |  |  |  | 9795.2055 |  |  |  |  | 3352.4721 | 3429.4421 | 3506.4121 | 3583.3821 | 3660.3521 | 11854.0717 | 11533.8154 | 11213.5591 | 10893.3028 | 10573.0465 |  | 0.04058 |  |  |  |  | 1 | 1 | 1 | 1 | 1 | [5 empty] | 4.2695 | 10.4518 | 570.7763 | 26826.484 | 684.9315 | 0.088901 | 0.010251 | 0.030462 | 0.037381 | 0.042214 | 0.088901 | 0.010251 | 0.030462 | 0.037381 | 0.042214 | 100000 | 100000 | 0 | 0 | 0
5745 |  |  |  | 9795.2055 |  |  |  |  | 4022.6594 | 4147.2294 | 4271.7994 | 4396.3694 | 4520.9394 | 11623.8279 | 11309.792 | 10995.7561 | 10681.7202 | 10367.6843 |  | 0.08065 |  |  |  |  | 1 | 1 | 1 | 1 | 1 | [5 empty] | 4.5395 | 9.438 | 570.7763 | 26826.484 | 684.9315 | 0.075346 | 0.0089965 | 0.0096302 | 0.013951 | 0.033696 | 0.075346 | 0.0089965 | 0.0096302 | 0.013951 | 0.033696 | 100000 | 100000 | 0 | 0 | 0
5746 |  |  |  | 9795.2055 |  |  |  |  | 4510.9058 | 4769.2033 | 5027.5008 | 5285.7983 | 5544.0958 | 10567.2491 | 10281.7583 | 9996.2676 | 9710.7768 | 9425.286 |  | 0.11003 |  |  |  |  | 1 | 1 | 1 | 1 | 1 | [5 empty] | 4.8063 | 9.2858 | 570.7763 | 26826.484 | 684.9315 | 0.071357 | 0.0058235 | 0.0025567 | 0.0029236 | 0.0039181 | 0.071357 | 0.0058235 | 0.0025567 | 0.0029236 | 0.0039181 | 100000 | 100000 | 0 | 0 | 0
5747 |  |  |  | 9795.2055 |  |  |  |  | 4967.6773 | 5296.9223 | 5626.1673 | 5955.4123 | 6284.6573 | 9722.0797 | 9459.4225 | 9196.7653 | 8934.1081 | 8671.4509 |  | 0.07547 |  |  |  |  | 1 | 1 | 1 | 1 | 1 | [5 empty] | 5.1971 | 8.5555 | 570.7763 | 26826.484 | 684.9315 | 0.071276 | 0.0050602 | 0.0022918 | 0.0028709 | 0.0036454 | 0.071276 | 0.0050603 | 0.0022918 | 0.0028709 | 0.0036454 | 100000 | 100000 | 0 | 0 | 0
5748 |  |  |  | 9795.2055 |  |  |  |  | 5028.3242 | 5469.3517 | 5910.3792 | 6351.4067 | 6792.4342 | 9186.4981 | 8938.3105 | 8690.1229 | 8441.9352 | 8193.7476 |  | 0.06511 |  |  |  |  | 1 | 1 | 1 | 1 | 1 | [5 empty] | 6.4338 | 9.2122 | 570.7763 | 26826.484 | 684.9315 | 0.071807 | 0.005303 | 0.0023106 | 0.0028259 | 0.0038085 | 0.071807 | 0.005303 | 0.0023106 | 0.0028259 | 0.0038085 | 100000 | 100000 | 0 | 0 | 0
5749 |  |  |  | 9795.2055 |  |  |  |  | 4850.9894 | 5362.4694 | 5873.9494 | 6385.4294 | 6896.9094 | 8390.9982 | 8164.3022 | 7937.6063 | 7710.9103 | 7484.2144 |  | 0.2211 |  |  |  |  | 1 | 1 | 1 | 1 | 1 | [5 empty] | 6.6977 | 10.1047 | 570.7763 | 26826.484 | 684.9315 | 0.072274 | 0.0055976 | 0.002767 | 0.0028178 | 0.0046514 | 0.072274 | 0.0055976 | 0.002767 | 0.0028178 | 0.0046514 | 100000 | 100000 | 0 | 0 | 0
5750 |  |  |  | 9795.2055 |  |  |  |  | 5014.5059 | 5522.7684 | 6031.0309 | 6539.2934 | 7047.5559 | 8174.6462 | 7953.7954 | 7732.9445 | 7512.0936 | 7291.2428 |  | 0.05892 |  |  |  |  | 1 | 1 | 1 | 1 | 1 | [5 empty] | 6.2491 | 9.8362 | 570.7763 | 26826.484 | 684.9315 | 0.07212 | 0.0055956 | 0.0027741 | 0.0028767 | 0.0046217 | 0.07212 | 0.0055956 | 0.0027741 | 0.0028767 | 0.0046217 | 100000 | 100000 | 0 | 0 | 0
5751 |  |  |  | 9795.2055 |  |  |  |  | 5188.77 | 5678.4158 | 6168.0617 | 6657.7075 | 7147.3533 | 7703.562 | 7495.4382 | 7287.3144 | 7079.1906 | 6871.0669 |  | 0.06496 |  |  |  |  | 1 | 1 | 1 | 1 | 1 | [5 empty] | 6.7617 | 10.6854 | 570.7763 | 26826.484 | 684.9315 | 0.07223 | 0.0056494 | 0.0028609 | 0.0031122 | 0.0047044 | 0.07223 | 0.0056494 | 0.0028609 | 0.0031122 | 0.0047044 | 100000 | 100000 | 0 | 0 | 0
5752 |  |  |  | 9795.2055 |  |  |  |  | 5238.6694 | 5709.1761 | 6179.6827 | 6650.1894 | 7120.6961 | 8196.5322 | 7975.09 | 7753.6479 | 7532.2057 | 7310.7636 |  | 0.26742 |  |  |  |  | 1 | 1 | 1 | 1 | 1 | [5 empty] | 7.38 | 10.9356 | 570.7763 | 26826.484 | 684.9315 | 0.072476 | 0.0077182 | 0.0045527 | 0.01178 | 0.03261 | 0.072476 | 0.0077182 | 0.0045528 | 0.01178 | 0.03261 | 100000 | 100000 | 0 | 0 | 0
5753 |  |  |  | 9795.2055 |  |  |  |  | 5556.4902 | 6036.621 | 6516.7519 | 6996.8827 | 7477.0135 | 8657.0197 | 8423.1367 | 8189.2538 | 7955.3709 | 7721.4879 |  | 0.24289 |  |  |  |  | 1 | 1 | 1 | 1 | 1 | [5 empty] | 7.6085 | 11.2243 | 570.7763 | 26826.484 | 684.9315 | 0.075023 | 0.0098303 | 0.029632 | 0.038507 | 0.041541 | 0.075023 | 0.0098303 | 0.029632 | 0.038507 | 0.041541 | 100000 | 100000 | 0 | 0 | 0
5754 |  |  |  | 9795.2055 |  |  |  |  | 5675.4811 | 6195.4861 | 6715.4911 | 7235.4961 | 7755.5011 | 9043.5927 | 8799.2658 | 8554.939 | 8310.6122 | 8066.2854 |  | 0.05607 |  |  |  |  | 1 | 1 | 1 | 1 | 1 | [5 empty] | 7.8971 | 10.8577 | 570.7763 | 26826.484 | 684.9315 | 0.089457 | 0.038744 | 0.039556 | 0.042422 | 0.043937 | 0.089457 | 0.038744 | 0.039556 | 0.042422 | 0.043937 | 100000 | 100000 | 0 | 0 | 0
5755 |  |  |  | 9795.2055 |  |  |  |  | 5505.8231 | 5989.309 | 6472.7948 | 6956.2806 | 7439.7665 | 9991.6397 | 9721.6999 | 9451.7602 | 9181.8204 | 8911.8806 |  | 0 |  |  |  |  | 1 | 1 | 1 | 1 | 1 | [5 empty] | 9.0322 | 7.7186 | 570.7763 | 26826.484 | 684.9315 | 0.094974 | 0.083649 | 0.04275 | 0.043414 | 0.044569 | 0.094974 | 0.083649 | 0.04275 | 0.043414 | 0.044569 | 100000 | 100000 | 0 | 0 | 0
5756 |  |  |  | 9795.2055 |  |  |  |  | 5214.8712 | 5632.7996 | 6050.7279 | 6468.6562 | 6886.5846 | 10326.6521 | 10047.6615 | 9768.6708 | 9489.6801 | 9210.6895 |  | 0 |  |  |  |  | 1 | 1 | 1 | 1 | 1 | [5 empty] | 8.6891 | 8.9554 | 570.7763 | 26826.484 | 684.9315 | 0.093234 | 0.043756 | 0.041937 | 0.043383 | 0.044528 | 0.093234 | 0.043756 | 0.041937 | 0.043383 | 0.044528 | 100000 | 100000 | 0 | 0 | 0
5757 |  |  |  | 9795.2055 |  |  |  |  | 5049.0517 | 5457.465 | 5865.8783 | 6274.2917 | 6682.705 | 9550.4736 | 9292.4526 | 9034.4316 | 8776.4106 | 8518.3896 |  | 0 |  |  |  |  | 1 | 1 | 1 | 1 | 1 | [5 empty] | 10.1812 | 8.2989 | 570.7763 | 26826.484 | 684.9315 | 0.090914 | 0.039159 | 0.040845 | 0.043169 | 0.044492 | 0.090914 | 0.039159 | 0.040845 | 0.043169 | 0.044493 | 100000 | 100000 | 0 | 0 | 0
5758 |  |  |  | 9795.2055 |  |  |  |  | 5085.9005 | 5442.8363 | 5799.7721 | 6156.708 | 6513.6438 | 7543.0207 | 7339.2342 | 7135.4477 | 6931.6611 | 6727.8746 |  | 0 |  |  |  |  | 1 | 1 | 1 | 1 | 1 | [5 empty] | 8.6024 | 15.8144 | 570.7763 | 26826.484 | 684.9315 | 0.089855 | 0.038306 | 0.037267 | 0.042745 | 0.044127 | 0.089855 | 0.038306 | 0.037267 | 0.042745 | 0.044127 | 100000 | 100000 | 0 | 0 | 0
5759 |  |  |  | 9795.2055 |  |  |  |  | 4091.7509 | 4441.7017 | 4791.6525 | 5141.6034 | 5491.5542 | 4228.0198 | 4113.7932 | 3999.5666 | 3885.34 | 3771.1135 |  | 0 |  |  |  |  | 1 | 1 | 1 | 1 | 1 | [5 empty] | 7.5032 | 9.2338 | 570.7763 | 26826.484 | 684.9315 | 0.087869 | 0.012496 | 0.036434 | 0.042297 | 0.043854 | 0.087869 | 0.012496 | 0.036434 | 0.042297 | 0.043854 | 100000 | 100000 | 0 | 0 | 0
5760 |  |  |  | 9795.2055 |  |  |  |  | 3109.9239 | 3491.9389 | 3873.9539 | 4255.9689 | 4637.9839 | 4624.6191 | 4499.6778 | 4374.7365 | 4249.7951 | 4124.8538 |  | 0 |  |  |  |  | 1 | 1 | 1 | 1 | 1 | [5 empty] | 6.3516 | 7.4395 | 570.7763 | 26826.484 | 684.9315 | 0.076531 | 0.012511 | 0.03641 | 0.042212 | 0.04379 | 0.076531 | 0.012511 | 0.03641 | 0.042212 | 0.04379 | 100000 | 100000 | 0 | 0 | 0
5761 |  |  |  | 9795.2055 |  |  |  |  | 2548.8908 | 2861.3333 | 3173.7758 | 3486.2183 | 3798.6608 | 4953.8859 | 4820.0489 | 4686.2119 | 4552.375 | 4418.538 |  | 0 |  |  |  |  | 1 | 1 | 1 | 1 | 1 | [5 empty] | 5.5271 | 7.2079 | 570.7763 | 26826.484 | 684.9315 | 0.076547 | 0.012497 | 0.036406 | 0.042209 | 0.04378 | 0.076547 | 0.012497 | 0.036406 | 0.042209 | 0.04378 | 100000 | 100000 | 0 | 0 | 0
5762 |  |  |  | 9795.2055 |  |  |  |  | 2248.7497 | 2463.2422 | 2677.7347 | 2892.2272 | 3106.7197 | 5155.2082 | 5015.9322 | 4876.6561 | 4737.3801 | 4598.1041 |  | 0 |  |  |  |  | 1 | 1 | 1 | 1 | 1 | [5 empty] | 4.0494 | 8.6717 | 570.7763 | 26826.484 | 684.9315 | 0.076498 | 0.012241 | 0.036388 | 0.042187 | 0.043761 | 0.076498 | 0.012241 | 0.036388 | 0.042187 | 0.043761 | 100000 | 100000 | 0 | 0 | 0
5763 |  |  |  | 9795.2055 |  |  |  |  | 2154.0898 | 2252.4256 | 2350.7615 | 2449.0973 | 2547.4331 | 6052.3089 | 5888.7963 | 5725.2837 | 5561.7711 | 5398.2585 |  | 0 |  |  |  |  | 1 | 1 | 1 | 1 | 1 | [5 empty] | 2.8382 | 7.9049 | 570.7763 | 26826.484 | 684.9315 | 0.076492 | 0.01225 | 0.036389 | 0.042157 | 0.043757 | 0.076492 | 0.01225 | 0.036389 | 0.042157 | 0.043757 | 100000 | 100000 | 0 | 0 | 0
5764 |  |  |  | 9795.2055 |  |  |  |  | 2213.3484 | 2268.5934 | 2323.8384 | 2379.0834 | 2434.3284 | 8562.0296 | 8330.713 | 8099.3964 | 7868.0797 | 7636.7631 |  | 0 |  |  |  |  | 1 | 1 | 1 | 1 | 1 | [5 empty] | 3.2363 | 9.449 | 570.7763 | 26826.484 | 684.9315 | 0.07101 | 0.0080558 | 0.030034 | 0.039599 | 0.043142 | 0.07101 | 0.0080558 | 0.030034 | 0.039599 | 0.043142 | 100000 | 100000 | 0 | 0 | 0
5765 |  |  |  | 9795.2055 |  |  |  |  | 2412.6729 | 2455.4329 | 2498.1929 | 2540.9529 | 2583.7129 | 14288.6153 | 13902.586 | 13516.5567 | 13130.5274 | 12744.4981 |  | 0 |  |  |  |  | 1 | 1 | 1 | 1 | 1 | [5 empty] | 4.0617 | 10.6802 | 570.7763 | 26826.484 | 684.9315 | 0.0715 | 0.0082719 | 0.034984 | 0.04152 | 0.043545 | 0.0715 | 0.0082719 | 0.034984 | 0.04152 | 0.043545 | 100000 | 100000 | 0 | 0 | 0
5766 |  |  |  | 9795.2055 |  |  |  |  | 2692.8047 | 2733.9147 | 2775.0247 | 2816.1347 | 2857.2447 | 17495.9806 | 17023.2993 | 16550.618 | 16077.9367 | 15605.2554 |  | 0.00736 |  |  |  |  | 1 | 1 | 1 | 1 | 1 | [5 empty] | 5.521 | 9.9378 | 570.7763 | 26826.484 | 684.9315 | 0.080775 | 0.0092945 | 0.035201 | 0.041563 | 0.043585 | 0.080775 | 0.0092945 | 0.035201 | 0.041563 | 0.043585 | 100000 | 100000 | 0 | 0 | 0
5767 |  |  |  | 9795.2055 |  |  |  |  | 3335.4145 | 3375.837 | 3416.2595 | 3456.682 | 3497.1045 | 17616.8506 | 17140.9038 | 16664.957 | 16189.0102 | 15713.0634 |  | 0.1047 |  |  |  |  | 1 | 1 | 1 | 1 | 1 | [5 empty] | 6.6117 | 10.8242 | 570.7763 | 26826.484 | 684.9315 | 0.07659 | 0.00866 | 0.01316 | 0.040187 | 0.042248 | 0.07659 | 0.00866 | 0.01316 | 0.040187 | 0.042248 | 100000 | 100000 | 0 | 0 | 0
5768 |  |  |  | 9795.2055 |  |  |  |  | 4315.1059 | 4355.9409 | 4396.7759 | 4437.6109 | 4478.4459 | 15447.9383 | 15030.5881 | 14613.2378 | 14195.8876 | 13778.5373 |  | 0.3029 |  |  |  |  | 1 | 1 | 1 | 1 | 1 | [5 empty] | 6.5782 | 8.7535 | 570.7763 | 26826.484 | 684.9315 | 0.072346 | 0.0075268 | 0.0076567 | 0.016689 | 0.036194 | 0.072346 | 0.0075268 | 0.0076567 | 0.016689 | 0.036194 | 100000 | 100000 | 0 | 0 | 0
5769 |  |  |  | 9795.2055 |  |  |  |  | 5224.7644 | 5284.2444 | 5343.7244 | 5403.2044 | 5462.6844 | 14321.9523 | 13935.0223 | 13548.0924 | 13161.1624 | 12774.2325 |  | 0.48838 |  |  |  |  | 1 | 1 | 1 | 1 | 1 | [5 empty] | 7.2313 | 7.8061 | 570.7763 | 26826.484 | 684.9315 | 0.068472 | 0.00503 | 0.0026486 | 0.0053458 | 0.026999 | 0.068472 | 0.00503 | 0.0026486 | 0.0053458 | 0.026998 | 100000 | 100000 | 0 | 0 | 0
5770 |  |  |  | 9795.2055 |  |  |  |  | 5858.1392 | 5932.3867 | 6006.6342 | 6080.8817 | 6155.1292 | 13321.3034 | 12961.4076 | 12601.5117 | 12241.6159 | 11881.72 |  | 0.46214 |  |  |  |  | 1 | 1 | 1 | 1 | 1 | [5 empty] | 8.0458 | 7.6367 | 570.7763 | 26826.484 | 684.9315 | 0.03579 | 0.00093036 | 0.00062111 | 0.0014027 | 0.0023194 | 0.03579 | 0.00093036 | 0.00062111 | 0.0014027 | 0.0023194 | 100000 | 100000 | 0 | 0 | 0
5771 |  |  |  | 9795.2055 |  |  |  |  | 6498.4403 | 6614.3203 | 6730.2003 | 6846.0803 | 6961.9603 | 12205.1879 | 11875.4456 | 11545.7034 | 11215.9611 | 10886.2188 |  | 0.50684 |  |  |  |  | 1 | 1 | 1 | 1 | 1 | [5 empty] | 8.6731 | 8.092 | 570.7763 | 26826.484 | 684.9315 | 0.035088 | 0.0009125 | 0.00039706 | 0.0011417 | 0.0012859 | 0.035088 | 0.0009125 | 0.00039706 | 0.0011417 | 0.0012859 | 100000 | 100000 | 0 | 0 | 0
5772 |  |  |  | 9795.2055 |  |  |  |  | 6389.1581 | 6560.0906 | 6731.0231 | 6901.9556 | 7072.8881 | 11630.4616 | 11316.2465 | 11002.0313 | 10687.8162 | 10373.6011 |  | 0.61517 |  |  |  |  | 1 | 1 | 1 | 1 | 1 | [5 empty] | 8.4393 | 16.6457 | 570.7763 | 26826.484 | 684.9315 | 0.034525 | 0.00090827 | 0.00039421 | 0.0011438 | 0.0012671 | 0.034525 | 0.00090827 | 0.00039421 | 0.0011438 | 0.0012671 | 100000 | 100000 | 0 | 0 | 0
5773 |  |  |  | 9795.2055 |  |  |  |  | 5723.4605 | 5962.7005 | 6201.9405 | 6441.1805 | 6680.4205 | 11377.7391 | 11070.3517 | 10762.9642 | 10455.5768 | 10148.1894 |  | 0.5213 |  |  |  |  | 1 | 1 | 1 | 1 | 1 | [5 empty] | 7.7184 | 13.3134 | 570.7763 | 26826.484 | 684.9315 | 0.026078 | 0.00089713 | 0.00038674 | 0.0011256 | 0.0017787 | 0.026078 | 0.00089713 | 0.00038674 | 0.0011256 | 0.0017787 | 100000 | 100000 | 0 | 0 | 0
5774 |  |  |  | 9795.2055 |  |  |  |  | 5305.5717 | 5637.0442 | 5968.5167 | 6299.9892 | 6631.4617 | 11100.061 | 10800.1755 | 10500.29 | 10200.4045 | 9900.5189 |  | 0.51782 |  |  |  |  | 1 | 1 | 1 | 1 | 1 | [5 empty] | 7.9358 | 12.0958 | 570.7763 | 26826.484 | 684.9315 | 0.02683 | 0.00091222 | 0.00038711 | 0.0016295 | 0.0023466 | 0.02683 | 0.00091222 | 0.00038711 | 0.0016295 | 0.0023466 | 100000 | 100000 | 0 | 0 | 0
5775 |  |  |  | 9795.2055 |  |  |  |  | 5104.708 | 5420.0105 | 5735.313 | 6050.6155 | 6365.918 | 11250.9129 | 10946.9519 | 10642.9909 | 10339.0299 | 10035.0688 |  | 0.31408 |  |  |  |  | 1 | 1 | 1 | 1 | 1 | [5 empty] | 8.2087 | 11.2472 | 570.7763 | 26826.484 | 684.9315 | 0.043826 | 0.0034958 | 0.0016369 | 0.0034969 | 0.021581 | 0.043826 | 0.0034958 | 0.0016369 | 0.0034969 | 0.021581 | 100000 | 100000 | 0 | 0 | 0
5776 |  |  |  | 9795.2055 |  |  |  |  | 5087.777 | 5439.8728 | 5791.9686 | 6144.0645 | 6496.1603 | 11758.0355 | 11440.3737 | 11122.712 | 10805.0503 | 10487.3885 |  | 0.28149 |  |  |  |  | 1 | 1 | 1 | 1 | 1 | [5 empty] | 8.9033 | 7.3614 | 570.7763 | 26826.484 | 684.9315 | 0.067957 | 0.0074865 | 0.0039233 | 0.016116 | 0.035551 | 0.067957 | 0.0074865 | 0.0039233 | 0.016116 | 0.035551 | 100000 | 100000 | 0 | 0 | 0
5777 |  |  |  | 9795.2055 |  |  |  |  | 5418.7018 | 5812.0468 | 6205.3918 | 6598.7368 | 6992.0818 | 12432.5841 | 12096.6984 | 11760.8126 | 11424.9269 | 11089.0412 |  | 0.07935 |  |  |  |  | 1 | 1 | 1 | 1 | 1 | [5 empty] | 9.7227 | 6.7562 | 570.7763 | 26826.484 | 684.9315 | 0.08402 | 0.0082669 | 0.010857 | 0.036458 | 0.037768 | 0.08402 | 0.0082669 | 0.010857 | 0.036458 | 0.037768 | 100000 | 100000 | 0 | 0 | 0
5778 |  |  |  | 9795.2055 |  |  |  |  | 5658.0451 | 6171.1751 | 6684.3051 | 7197.4351 | 7710.5651 | 13344.77 | 12984.2402 | 12623.7103 | 12263.1805 | 11902.6506 |  | 0.03729 |  |  |  |  | 1 | 1 | 1 | 1 | 1 | [5 empty] | 10.195 | 4.683 | 570.7763 | 26826.484 | 684.9315 | 0.088543 | 0.0080891 | 0.01102 | 0.038807 | 0.042279 | 0.088543 | 0.0080891 | 0.01102 | 0.038807 | 0.042279 | 100000 | 100000 | 0 | 0 | 0
5779 |  |  |  | 9795.2055 |  |  |  |  | 5530.2927 | 6051.2327 | 6572.1727 | 7093.1127 | 7614.0527 | 14492.545 | 14101.0062 | 13709.4674 | 13317.9286 | 12926.3898 |  | 0 |  |  |  |  | 1 | 1 | 1 | 1 | 1 | [5 empty] | 11.1027 | 3.7856 | 570.7763 | 26826.484 | 684.9315 | 0.092499 | 0.0085998 | 0.011104 | 0.039508 | 0.042267 | 0.092499 | 0.0085998 | 0.011104 | 0.039508 | 0.042267 | 100000 | 100000 | 0 | 0 | 0
5780 |  |  |  | 9795.2055 |  |  |  |  | 5333.277 | 5821.6303 | 6309.9837 | 6798.337 | 7286.6903 | 14473.7341 | 14082.7035 | 13691.6729 | 13300.6423 | 12909.6117 |  | 0 |  |  |  |  | 1 | 1 | 1 | 1 | 1 | [5 empty] | 10.9661 | 2.0694 | 570.7763 | 26826.484 | 684.9315 | 0.092427 | 0.0088245 | 0.011525 | 0.039577 | 0.042913 | 0.092427 | 0.0088245 | 0.011525 | 0.039577 | 0.042913 | 100000 | 100000 | 0 | 0 | 0
5781 |  |  |  | 9795.2055 |  |  |  |  | 5143.1876 | 5537.9901 | 5932.7926 | 6327.5951 | 6722.3976 | 13454.8334 | 13091.3301 | 12727.8267 | 12364.3233 | 12000.8199 |  | 0 |  |  |  |  | 1 | 1 | 1 | 1 | 1 | [5 empty] | 10.8197 | 1.9133 | 570.7763 | 26826.484 | 684.9315 | 0.09064 | 0.0084042 | 0.010899 | 0.039603 | 0.042858 | 0.09064 | 0.0084042 | 0.010899 | 0.039603 | 0.042858 | 100000 | 100000 | 0 | 0 | 0
5782 |  |  |  | 9795.2055 |  |  |  |  | 4940.0152 | 5261.2027 | 5582.3902 | 5903.5777 | 6224.7652 | 10239.646 | 9963.0059 | 9686.3659 | 9409.7258 | 9133.0857 |  | 0 |  |  |  |  | 1 | 1 | 1 | 1 | 1 | [5 empty] | 10.5316 | 1.5843 | 570.7763 | 26826.484 | 684.9315 | 0.089197 | 0.0081218 | 0.010893 | 0.03959 | 0.04285 | 0.089197 | 0.0081218 | 0.010893 | 0.03959 | 0.04285 | 100000 | 100000 | 0 | 0 | 0
5783 |  |  |  | 9795.2055 |  |  |  |  | 3686.3488 | 3962.6588 | 4238.9688 | 4515.2788 | 4791.5888 | 6041.1316 | 5877.921 | 5714.7104 | 5551.4997 | 5388.2891 |  | 0 |  |  |  |  | 1 | 1 | 1 | 1 | 1 | [5 empty] | 11.6095 | 3.6089 | 570.7763 | 26826.484 | 684.9315 | 0.088596 | 0.0079965 | 0.010896 | 0.03956 | 0.042942 | 0.088596 | 0.0079965 | 0.010896 | 0.03956 | 0.042942 | 100000 | 100000 | 0 | 0 | 0
5784 |  |  |  | 9795.2055 |  |  |  |  | 2613.233 | 2822.2255 | 3031.218 | 3240.2105 | 3449.203 | 6232.2736 | 6063.899 | 5895.5244 | 5727.1498 | 5558.7751 |  | 0 |  |  |  |  | 1 | 1 | 1 | 1 | 1 | [5 empty] | 13.7605 | 7.0416 | 570.7763 | 26826.484 | 684.9315 | 0.088291 | 0.0080654 | 0.010907 | 0.039971 | 0.042937 | 0.088291 | 0.0080654 | 0.010907 | 0.039971 | 0.042937 | 100000 | 100000 | 0 | 0 | 0
5785 |  |  |  | 9795.2055 |  |  |  |  | 2170.3644 | 2271.3394 | 2372.3144 | 2473.2894 | 2574.2644 | 6681.4263 | 6500.9171 | 6320.408 | 6139.8988 | 5959.3896 |  | 0 |  |  |  |  | 1 | 1 | 1 | 1 | 1 | [5 empty] | 13.001 | 5.3215 | 570.7763 | 26826.484 | 684.9315 | 0.08993 | 0.008056 | 0.010915 | 0.039986 | 0.042985 | 0.08993 | 0.008056 | 0.010915 | 0.039986 | 0.042985 | 100000 | 100000 | 0 | 0 | 0
5786 |  |  |  | 9795.2055 |  |  |  |  | 2002.9385 | 2053.426 | 2103.9135 | 2154.401 | 2204.8885 | 6957.0916 | 6769.1349 | 6581.1781 | 6393.2214 | 6205.2647 |  | 0 |  |  |  |  | 1 | 1 | 1 | 1 | 1 | [5 empty] | 12.5693 | 10.2635 | 570.7763 | 26826.484 | 684.9315 | 0.089699 | 0.0080389 | 0.010893 | 0.039968 | 0.042952 | 0.089699 | 0.0080389 | 0.010893 | 0.039968 | 0.042952 | 100000 | 100000 | 0 | 0 | 0
5787 |  |  |  | 9795.2055 |  |  |  |  | 1954.331 | 1996.266 | 2038.201 | 2080.136 | 2122.071 | 8169.149 | 7948.4467 | 7727.7443 | 7507.042 | 7286.3396 |  | 0 |  |  |  |  | 1 | 1 | 1 | 1 | 1 | [5 empty] | 13.6772 | 9.5907 | 570.7763 | 26826.484 | 684.9315 | 0.089544 | 0.0080174 | 0.010906 | 0.039966 | 0.042958 | 0.089544 | 0.0080174 | 0.010906 | 0.039966 | 0.042958 | 100000 | 100000 | 0 | 0 | 0
5788 |  |  |  | 9795.2055 |  |  |  |  | 1990.5938 | 2032.6663 | 2074.7388 | 2116.8113 | 2158.8838 | 11555.0129 | 11242.8361 | 10930.6594 | 10618.4826 | 10306.3059 |  | 0 |  |  |  |  | 1 | 1 | 1 | 1 | 1 | [5 empty] | 11.9881 | 11.4504 | 570.7763 | 26826.484 | 684.9315 | 0.087137 | 0.007391 | 0.010173 | 0.039954 | 0.041987 | 0.087137 | 0.007391 | 0.010173 | 0.039954 | 0.041987 | 100000 | 100000 | 0 | 0 | 0
5789 |  |  |  | 9795.2055 |  |  |  |  | 2499.8154 | 2540.6504 | 2581.4854 | 2622.3204 | 2663.1554 | 19305.7742 | 18784.1985 | 18262.6228 | 17741.0471 | 17219.4714 |  | 0 |  |  |  |  | 1 | 1 | 1 | 1 | 1 | [5 empty] | 10.3603 | 15.4034 | 570.7763 | 26826.484 | 684.9315 | 0.090671 | 0.0080906 | 0.010417 | 0.039722 | 0.042754 | 0.090671 | 0.0080906 | 0.010417 | 0.039722 | 0.042754 | 100000 | 100000 | 0 | 0 | 0
5790 |  |  |  | 9795.2055 |  |  |  |  | 3357.7767 | 3400.5367 | 3443.2967 | 3486.0567 | 3528.8167 | 23649.3252 | 23010.4017 | 22371.4781 | 21732.5546 | 21093.631 |  | 0.00358 |  |  |  |  | 1 | 1 | 1 | 1 | 1 | [5 empty] | 11.7292 | 14.6279 | 570.7763 | 26826.484 | 684.9315 | 0.090906 | 0.0088548 | 0.012639 | 0.040362 | 0.042465 | 0.090906 | 0.0088548 | 0.012639 | 0.040362 | 0.042465 | 100000 | 100000 | 0 | 0 | 0
5791 |  |  |  | 9795.2055 |  |  |  |  | 3926.4076 | 3968.8926 | 4011.3776 | 4053.8626 | 4096.3476 | 23825.9178 | 23182.2233 | 22538.5288 | 21894.8344 | 21251.1399 |  | 0.09697 |  |  |  |  | 1 | 1 | 1 | 1 | 1 | [5 empty] | 12.7007 | 14.9593 | 570.7763 | 26826.484 | 684.9315 | 0.091088 | 0.010065 | 0.032461 | 0.04058 | 0.04241 | 0.091088 | 0.010065 | 0.032461 | 0.04058 | 0.04241 | 100000 | 100000 | 0 | 0 | 0
5792 |  |  |  | 9795.2055 |  |  |  |  | 3708.0595 | 3758.217 | 3808.3745 | 3858.532 | 3908.6895 | 20879.0375 | 20314.9576 | 19750.8778 | 19186.7979 | 18622.718 |  | 0.30408 |  |  |  |  | 1 | 1 | 1 | 1 | 1 | [5 empty] | 11.2325 | 14.9084 | 570.7763 | 26826.484 | 684.9315 | 0.089327 | 0.0078977 | 0.010437 | 0.037819 | 0.041811 | 0.089327 | 0.0078977 | 0.010437 | 0.037819 | 0.041811 | 100000 | 100000 | 0 | 0 | 0
5793 |  |  |  | 9795.2055 |  |  |  |  | 3665.6244 | 3740.6144 | 3815.6044 | 3890.5944 | 3965.5844 | 19354.0817 | 18831.2009 | 18308.3201 | 17785.4392 | 17262.5584 |  | 0.38199 |  |  |  |  | 1 | 1 | 1 | 1 | 1 | [5 empty] | 11.9877 | 13.1234 | 570.7763 | 26826.484 | 684.9315 | 0.082601 | 0.0075998 | 0.008633 | 0.020196 | 0.030182 | 0.082601 | 0.0075998 | 0.008633 | 0.020196 | 0.030182 | 100000 | 100000 | 0 | 0 | 0
5794 |  |  |  | 9795.2055 |  |  |  |  | 3916.3775 | 4021.12 | 4125.8625 | 4230.605 | 4335.3475 | 17998.6545 | 17512.3927 | 17026.1308 | 16539.869 | 16053.6072 |  | 0.07607 |  |  |  |  | 1 | 1 | 1 | 1 | 1 | [5 empty] | 10.637 | 11.9886 | 570.7763 | 26826.484 | 684.9315 | 0.079471 | 0.0070513 | 0.0073319 | 0.019412 | 0.026274 | 0.079471 | 0.0070513 | 0.0073319 | 0.019412 | 0.026274 | 100000 | 100000 | 0 | 0 | 0
5795 |  |  |  | 9795.2055 |  |  |  |  | 4405.5389 | 4569.4314 | 4733.3239 | 4897.2164 | 5061.1089 | 16486.377 | 16040.9718 | 15595.5665 | 15150.1612 | 14704.7559 |  | 0.09412 |  |  |  |  | 1 | 1 | 1 | 1 | 1 | [5 empty] | 10.3034 | 11.8182 | 570.7763 | 26826.484 | 684.9315 | 0.078577 | 0.0068451 | 0.0074234 | 0.019068 | 0.02609 | 0.078577 | 0.0068451 | 0.0074234 | 0.019068 | 0.02609 | 100000 | 100000 | 0 | 0 | 0
5796 |  |  |  | 9795.2055 |  |  |  |  | 4548.2753 | 4753.1428 | 4958.0103 | 5162.8778 | 5367.7453 | 15706.0846 | 15281.7601 | 14857.4357 | 14433.1112 | 14008.7868 |  | 0.13976 |  |  |  |  | 1 | 1 | 1 | 1 | 1 | [5 empty] | 9.5013 | 12.4202 | 570.7763 | 26826.484 | 684.9315 | 0.077914 | 0.0068474 | 0.0073883 | 0.019004 | 0.025974 | 0.077914 | 0.0068474 | 0.0073883 | 0.019004 | 0.025974 | 100000 | 100000 | 0 | 0 | 0
5797 |  |  |  | 9795.2055 |  |  |  |  | 4419.4267 | 4689.5767 | 4959.7267 | 5229.8767 | 5500.0267 | 15366.2252 | 14951.0826 | 14535.94 | 14120.7973 | 13705.6547 |  | 0.23756 |  |  |  |  | 1 | 1 | 1 | 1 | 1 | [5 empty] | 8.7103 | 13.1008 | 570.7763 | 26826.484 | 684.9315 | 0.078491 | 0.0068089 | 0.007316 | 0.018896 | 0.025941 | 0.078491 | 0.0068089 | 0.007316 | 0.018896 | 0.025941 | 100000 | 100000 | 0 | 0 | 0
5798 |  |  |  | 9795.2055 |  |  |  |  | 4267.4318 | 4584.8793 | 4902.3268 | 5219.7743 | 5537.2218 | 14993.0914 | 14588.0296 | 14182.9678 | 13777.9059 | 13372.8441 |  | 0.07949 |  |  |  |  | 1 | 1 | 1 | 1 | 1 | [5 empty] | 9.7785 | 12.5593 | 570.7763 | 26826.484 | 684.9315 | 0.078646 | 0.0068909 | 0.0073119 | 0.019045 | 0.026061 | 0.078646 | 0.0068909 | 0.0073119 | 0.019045 | 0.026061 | 100000 | 100000 | 0 | 0 | 0
5799 |  |  |  | 9795.2055 |  |  |  |  | 3960.3557 | 4385.0482 | 4809.7407 | 5234.4332 | 5659.1257 | 15199.0512 | 14788.425 | 14377.7989 | 13967.1727 | 13556.5466 |  | 0.05756 |  |  |  |  | 1 | 1 | 1 | 1 | 1 | [5 empty] | 9.3461 | 11.4018 | 570.7763 | 26826.484 | 684.9315 | 0.078556 | 0.0068584 | 0.0077401 | 0.019612 | 0.026851 | 0.078556 | 0.0068584 | 0.0077401 | 0.019612 | 0.026851 | 100000 | 100000 | 0 | 0 | 0
5800 |  |  |  | 9795.2055 |  |  |  |  | 3964.985 | 4585.7733 | 5206.5617 | 5827.35 | 6448.1383 | 15888.2401 | 15458.9944 | 15029.7487 | 14600.5031 | 14171.2574 |  | 0.04379 |  |  |  |  | 1 | 1 | 1 | 1 | 1 | [5 empty] | 12.6721 | 11.995 | 570.7763 | 26826.484 | 684.9315 | 0.080761 | 0.0068772 | 0.009163 | 0.025523 | 0.03447 | 0.080761 | 0.0068772 | 0.009163 | 0.025523 | 0.03447 | 100000 | 100000 | 0 | 0 | 0
5801 |  |  |  | 9795.2055 |  |  |  |  | 4330.6987 | 5106.5812 | 5882.4637 | 6658.3462 | 7434.2287 | 16801.6301 | 16347.7078 | 15893.7854 | 15439.8631 | 14985.9407 |  | 0.04765 |  |  |  |  | 1 | 1 | 1 | 1 | 1 | [5 empty] | 11.7882 | 12.0685 | 570.7763 | 26826.484 | 684.9315 | 0.083932 | 0.01478 | 0.014716 | 0.039714 | 0.042566 | 0.083932 | 0.01478 | 0.014716 | 0.039713 | 0.042566 | 100000 | 100000 | 0 | 0 | 0
5802 |  |  |  | 9795.2055 |  |  |  |  | 4927.1053 | 5752.0736 | 6577.042 | 7402.0103 | 8226.9786 | 18034.2835 | 17547.0591 | 17059.8347 | 16572.6103 | 16085.3859 |  | 0.03111 |  |  |  |  | 1 | 1 | 1 | 1 | 1 | [5 empty] | 9.8364 | 12.2622 | 570.7763 | 26826.484 | 684.9315 | 0.095393 | 0.043202 | 0.041781 | 0.042633 | 0.044309 | 0.095393 | 0.043202 | 0.041781 | 0.042633 | 0.044309 | 100000 | 100000 | 0 | 0 | 0
5803 |  |  |  | 9795.2055 |  |  |  |  | 5342.1981 | 6117.6681 | 6893.1381 | 7668.6081 | 8444.0781 | 19585.3983 | 19056.2681 | 18527.1379 | 17998.0077 | 17468.8775 |  | 0 |  |  |  |  | 1 | 1 | 1 | 1 | 1 | [5 empty] | 11.3689 | 10.4834 | 570.7763 | 26826.484 | 684.9315 | 0.097239 | 0.044629 | 0.043359 | 0.044009 | 0.044801 | 0.097239 | 0.044629 | 0.043359 | 0.044009 | 0.044801 | 100000 | 100000 | 0 | 0 | 0
5804 |  |  |  | 9795.2055 |  |  |  |  | 5329.0818 | 5972.7768 | 6616.4718 | 7260.1668 | 7903.8618 | 19554.5301 | 19026.2339 | 18497.9376 | 17969.6414 | 17441.3451 |  | 0 |  |  |  |  | 1 | 1 | 1 | 1 | 1 | [5 empty] | 13.477 | 11.4865 | 570.7763 | 26826.484 | 684.9315 | 0.097606 | 0.044814 | 0.043334 | 0.043496 | 0.044727 | 0.097606 | 0.044814 | 0.043334 | 0.043496 | 0.044727 | 100000 | 100000 | 0 | 0 | 0
5805 |  |  |  | 9795.2055 |  |  |  |  | 5221.0651 | 5728.6951 | 6236.3251 | 6743.9551 | 7251.5851 | 18171.3914 | 17680.4629 | 17189.5343 | 16698.6057 | 16207.6771 |  | 0 |  |  |  |  | 1 | 1 | 1 | 1 | 1 | [5 empty] | 11.6527 | 12.5251 | 570.7763 | 26826.484 | 684.9315 | 0.098091 | 0.044875 | 0.043541 | 0.042825 | 0.044368 | 0.098091 | 0.044875 | 0.043541 | 0.042826 | 0.044368 | 100000 | 100000 | 0 | 0 | 0
5806 |  |  |  | 9795.2055 |  |  |  |  | 5025.8634 | 5464.4709 | 5903.0784 | 6341.6859 | 6780.2934 | 13815.9641 | 13442.7042 | 13069.4443 | 12696.1844 | 12322.9245 |  | 0 |  |  |  |  | 1 | 1 | 1 | 1 | 1 | [5 empty] | 9.9321 | 12.0808 | 570.7763 | 26826.484 | 684.9315 | 0.097849 | 0.045164 | 0.043672 | 0.042819 | 0.044209 | 0.097849 | 0.045164 | 0.043672 | 0.042819 | 0.044209 | 100000 | 100000 | 0 | 0 | 0
5807 |  |  |  | 9795.2055 |  |  |  |  | 3654.0512 | 4053.4178 | 4452.7845 | 4852.1512 | 5251.5178 | 8138.3324 | 7918.4626 | 7698.5928 | 7478.7231 | 7258.8533 |  | 0 |  |  |  |  | 1 | 1 | 1 | 1 | 1 | [5 empty] | 7.0739 | 12.6386 | 570.7763 | 26826.484 | 684.9315 | 0.096734 | 0.045276 | 0.043676 | 0.042838 | 0.04416 | 0.096734 | 0.045276 | 0.043676 | 0.042838 | 0.04416 | 100000 | 100000 | 0 | 0 | 0
5808 |  |  |  | 9795.2055 |  |  |  |  | 2620.0096 | 2826.9396 | 3033.8696 | 3240.7996 | 3447.7296 | 6829.5657 | 6645.0542 | 6460.5428 | 6276.0314 | 6091.52 |  | 0 |  |  |  |  | 1 | 1 | 1 | 1 | 1 | [5 empty] | 8.2392 | 12.6033 | 570.7763 | 26826.484 | 684.9315 | 0.096697 | 0.045447 | 0.044037 | 0.043162 | 0.044115 | 0.096697 | 0.045447 | 0.044037 | 0.043162 | 0.044115 | 100000 | 100000 | 0 | 0 | 0
5809 |  |  |  | 9795.2055 |  |  |  |  | 2175.9926 | 2275.6476 | 2375.3026 | 2474.9576 | 2574.6126 | 7323.5708 | 7125.7131 | 6927.8554 | 6729.9976 | 6532.1399 |  | 0 |  |  |  |  | 1 | 1 | 1 | 1 | 1 | [5 empty] | 7.3192 | 11.8653 | 570.7763 | 26826.484 | 684.9315 | 0.096709 | 0.045446 | 0.044089 | 0.043177 | 0.044168 | 0.096709 | 0.045446 | 0.044089 | 0.043177 | 0.044168 | 100000 | 100000 | 0 | 0 | 0
5810 |  |  |  | 9795.2055 |  |  |  |  | 2008.1325 | 2056.805 | 2105.4775 | 2154.15 | 2202.8225 | 7627.1068 | 7421.0486 | 7214.9904 | 7008.9321 | 6802.8739 |  | 0 |  |  |  |  | 1 | 1 | 1 | 1 | 1 | [5 empty] | 6.5342 | 9.7916 | 570.7763 | 26826.484 | 684.9315 | 0.096692 | 0.045418 | 0.044077 | 0.043186 | 0.044171 | 0.096692 | 0.045418 | 0.044077 | 0.043186 | 0.044171 | 100000 | 100000 | 0 | 0 | 0
5811 |  |  |  | 9795.2055 |  |  |  |  | 1959.3989 | 2001.4714 | 2043.5439 | 2085.6164 | 2127.6889 | 8956.358 | 8714.3879 | 8472.4179 | 8230.4479 | 7988.4778 |  | 0 |  |  |  |  | 1 | 1 | 1 | 1 | 1 | [5 empty] | 7.8816 | 8.8413 | 570.7763 | 26826.484 | 684.9315 | 0.096733 | 0.045621 | 0.044057 | 0.043228 | 0.044184 | 0.096733 | 0.045621 | 0.044057 | 0.043228 | 0.044184 | 100000 | 100000 | 0 | 0 | 0
5812 |  |  |  | 9795.2055 |  |  |  |  | 1995.7557 | 2036.7282 | 2077.7007 | 2118.6732 | 2159.6457 | 12667.9472 | 12325.7028 | 11983.4584 | 11641.2139 | 11298.9695 |  | 0 |  |  |  |  | 1 | 1 | 1 | 1 | 1 | [5 empty] | 8.3921 | 9.4647 | 570.7763 | 26826.484 | 684.9315 | 0.096126 | 0.045678 | 0.044454 | 0.043407 | 0.044378 | 0.096126 | 0.045678 | 0.044454 | 0.043407 | 0.044378 | 100000 | 100000 | 0 | 0 | 0
5813 |  |  |  | 9795.2055 |  |  |  |  | 2506.2979 | 2546.3079 | 2586.3179 | 2626.3279 | 2666.3379 | 21172.6703 | 20600.6575 | 20028.6447 | 19456.6318 | 18884.619 |  | 0 |  |  |  |  | 1 | 1 | 1 | 1 | 1 | [5 empty] | 7.3451 | 9.1218 | 570.7763 | 26826.484 | 684.9315 | 0.096333 | 0.058188 | 0.044453 | 0.043624 | 0.044509 | 0.096333 | 0.058188 | 0.044453 | 0.043624 | 0.044509 | 100000 | 100000 | 0 | 0 | 0
5814 |  |  |  | 9795.2055 |  |  |  |  | 3366.4841 | 3408.6941 | 3450.9041 | 3493.1141 | 3535.3241 | 25939.5659 | 25238.7679 | 24537.97 | 23837.172 | 23136.374 |  | 0.00408 |  |  |  |  | 1 | 1 | 1 | 1 | 1 | [5 empty] | 6.5836 | 9.0926 | 570.7763 | 26826.484 | 684.9315 | 0.099632 | 0.058023 | 0.050484 | 0.044534 | 0.04491 | 0.099632 | 0.058023 | 0.050484 | 0.044534 | 0.04491 | 100000 | 100000 | 0 | 0 | 0
5815 |  |  |  | 9795.2055 |  |  |  |  | 3936.5895 | 3978.112 | 4019.6345 | 4061.157 | 4102.6795 | 26137.6477 | 25431.4982 | 24725.3488 | 24019.1993 | 23313.0498 |  | 0.07523 |  |  |  |  | 1 | 1 | 1 | 1 | 1 | [5 empty] | 7.1862 | 9.207 | 570.7763 | 26826.484 | 684.9315 | 0.10124 | 0.058343 | 0.053091 | 0.044279 | 0.044551 | 0.10124 | 0.058343 | 0.053091 | 0.044279 | 0.044551 | 100000 | 100000 | 0 | 0 | 0
5816 |  |  |  | 9795.2055 |  |  |  |  | 3717.6752 | 3769.6477 | 3821.6202 | 3873.5927 | 3925.5652 | 22900.352 | 22281.6632 | 21662.9743 | 21044.2854 | 20425.5966 |  | 0.18461 |  |  |  |  | 1 | 1 | 1 | 1 | 1 | [5 empty] | 6.961 | 9.4787 | 570.7763 | 26826.484 | 684.9315 | 0.10015 | 0.054115 | 0.04086 | 0.040506 | 0.042343 | 0.10015 | 0.054115 | 0.04086 | 0.040506 | 0.042343 | 100000 | 100000 | 0 | 0 | 0
5817 |  |  |  | 9795.2055 |  |  |  |  | 3675.13 | 3749.8725 | 3824.615 | 3899.3575 | 3974.1 | 21226.7339 | 20653.2604 | 20079.787 | 19506.3135 | 18932.8401 |  | 0.42391 |  |  |  |  | 1 | 1 | 1 | 1 | 1 | [5 empty] | 6.8846 | 7.9494 | 570.7763 | 26826.484 | 684.9315 | 0.092418 | 0.034027 | 0.028673 | 0.036411 | 0.040442 | 0.092418 | 0.034027 | 0.028673 | 0.036411 | 0.040442 | 100000 | 100000 | 0 | 0 | 0
5818 |  |  |  | 9795.2055 |  |  |  |  | 3926.5334 | 4033.0634 | 4139.5934 | 4246.1234 | 4352.6534 | 19739.0985 | 19205.8158 | 18672.5332 | 18139.2505 | 17605.9679 |  | 0.55261 |  |  |  |  | 1 | 1 | 1 | 1 | 1 | [5 empty] | 3.3154 | 9.4954 | 570.7763 | 26826.484 | 684.9315 | 0.091148 | 0.029689 | 0.022571 | 0.026372 | 0.034816 | 0.091148 | 0.029689 | 0.022571 | 0.026372 | 0.034816 | 100000 | 100000 | 0 | 0 | 0
5819 |  |  |  | 9795.2055 |  |  |  |  | 4416.9633 | 4579.7558 | 4742.5483 | 4905.3408 | 5068.1333 | 18079.1662 | 17590.7292 | 17102.2923 | 16613.8553 | 16125.4183 |  | 0.44824 |  |  |  |  | 1 | 1 | 1 | 1 | 1 | [5 empty] | 1.9864 | 9.4243 | 570.7763 | 26826.484 | 684.9315 | 0.090901 | 0.029524 | 0.022252 | 0.026279 | 0.034675 | 0.090901 | 0.029524 | 0.022251 | 0.026279 | 0.034675 | 100000 | 100000 | 0 | 0 | 0
5820 |  |  |  | 9795.2055 |  |  |  |  | 4560.0698 | 4760.1248 | 4960.1798 | 5160.2348 | 5360.2898 | 17222.1683 | 16756.8845 | 16291.6006 | 15826.3168 | 15361.033 |  | 0.4492 |  |  |  |  | 1 | 1 | 1 | 1 | 1 | [5 empty] | 1.3152 | 8.6792 | 570.7763 | 26826.484 | 684.9315 | 0.090948 | 0.029565 | 0.022363 | 0.026363 | 0.03469 | 0.090948 | 0.029565 | 0.022363 | 0.026363 | 0.03469 | 100000 | 100000 | 0 | 0 | 0
5821 |  |  |  | 9795.2055 |  |  |  |  | 4430.8871 | 4688.7171 | 4946.5471 | 5204.3771 | 5462.2071 | 16849.9761 | 16394.7476 | 15939.5191 | 15484.2907 | 15029.0622 |  | 0.49927 |  |  |  |  | 1 | 1 | 1 | 1 | 1 | [5 empty] | 1.0957 | 8.4435 | 570.7763 | 26826.484 | 684.9315 | 0.090956 | 0.029558 | 0.022334 | 0.026351 | 0.034669 | 0.090956 | 0.029558 | 0.022334 | 0.026351 | 0.034669 | 100000 | 100000 | 0 | 0 | 0
5822 |  |  |  | 9795.2055 |  |  |  |  | 4278.498 | 4584.148 | 4889.798 | 5195.448 | 5501.098 | 16441.4393 | 15997.248 | 15553.0568 | 15108.8656 | 14664.6744 |  | 0.07434 |  |  |  |  | 1 | 1 | 1 | 1 | 1 | [5 empty] | 0.63173 | 8.7964 | 570.7763 | 26826.484 | 684.9315 | 0.090973 | 0.029677 | 0.022558 | 0.026526 | 0.034723 | 0.090973 | 0.029677 | 0.022558 | 0.026526 | 0.034723 | 100000 | 100000 | 0 | 0 | 0
5823 |  |  |  | 9795.2055 |  |  |  |  | 3970.6257 | 4392.459 | 4814.2923 | 5236.1257 | 5657.959 | 16668.0263 | 16217.7135 | 15767.4007 | 15317.0879 | 14866.775 |  | 0.51132 |  |  |  |  | 1 | 1 | 1 | 1 | 1 | [5 empty] | 0.66611 | 8.6946 | 570.7763 | 26826.484 | 684.9315 | 0.091115 | 0.030046 | 0.022954 | 0.02689 | 0.03485 | 0.091115 | 0.030046 | 0.022954 | 0.02689 | 0.03485 | 100000 | 100000 | 0 | 0 | 0
5824 |  |  |  | 9795.2055 |  |  |  |  | 3975.2669 | 4587.8053 | 5200.3436 | 5812.8819 | 6425.4203 | 17425.1899 | 16954.4211 | 16483.6523 | 16012.8835 | 15542.1148 |  | 0.41781 |  |  |  |  | 1 | 1 | 1 | 1 | 1 | [5 empty] | 0.85346 | 8.5386 | 570.7763 | 26826.484 | 684.9315 | 0.091433 | 0.032322 | 0.0264 | 0.032434 | 0.038419 | 0.091433 | 0.032322 | 0.0264 | 0.032434 | 0.038419 | 100000 | 100000 | 0 | 0 | 0
5825 |  |  |  | 9795.2055 |  |  |  |  | 4341.929 | 5138.7107 | 5935.4924 | 6732.274 | 7529.0557 | 18427.5662 | 17929.7167 | 17431.8671 | 16934.0176 | 16436.168 |  | 0.16158 |  |  |  |  | 1 | 1 | 1 | 1 | 1 | [5 empty] | 1.9051 | 7.8526 | 570.7763 | 26826.484 | 684.9315 | 0.09629 | 0.051853 | 0.040113 | 0.041297 | 0.043673 | 0.09629 | 0.051853 | 0.040113 | 0.041297 | 0.043673 | 100000 | 100000 | 0 | 0 | 0
5826 |  |  |  | 9795.2055 |  |  |  |  | 4939.8822 | 5770.3489 | 6600.8155 | 7431.2822 | 8261.7489 | 19779.4761 | 19245.1026 | 18710.7291 | 18176.3555 | 17641.982 |  | 0.03282 |  |  |  |  | 1 | 1 | 1 | 1 | 1 | [5 empty] | 2.7515 | 7.2316 | 570.7763 | 26826.484 | 684.9315 | 0.10476 | 0.094664 | 0.077987 | 0.052831 | 0.045623 | 0.10476 | 0.094664 | 0.077987 | 0.052831 | 0.045623 | 100000 | 100000 | 0 | 0 | 0
5827 |  |  |  | 9795.2055 |  |  |  |  | 5356.0514 | 6126.3514 | 6896.6514 | 7666.9514 | 8437.2514 | 21480.6927 | 20900.3582 | 20320.0237 | 19739.6891 | 19159.3546 |  | 0 |  |  |  |  | 1 | 1 | 1 | 1 | 1 | [5 empty] | 3.6324 | 7.7237 | 570.7763 | 26826.484 | 684.9315 | 0.10707 | 0.099365 | 0.0804 | 0.082924 | 0.049449 | 0.10707 | 0.099365 | 0.0804 | 0.082924 | 0.049449 | 100000 | 100000 | 0 | 0 | 0
5828 |  |  |  | 9795.2055 |  |  |  |  | 5342.9011 | 5984.5061 | 6626.1111 | 7267.7161 | 7909.3211 | 21445.0282 | 20865.6572 | 20286.2862 | 19706.9152 | 19127.5442 |  | 0 |  |  |  |  | 1 | 1 | 1 | 1 | 1 | [5 empty] | 6.2848 | 8.6423 | 570.7763 | 26826.484 | 684.9315 | 0.10767 | 0.096671 | 0.079402 | 0.074618 | 0.049513 | 0.10766 | 0.096671 | 0.079402 | 0.074618 | 0.049513 | 100000 | 100000 | 0 | 0 | 0
5829 |  |  |  | 9795.2055 |  |  |  |  | 5234.6043 | 5758.3218 | 6282.0393 | 6805.7568 | 7329.4743 | 19925.988 | 19387.6563 | 18849.3245 | 18310.9927 | 17772.661 |  | 0 |  |  |  |  | 1 | 1 | 1 | 1 | 1 | [5 empty] | 7.045 | 8.8307 | 570.7763 | 26826.484 | 684.9315 | 0.10781 | 0.099228 | 0.080182 | 0.072423 | 0.048691 | 0.10781 | 0.099228 | 0.080182 | 0.072423 | 0.048691 | 100000 | 100000 | 0 | 0 | 0
5830 |  |  |  | 9795.2055 |  |  |  |  | 5038.8965 | 5513.8023 | 5988.7081 | 6463.614 | 6938.5198 | 15145.6332 | 14736.4502 | 14327.2672 | 13918.0842 | 13508.9013 |  | 0 |  |  |  |  | 1 | 1 | 1 | 1 | 1 | [5 empty] | 7.5916 | 9.8205 | 570.7763 | 26826.484 | 684.9315 | 0.10585 | 0.095051 | 0.078947 | 0.060594 | 0.046681 | 0.10585 | 0.095051 | 0.078947 | 0.060594 | 0.046681 | 100000 | 100000 | 0 | 0 | 0
5831 |  |  |  | 9795.2055 |  |  |  |  | 3663.5268 | 4037.0443 | 4410.5618 | 4784.0793 | 5157.5968 | 8917.3405 | 8676.4246 | 8435.5087 | 8194.5928 | 7953.6769 |  | 0 |  |  |  |  | 1 | 1 | 1 | 1 | 1 | [5 empty] | 8.684 | 9.7426 | 570.7763 | 26826.484 | 684.9315 | 0.10482 | 0.09457 | 0.07896 | 0.05334 | 0.045434 | 0.10482 | 0.09457 | 0.07896 | 0.05334 | 0.045434 | 100000 | 100000 | 0 | 0 | 0
5832 |  |  |  | 9795.2055 |  |  |  |  | 2626.9389 | 2838.6814 | 3050.4239 | 3262.1664 | 3473.9089 | 6640.8499 | 6461.4369 | 6282.024 | 6102.611 | 5923.1981 |  | 0 |  |  |  |  | 1 | 1 | 1 | 1 | 1 | [5 empty] | 9.063 | 7.2544 | 570.7763 | 26826.484 | 684.9315 | 0.10454 | 0.094566 | 0.079094 | 0.053393 | 0.045411 | 0.10454 | 0.094566 | 0.079094 | 0.053393 | 0.045411 | 100000 | 100000 | 0 | 0 | 0
5833 |  |  |  | 9795.2055 |  |  |  |  | 2181.7476 | 2282.0626 | 2382.3776 | 2482.6926 | 2583.0076 | 7120.6616 | 6928.2858 | 6735.91 | 6543.5342 | 6351.1584 |  | 0 |  |  |  |  | 1 | 1 | 1 | 1 | 1 | [5 empty] | 9.6001 | 8.6998 | 570.7763 | 26826.484 | 684.9315 | 0.10462 | 0.094693 | 0.079376 | 0.053434 | 0.04542 | 0.10462 | 0.094693 | 0.079376 | 0.053434 | 0.04542 | 100000 | 100000 | 0 | 0 | 0
5834 |  |  |  | 9795.2055 |  |  |  |  | 2013.4436 | 2062.7761 | 2112.1086 | 2161.4411 | 2210.7736 | 7415.374 | 7215.0361 | 7014.6981 | 6814.3602 | 6614.0223 |  | 0 |  |  |  |  | 1 | 1 | 1 | 1 | 1 | [5 empty] | 9.9316 | 9.3053 | 570.7763 | 26826.484 | 684.9315 | 0.10457 | 0.094657 | 0.079311 | 0.053434 | 0.045417 | 0.10457 | 0.094657 | 0.079311 | 0.053434 | 0.045417 | 100000 | 100000 | 0 | 0 | 0
5835 |  |  |  | 9795.2055 |  |  |  |  | 1964.5811 | 2004.8661 | 2045.1511 | 2085.4361 | 2125.7211 | 8707.5849 | 8472.3358 | 8237.0868 | 8001.8378 | 7766.5887 |  | 0 |  |  |  |  | 1 | 1 | 1 | 1 | 1 | [5 empty] | 10.094 | 9.632 | 570.7763 | 26826.484 | 684.9315 | 0.10449 | 0.094765 | 0.079289 | 0.053377 | 0.045367 | 0.10449 | 0.094765 | 0.079289 | 0.053377 | 0.045367 | 100000 | 100000 | 0 | 0 | 0
5836 |  |  |  | 9795.2055 |  |  |  |  | 2001.0341 | 2042.1441 | 2083.2541 | 2124.3641 | 2165.4741 | 12316.2454 | 11983.5027 | 11650.7601 | 11318.0174 | 10985.2748 |  | 0 |  |  |  |  | 1 | 1 | 1 | 1 | 1 | [5 empty] | 9.8203 | 8.7926 | 570.7763 | 26826.484 | 684.9315 | 0.10347 | 0.091723 | 0.073683 | 0.049338 | 0.044941 | 0.10347 | 0.091723 | 0.073683 | 0.049338 | 0.044941 | 100000 | 100000 | 0 | 0 | 0
5837 |  |  |  | 9795.2055 |  |  |  |  | 2512.9265 | 2552.249 | 2591.5715 | 2630.894 | 2670.2165 | 20582.6159 | 20026.5443 | 19470.4727 | 18914.4011 | 18358.3296 |  | 0 |  |  |  |  | 1 | 1 | 1 | 1 | 1 | [5 empty] | 9.8742 | 8.2629 | 570.7763 | 26826.484 | 684.9315 | 0.10401 | 0.093239 | 0.081816 | 0.051389 | 0.045176 | 0.10401 | 0.093239 | 0.081816 | 0.051389 | 0.045176 | 100000 | 100000 | 0 | 0 | 0
5838 |  |  |  | 9795.2055 |  |  |  |  | 3375.3877 | 3417.7352 | 3460.0827 | 3502.4302 | 3544.7777 | 25215.6681 | 24534.4274 | 23853.1866 | 23171.9459 | 22490.7051 |  | 0.0047 |  |  |  |  | 1 | 1 | 1 | 1 | 1 | [5 empty] | 10.1298 | 7.8179 | 570.7763 | 26826.484 | 684.9315 | 0.10532 | 0.094784 | 0.082615 | 0.05368 | 0.046437 | 0.10532 | 0.094784 | 0.082615 | 0.05368 | 0.046437 | 100000 | 100000 | 0 | 0 | 0
5839 |  |  |  | 9795.2055 |  |  |  |  | 3947.001 | 3987.836 | 4028.671 | 4069.506 | 4110.341 | 25406.9043 | 24720.4971 | 24034.0898 | 23347.6825 | 22661.2752 |  | 0.10907 |  |  |  |  | 1 | 1 | 1 | 1 | 1 | [5 empty] | 9.6715 | 7.3008 | 570.7763 | 26826.484 | 684.9315 | 0.10682 | 0.095223 | 0.086799 | 0.053685 | 0.047311 | 0.10682 | 0.095223 | 0.086799 | 0.053685 | 0.047311 | 100000 | 100000 | 0 | 0 | 0
5840 |  |  |  | 9795.2055 |  |  |  |  | 3727.5077 | 3776.6752 | 3825.8427 | 3875.0102 | 3924.1777 | 22261.4641 | 21660.0358 | 21058.6075 | 20457.1792 | 19855.7509 |  | 0.33009 |  |  |  |  | 1 | 1 | 1 | 1 | 1 | [5 empty] | 8.0681 | 7.3863 | 570.7763 | 26826.484 | 684.9315 | 0.10385 | 0.090605 | 0.058764 | 0.046362 | 0.04533 | 0.10385 | 0.090605 | 0.058764 | 0.046362 | 0.04533 | 100000 | 100000 | 0 | 0 | 0
5841 |  |  |  | 9795.2055 |  |  |  |  | 3684.85 | 3757.86 | 3830.87 | 3903.88 | 3976.89 | 20634.847 | 20077.3643 | 19519.8816 | 18962.3989 | 18404.9162 |  | 0.52522 |  |  |  |  | 1 | 1 | 1 | 1 | 1 | [5 empty] | 6.8974 | 7.0069 | 570.7763 | 26826.484 | 684.9315 | 0.09955 | 0.087837 | 0.054785 | 0.042906 | 0.043263 | 0.09955 | 0.087837 | 0.054785 | 0.042906 | 0.043263 | 100000 | 100000 | 0 | 0 | 0
5842 |  |  |  | 9795.2055 |  |  |  |  | 3936.9182 | 4045.9507 | 4154.9832 | 4264.0157 | 4373.0482 | 19189.0113 | 18670.5902 | 18152.169 | 17633.7478 | 17115.3266 |  | 0.68005 |  |  |  |  | 1 | 1 | 1 | 1 | 1 | [5 empty] | 5.6413 | 6.9593 | 570.7763 | 26826.484 | 684.9315 | 0.096769 | 0.074716 | 0.039545 | 0.039906 | 0.041924 | 0.096769 | 0.074716 | 0.039545 | 0.039906 | 0.041924 | 100000 | 100000 | 0 | 0 | 0
5843 |  |  |  | 9795.2055 |  |  |  |  | 4428.6452 | 4591.4386 | 4754.2319 | 4917.0252 | 5079.8186 | 17575.7643 | 17100.9275 | 16626.0908 | 16151.254 | 15676.4172 |  | 0.77395 |  |  |  |  | 1 | 1 | 1 | 1 | 1 | [5 empty] | 4.4697 | 6.8415 | 570.7763 | 26826.484 | 684.9315 | 0.0964 | 0.07001 | 0.038315 | 0.039057 | 0.041518 | 0.0964 | 0.07001 | 0.038315 | 0.039057 | 0.041518 | 100000 | 100000 | 0 | 0 | 0
5844 |  |  |  | 9795.2055 |  |  |  |  | 4572.1302 | 4781.1227 | 4990.1152 | 5199.1077 | 5408.1002 | 16743.0253 | 16290.6863 | 15838.3472 | 15386.0082 | 14933.6692 |  | 0.83304 |  |  |  |  | 1 | 1 | 1 | 1 | 1 | [5 empty] | 3.7689 | 7.1162 | 570.7763 | 26826.484 | 684.9315 | 0.096171 | 0.069574 | 0.038189 | 0.039172 | 0.041522 | 0.096171 | 0.069574 | 0.038189 | 0.039172 | 0.041522 | 100000 | 100000 | 0 | 0 | 0
5845 |  |  |  | 9795.2055 |  |  |  |  | 4442.6059 | 4703.0759 | 4963.5459 | 5224.0159 | 5484.4859 | 16381.0458 | 15938.4862 | 15495.9266 | 15053.367 | 14610.8074 |  | 0.81617 |  |  |  |  | 1 | 1 | 1 | 1 | 1 | [5 empty] | 2.8903 | 7.7891 | 570.7763 | 26826.484 | 684.9315 | 0.096264 | 0.069527 | 0.038279 | 0.039097 | 0.041287 | 0.096264 | 0.069527 | 0.038279 | 0.039097 | 0.041287 | 100000 | 100000 | 0 | 0 | 0
5846 |  |  |  | 9795.2055 |  |  |  |  | 4289.8138 | 4604.0438 | 4918.2738 | 5232.5038 | 5546.7338 | 15983.6902 | 15551.8658 | 15120.0414 | 14688.217 | 14256.3926 |  | 0.74058 |  |  |  |  | 1 | 1 | 1 | 1 | 1 | [5 empty] | 2.5604 | 8.0807 | 570.7763 | 26826.484 | 684.9315 | 0.096451 | 0.070314 | 0.038519 | 0.039264 | 0.041458 | 0.096451 | 0.070314 | 0.038519 | 0.039264 | 0.041458 | 100000 | 100000 | 0 | 0 | 0
5847 |  |  |  | 9795.2055 |  |  |  |  | 3981.1271 | 4410.1096 | 4839.0921 | 5268.0746 | 5697.0571 | 16203.7492 | 15765.9795 | 15328.2099 | 14890.4402 | 14452.6706 |  | 0.61844 |  |  |  |  | 1 | 1 | 1 | 1 | 1 | [5 empty] | 2.6326 | 8.1528 | 570.7763 | 26826.484 | 684.9315 | 0.096727 | 0.071092 | 0.038665 | 0.039418 | 0.041562 | 0.096727 | 0.071092 | 0.038665 | 0.039418 | 0.041562 | 100000 | 100000 | 0 | 0 | 0
5848 |  |  |  | 9795.2055 |  |  |  |  | 3985.7807 | 4604.5065 | 5223.2324 | 5841.9582 | 6460.684 | 16939.4124 | 16481.7676 | 16024.1229 | 15566.4781 | 15108.8334 |  | 0.45385 |  |  |  |  | 1 | 1 | 1 | 1 | 1 | [5 empty] | 2.1268 | 8.249 | 570.7763 | 26826.484 | 684.9315 | 0.099961 | 0.076202 | 0.039469 | 0.039918 | 0.041949 | 0.099961 | 0.076202 | 0.039469 | 0.039918 | 0.041949 | 100000 | 100000 | 0 | 0 | 0
5849 |  |  |  | 9795.2055 |  |  |  |  | 4353.4125 | 5131.9075 | 5910.4025 | 6688.8975 | 7467.3925 | 17913.6555 | 17429.6901 | 16945.7246 | 16461.7592 | 15977.7937 |  | 0.24588 |  |  |  |  | 1 | 1 | 1 | 1 | 1 | [5 empty] | 1.6263 | 8.1562 | 570.7763 | 26826.484 | 684.9315 | 0.10553 | 0.09388 | 0.055988 | 0.043715 | 0.044539 | 0.10553 | 0.09388 | 0.055988 | 0.043715 | 0.044539 | 100000 | 100000 | 0 | 0 | 0
5850 |  |  |  | 9795.2055 |  |  |  |  | 4952.9472 | 5783.4147 | 6613.8822 | 7444.3497 | 8274.8172 | 19227.8723 | 18708.4012 | 18188.9301 | 17669.4591 | 17149.988 |  | 0.04757 |  |  |  |  | 1 | 1 | 1 | 1 | 1 | [5 empty] | 3.3508 | 8.0036 | 570.7763 | 26826.484 | 684.9315 | 0.1066 | 0.099484 | 0.089197 | 0.063364 | 0.04967 | 0.1066 | 0.099484 | 0.089197 | 0.063364 | 0.04967 | 100000 | 100000 | 0 | 0 | 0
5851 |  |  |  | 9795.2055 |  |  |  |  | 5370.2171 | 6171.5362 | 6972.8554 | 7774.1746 | 8575.4937 | 20881.6462 | 20317.4958 | 19753.3454 | 19189.1951 | 18625.0447 |  | 0 |  |  |  |  | 1 | 1 | 1 | 1 | 1 | [5 empty] | 7.0145 | 8.2479 | 570.7763 | 26826.484 | 684.9315 | 0.1084 | 0.10213 | 0.097212 | 0.10045 | 0.096849 | 0.1084 | 0.10213 | 0.097212 | 0.10045 | 0.096849 | 100000 | 100000 | 0 | 0 | 0
5852 |  |  |  | 9795.2055 |  |  |  |  | 5357.032 | 5981.9178 | 6606.8036 | 7231.6895 | 7856.5753 | 20847.5196 | 20284.2912 | 19721.0629 | 19157.8345 | 18594.6061 |  | 0 |  |  |  |  | 1 | 1 | 1 | 1 | 1 | [5 empty] | 8.5594 | 7.9861 | 570.7763 | 26826.484 | 684.9315 | 0.10961 | 0.10294 | 0.096471 | 0.10045 | 0.094842 | 0.10962 | 0.10294 | 0.096471 | 0.10045 | 0.094842 | 100000 | 100000 | 0 | 0 | 0
5853 |  |  |  | 9795.2055 |  |  |  |  | 5248.4487 | 5790.0404 | 6331.6321 | 6873.2237 | 7414.8154 | 19371.4588 | 18848.1085 | 18324.7582 | 17801.408 | 17278.0577 |  | 0 |  |  |  |  | 1 | 1 | 1 | 1 | 1 | [5 empty] | 10.0753 | 7.7406 | 570.7763 | 26826.484 | 684.9315 | 0.10833 | 0.10165 | 0.093734 | 0.09317 | 0.08689 | 0.10832 | 0.10165 | 0.093734 | 0.09317 | 0.08689 | 100000 | 100000 | 0 | 0 | 0
5854 |  |  |  | 9795.2055 |  |  |  |  | 5052.2233 | 5504.4433 | 5956.6633 | 6408.8833 | 6861.1033 | 14725.4529 | 14327.6218 | 13929.7906 | 13531.9595 | 13134.1283 |  | 0 |  |  |  |  | 1 | 1 | 1 | 1 | 1 | [5 empty] | 10.7999 | 7.2469 | 570.7763 | 26826.484 | 684.9315 | 0.10653 | 0.099485 | 0.08873 | 0.063657 | 0.049668 | 0.10653 | 0.099485 | 0.08873 | 0.063657 | 0.049668 | 100000 | 100000 | 0 | 0 | 0
5855 |  |  |  | 9795.2055 |  |  |  |  | 3673.2161 | 4069.9986 | 4466.7811 | 4863.5636 | 5260.3461 | 8671.2229 | 8436.9562 | 8202.6896 | 7968.4229 | 7734.1563 |  | 0 |  |  |  |  | 1 | 1 | 1 | 1 | 1 | [5 empty] | 10.8578 | 8.3996 | 570.7763 | 26826.484 | 684.9315 | 0.10566 | 0.099462 | 0.088496 | 0.062563 | 0.049666 | 0.10566 | 0.099462 | 0.088495 | 0.062563 | 0.049666 | 100000 | 100000 | 0 | 0 | 0
5856 |  |  |  | 9795.2055 |  |  |  |  | 2634.0199 | 2836.1374 | 3038.2549 | 3240.3724 | 3442.4899 | 5799.0113 | 5642.342 | 5485.6726 | 5329.0032 | 5172.3339 |  | 0 |  |  |  |  | 1 | 1 | 1 | 1 | 1 | [5 empty] | 11.024 | 7.8749 | 570.7763 | 26826.484 | 684.9315 | 0.10542 | 0.099528 | 0.088394 | 0.062565 | 0.0497 | 0.10542 | 0.099528 | 0.088394 | 0.062565 | 0.0497 | 100000 | 100000 | 0 | 0 | 0
5857 |  |  |  | 9795.2055 |  |  |  |  | 2187.6286 | 2285.3044 | 2382.9803 | 2480.6561 | 2578.3319 | 6215.7488 | 6047.8207 | 5879.8925 | 5711.9643 | 5544.0361 |  | 0 |  |  |  |  | 1 | 1 | 1 | 1 | 1 | [5 empty] | 10.8875 | 8.9009 | 570.7763 | 26826.484 | 684.9315 | 0.10539 | 0.099526 | 0.088463 | 0.062678 | 0.049693 | 0.10539 | 0.099526 | 0.088463 | 0.062678 | 0.049693 | 100000 | 100000 | 0 | 0 | 0
5858 |  |  |  | 9795.2055 |  |  |  |  | 2018.8709 | 2065.8934 | 2112.9159 | 2159.9384 | 2206.9609 | 6471.2935 | 6296.4614 | 6121.6293 | 5946.7972 | 5771.965 |  | 0 |  |  |  |  | 1 | 1 | 1 | 1 | 1 | [5 empty] | 10.7048 | 7.9473 | 570.7763 | 26826.484 | 684.9315 | 0.10539 | 0.099379 | 0.088631 | 0.062838 | 0.049686 | 0.10539 | 0.099379 | 0.088631 | 0.062838 | 0.049686 | 100000 | 100000 | 0 | 0 | 0
5859 |  |  |  | 9795.2055 |  |  |  |  | 1969.8767 | 2010.1617 | 2050.4467 | 2090.7317 | 2131.0167 | 7598.4097 | 7393.1268 | 7187.8439 | 6982.5609 | 6777.278 |  | 0 |  |  |  |  | 1 | 1 | 1 | 1 | 1 | [5 empty] | 10.1942 | 7.0186 | 570.7763 | 26826.484 | 684.9315 | 0.10533 | 0.099211 | 0.088247 | 0.062433 | 0.049598 | 0.10533 | 0.099211 | 0.088247 | 0.062433 | 0.049598 | 100000 | 100000 | 0 | 0 | 0
5860 |  |  |  | 9795.2055 |  |  |  |  | 2006.4279 | 2046.3004 | 2086.1729 | 2126.0454 | 2165.9179 | 10748.0812 | 10457.705 | 10167.3288 | 9876.9525 | 9586.5763 |  | 0 |  |  |  |  | 1 | 1 | 1 | 1 | 1 | [5 empty] | 9.3059 | 7.4085 | 570.7763 | 26826.484 | 684.9315 | 0.10389 | 0.091745 | 0.075078 | 0.049085 | 0.045153 | 0.10389 | 0.091745 | 0.075078 | 0.049085 | 0.045153 | 100000 | 100000 | 0 | 0 | 0
5861 |  |  |  | 9795.2055 |  |  |  |  | 2519.7002 | 2560.3977 | 2601.0952 | 2641.7927 | 2682.4902 | 17952.6744 | 17467.6548 | 16982.6352 | 16497.6156 | 16012.596 |  | 0 |  |  |  |  | 1 | 1 | 1 | 1 | 1 | [5 empty] | 8.7541 | 8.8746 | 570.7763 | 26826.484 | 684.9315 | 0.10511 | 0.093839 | 0.081146 | 0.050196 | 0.046055 | 0.10511 | 0.093839 | 0.081146 | 0.050196 | 0.046055 | 100000 | 100000 | 0 | 0 | 0
5862 |  |  |  | 9795.2055 |  |  |  |  | 3384.4862 | 3427.9337 | 3471.3812 | 3514.8287 | 3558.2762 | 21989.6092 | 21395.5255 | 20801.4418 | 20207.3581 | 19613.2744 |  | 0.00219 |  |  |  |  | 1 | 1 | 1 | 1 | 1 | [5 empty] | 8.3059 | 8.7443 | 570.7763 | 26826.484 | 684.9315 | 0.10541 | 0.096348 | 0.088168 | 0.059459 | 0.048233 | 0.10541 | 0.096348 | 0.088168 | 0.059459 | 0.048233 | 100000 | 100000 | 0 | 0 | 0
5863 |  |  |  | 9795.2055 |  |  |  |  | 3957.6402 | 3998.2002 | 4038.7602 | 4079.3202 | 4119.8802 | 22150.9168 | 21552.4751 | 20954.0334 | 20355.5917 | 19757.15 |  | 0.09746 |  |  |  |  | 1 | 1 | 1 | 1 | 1 | [5 empty] | 8.1439 | 9.0755 | 570.7763 | 26826.484 | 684.9315 | 0.1057 | 0.094681 | 0.085165 | 0.045767 | 0.045549 | 0.1057 | 0.09468 | 0.085165 | 0.045767 | 0.045549 | 100000 | 100000 | 0 | 0 | 0
5864 |  |  |  | 9795.2055 |  |  |  |  | 3737.5553 | 3786.8878 | 3836.2203 | 3885.5528 | 3934.8853 | 19414.1674 | 18889.6633 | 18365.1592 | 17840.6551 | 17316.1509 |  | 0.24034 |  |  |  |  | 1 | 1 | 1 | 1 | 1 | [5 empty] | 6.1228 | 9.0081 | 570.7763 | 26826.484 | 684.9315 | 0.10247 | 0.08216 | 0.043436 | 0.042608 | 0.043617 | 0.10247 | 0.08216 | 0.043436 | 0.042608 | 0.043617 | 100000 | 100000 | 0 | 0 | 0
5865 |  |  |  | 9795.2055 |  |  |  |  | 3694.7826 | 3770.0201 | 3845.2576 | 3920.4951 | 3995.7326 | 17996.8812 | 17510.6673 | 17024.4534 | 16538.2395 | 16052.0256 |  | 0.40756 |  |  |  |  | 1 | 1 | 1 | 1 | 1 | [5 empty] | 4.3526 | 8.9604 | 570.7763 | 26826.484 | 684.9315 | 0.096365 | 0.057766 | 0.029925 | 0.039031 | 0.041823 | 0.096365 | 0.057766 | 0.029925 | 0.039031 | 0.041823 | 100000 | 100000 | 0 | 0 | 0
5866 |  |  |  | 9795.2055 |  |  |  |  | 3947.5303 | 4056.5628 | 4165.5953 | 4274.6278 | 4383.6603 | 16737.202 | 16285.0202 | 15832.8385 | 15380.6568 | 14928.4751 |  | 0.58271 |  |  |  |  | 1 | 1 | 1 | 1 | 1 | [5 empty] | 3.0751 | 8.525 | 570.7763 | 26826.484 | 684.9315 | 0.095902 | 0.057307 | 0.029973 | 0.039171 | 0.041694 | 0.095902 | 0.057307 | 0.029973 | 0.039171 | 0.041694 | 100000 | 100000 | 0 | 0 | 0
5867 |  |  |  | 9795.2055 |  |  |  |  | 4440.5828 | 4604.4753 | 4768.3678 | 4932.2603 | 5096.1528 | 15331.8496 | 14917.6357 | 14503.4218 | 14089.2078 | 13674.9939 |  | 0.60569 |  |  |  |  | 1 | 1 | 1 | 1 | 1 | [5 empty] | 2.115 | 8.1701 | 570.7763 | 26826.484 | 684.9315 | 0.096016 | 0.058445 | 0.030741 | 0.039307 | 0.04177 | 0.096016 | 0.058445 | 0.030741 | 0.039307 | 0.04177 | 100000 | 100000 | 0 | 0 | 0
5868 |  |  |  | 9795.2055 |  |  |  |  | 4584.4545 | 4787.947 | 4991.4395 | 5194.932 | 5398.4245 | 14607.07 | 14212.4371 | 13817.8043 | 13423.1714 | 13028.5386 |  | 0.73816 |  |  |  |  | 1 | 1 | 1 | 1 | 1 | [5 empty] | 1.5919 | 7.7944 | 570.7763 | 26826.484 | 684.9315 | 0.095997 | 0.058156 | 0.030579 | 0.039251 | 0.041726 | 0.095997 | 0.058156 | 0.030579 | 0.039251 | 0.041726 | 100000 | 100000 | 0 | 0 | 0
5869 |  |  |  | 9795.2055 |  |  |  |  | 4454.5811 | 4715.9311 | 4977.2811 | 5238.6311 | 5499.9811 | 14290.68 | 13904.5949 | 13518.5098 | 13132.4247 | 12746.3396 |  | 0.77121 |  |  |  |  | 1 | 1 | 1 | 1 | 1 | [5 empty] | 0.59508 | 7.6038 | 570.7763 | 26826.484 | 684.9315 | 0.095943 | 0.057749 | 0.030379 | 0.039156 | 0.041648 | 0.095943 | 0.057749 | 0.030379 | 0.039156 | 0.041648 | 100000 | 100000 | 0 | 0 | 0
5870 |  |  |  | 9795.2055 |  |  |  |  | 4301.3771 | 4607.0271 | 4912.6771 | 5218.3271 | 5523.9771 | 13943.2505 | 13566.5518 | 13189.853 | 12813.1543 | 12436.4555 |  | 0.68315 |  |  |  |  | 1 | 1 | 1 | 1 | 1 | [5 empty] | 0.72455 | 7.575 | 570.7763 | 26826.484 | 684.9315 | 0.097023 | 0.059611 | 0.030558 | 0.039198 | 0.041835 | 0.097023 | 0.05961 | 0.030559 | 0.039198 | 0.041835 | 100000 | 100000 | 0 | 0 | 0
5871 |  |  |  | 9795.2055 |  |  |  |  | 3991.8584 | 4415.1209 | 4838.3834 | 5261.6459 | 5684.9084 | 14134.3066 | 13752.4462 | 13370.5857 | 12988.7253 | 12606.8649 |  | 0.52099 |  |  |  |  | 1 | 1 | 1 | 1 | 1 | [5 empty] | 0.6577 | 7.8268 | 570.7763 | 26826.484 | 684.9315 | 0.097173 | 0.0751 | 0.038783 | 0.039364 | 0.041978 | 0.097173 | 0.0751 | 0.038783 | 0.039364 | 0.041978 | 100000 | 100000 | 0 | 0 | 0
5872 |  |  |  | 9795.2055 |  |  |  |  | 3996.5245 | 4658.5612 | 5320.5978 | 5982.6345 | 6644.6712 | 14774.3158 | 14375.1645 | 13976.0133 | 13576.862 | 13177.7107 |  | 0.35287 |  |  |  |  | 1 | 1 | 1 | 1 | 1 | [5 empty] | 0.79971 | 8.2917 | 570.7763 | 26826.484 | 684.9315 | 0.10181 | 0.086395 | 0.043692 | 0.041848 | 0.042836 | 0.10181 | 0.086395 | 0.043692 | 0.041848 | 0.042836 | 100000 | 100000 | 0 | 0 | 0
5873 |  |  |  | 9795.2055 |  |  |  |  | 4365.1473 | 5141.029 | 5916.9106 | 6692.7923 | 7468.674 | 15623.2532 | 15201.1665 | 14779.0799 | 14356.9932 | 13934.9066 |  | 0.16509 |  |  |  |  | 1 | 1 | 1 | 1 | 1 | [5 empty] | 1.3225 | 7.7986 | 570.7763 | 26826.484 | 684.9315 | 0.10875 | 0.10403 | 0.089195 | 0.046365 | 0.045462 | 0.10875 | 0.10403 | 0.089195 | 0.046365 | 0.045462 | 100000 | 100000 | 0 | 0 | 0
5874 |  |  |  | 9795.2055 |  |  |  |  | 4966.298 | 5772.0163 | 6577.7347 | 7383.453 | 8189.1713 | 16769.4749 | 16316.4213 | 15863.3677 | 15410.3141 | 14957.2605 |  | 0.03471 |  |  |  |  | 1 | 1 | 1 | 1 | 1 | [5 empty] | 1.4679 | 7.094 | 570.7763 | 26826.484 | 684.9315 | 0.11205 | 0.10945 | 0.10202 | 0.10505 | 0.10636 | 0.11205 | 0.10945 | 0.10202 | 0.10505 | 0.10636 | 100000 | 100000 | 0 | 0 | 0
5875 |  |  |  | 9795.2055 |  |  |  |  | 5384.6927 | 6162.7477 | 6940.8027 | 7718.8577 | 8496.9127 | 18211.805 | 17719.7846 | 17227.7641 | 16735.7437 | 16243.7233 |  | 0 |  |  |  |  | 1 | 1 | 1 | 1 | 1 | [5 empty] | 1.5302 | 7.6738 | 570.7763 | 26826.484 | 684.9315 | 0.11249 | 0.111 | 0.10228 | 0.10527 | 0.10737 | 0.11249 | 0.11101 | 0.10228 | 0.10527 | 0.10737 | 100000 | 100000 | 0 | 0 | 0
5876 |  |  |  | 9795.2055 |  |  |  |  | 5371.472 | 6023.527 | 6675.582 | 7327.637 | 7979.692 | 18184.2941 | 17693.0169 | 17201.7397 | 16710.4626 | 16219.1854 |  | 0 |  |  |  |  | 1 | 1 | 1 | 1 | 1 | [5 empty] | 3.8017 | 5.234 | 570.7763 | 26826.484 | 684.9315 | 0.11257 | 0.11074 | 0.10229 | 0.10543 | 0.10738 | 0.11257 | 0.11074 | 0.10229 | 0.10543 | 0.10738 | 100000 | 100000 | 0 | 0 | 0
5877 |  |  |  | 9795.2055 |  |  |  |  | 5262.5961 | 5789.8877 | 6317.1794 | 6844.4711 | 7371.7627 | 16899.5136 | 16442.9468 | 15986.38 | 15529.8131 | 15073.2463 |  | 0 |  |  |  |  | 1 | 1 | 1 | 1 | 1 | [5 empty] | 5.7769 | 7.2039 | 570.7763 | 26826.484 | 684.9315 | 0.11257 | 0.11074 | 0.1023 | 0.10517 | 0.10763 | 0.11257 | 0.11074 | 0.1023 | 0.10517 | 0.10763 | 100000 | 100000 | 0 | 0 | 0
5878 |  |  |  | 9795.2055 |  |  |  |  | 5065.8417 | 5510.4992 | 5955.1567 | 6399.8142 | 6844.4717 | 12851.8211 | 12504.609 | 12157.397 | 11810.1849 | 11462.9728 |  | 0 |  |  |  |  | 1 | 1 | 1 | 1 | 1 | [5 empty] | 6.2045 | 7.6651 | 570.7763 | 26826.484 | 684.9315 | 0.11232 | 0.1103 | 0.1023 | 0.10518 | 0.10738 | 0.11232 | 0.1103 | 0.1023 | 0.10518 | 0.10738 | 100000 | 100000 | 0 | 0 | 0
5879 |  |  |  | 9795.2055 |  |  |  |  | 3683.1173 | 4057.9273 | 4432.7373 | 4807.5473 | 5182.3573 | 7573.1938 | 7368.5921 | 7163.9904 | 6959.3887 | 6754.7871 |  | 0 |  |  |  |  | 1 | 1 | 1 | 1 | 1 | [5 empty] | 6.5823 | 7.0366 | 570.7763 | 26826.484 | 684.9315 | 0.10979 | 0.11012 | 0.10231 | 0.10522 | 0.10738 | 0.10979 | 0.11012 | 0.10231 | 0.10522 | 0.10738 | 100000 | 100000 | 0 | 0 | 0
5880 |  |  |  | 9795.2055 |  |  |  |  | 2641.2513 | 2843.3688 | 3045.4863 | 3247.6038 | 3449.7213 | 4695.6753 | 4568.8143 | 4441.9532 | 4315.0922 | 4188.2312 |  | 0 |  |  |  |  | 1 | 1 | 1 | 1 | 1 | [5 empty] | 7.598 | 6.1082 | 570.7763 | 26826.484 | 684.9315 | 0.10944 | 0.11009 | 0.10236 | 0.10525 | 0.10742 | 0.10945 | 0.11009 | 0.10236 | 0.10525 | 0.10742 | 100000 | 100000 | 0 | 0 | 0
5881 |  |  |  | 9795.2055 |  |  |  |  | 2193.6345 | 2294.9395 | 2396.2445 | 2497.5495 | 2598.8545 | 5030.2222 | 4894.3229 | 4758.4235 | 4622.5242 | 4486.6249 |  | 0 |  |  |  |  | 1 | 1 | 1 | 1 | 1 | [5 empty] | 7.7548 | 5.5195 | 570.7763 | 26826.484 | 684.9315 | 0.10943 | 0.11009 | 0.10236 | 0.10524 | 0.10742 | 0.10943 | 0.11009 | 0.10236 | 0.10524 | 0.10742 | 100000 | 100000 | 0 | 0 | 0
5882 |  |  |  | 9795.2055 |  |  |  |  | 2024.4135 | 2074.571 | 2124.7285 | 2174.886 | 2225.0435 | 5234.8153 | 5093.3886 | 4951.9618 | 4810.5351 | 4669.1084 |  | 0 |  |  |  |  | 1 | 1 | 1 | 1 | 1 | [5 empty] | 6.9963 | 4.5423 | 570.7763 | 26826.484 | 684.9315 | 0.10941 | 0.11009 | 0.10233 | 0.10523 | 0.10741 | 0.10941 | 0.11009 | 0.10233 | 0.10523 | 0.10741 | 100000 | 100000 | 0 | 0 | 0
5883 |  |  |  | 9795.2055 |  |  |  |  | 1975.2848 | 2016.9448 | 2058.6048 | 2100.2648 | 2141.9248 | 6145.826 | 5979.7869 | 5813.7478 | 5647.7087 | 5481.6696 |  | 0 |  |  |  |  | 1 | 1 | 1 | 1 | 1 | [5 empty] | 5.7583 | 4.0146 | 570.7763 | 26826.484 | 684.9315 | 0.10942 | 0.1101 | 0.10228 | 0.10515 | 0.10736 | 0.10942 | 0.1101 | 0.10228 | 0.10515 | 0.10736 | 100000 | 100000 | 0 | 0 | 0
5884 |  |  |  | 9795.2055 |  |  |  |  | 2011.9364 | 2053.3214 | 2094.7064 | 2136.0914 | 2177.4764 | 8694.2584 | 8459.3694 | 8224.4804 | 7989.5914 | 7754.7024 |  | 0 |  |  |  |  | 1 | 1 | 1 | 1 | 1 | [5 empty] | 5.0096 | 3.4097 | 570.7763 | 26826.484 | 684.9315 | 0.10911 | 0.10853 | 0.10138 | 0.10479 | 0.10725 | 0.10911 | 0.10853 | 0.10138 | 0.10479 | 0.10725 | 100000 | 100000 | 0 | 0 | 0
5885 |  |  |  | 9795.2055 |  |  |  |  | 2526.6177 | 2568.6902 | 2610.7627 | 2652.8352 | 2694.9077 | 14510.1947 | 14118.1791 | 13726.1635 | 13334.1478 | 12942.1322 |  | 0 |  |  |  |  | 1 | 1 | 1 | 1 | 1 | [5 empty] | 4.3426 | 3.3643 | 570.7763 | 26826.484 | 684.9315 | 0.10994 | 0.10941 | 0.1023 | 0.10492 | 0.10738 | 0.10994 | 0.10941 | 0.1023 | 0.10492 | 0.10738 | 100000 | 100000 | 0 | 0 | 0
5886 |  |  |  | 9795.2055 |  |  |  |  | 3393.7779 | 3435.7129 | 3477.6479 | 3519.5829 | 3561.5179 | 17767.7047 | 17287.6824 | 16807.66 | 16327.6377 | 15847.6153 |  | 0.00308 |  |  |  |  | 1 | 1 | 1 | 1 | 1 | [5 empty] | 4.8217 | 3.4255 | 570.7763 | 26826.484 | 684.9315 | 0.11131 | 0.10999 | 0.10243 | 0.10558 | 0.10763 | 0.11131 | 0.10999 | 0.10243 | 0.10558 | 0.10763 | 100000 | 100000 | 0 | 0 | 0
5887 |  |  |  | 9795.2055 |  |  |  |  | 3968.5055 | 4009.753 | 4051.0005 | 4092.248 | 4133.4955 | 17890.9904 | 17407.6373 | 16924.2842 | 16440.9311 | 15957.578 |  | 0.10549 |  |  |  |  | 1 | 1 | 1 | 1 | 1 | [5 empty] | 5.2407 | 3.1552 | 570.7763 | 26826.484 | 684.9315 | 0.11176 | 0.11024 | 0.10151 | 0.1055 | 0.10481 | 0.11176 | 0.11024 | 0.10152 | 0.10549 | 0.10481 | 100000 | 100000 | 0 | 0 | 0
5888 |  |  |  | 9795.2055 |  |  |  |  | 3747.8163 | 3796.4888 | 3845.1613 | 3893.8338 | 3942.5063 | 15687.7756 | 15263.9458 | 14840.116 | 14416.2862 | 13992.4563 |  | 0.31227 |  |  |  |  | 1 | 1 | 1 | 1 | 1 | [5 empty] | 3.9842 | 2.8696 | 570.7763 | 26826.484 | 684.9315 | 0.10962 | 0.10202 | 0.095452 | 0.088132 | 0.045536 | 0.10962 | 0.10202 | 0.095452 | 0.088132 | 0.045536 | 100000 | 100000 | 0 | 0 | 0
5889 |  |  |  | 9795.2055 |  |  |  |  | 3704.9262 | 3779.4212 | 3853.9162 | 3928.4112 | 4002.9062 | 14544.1817 | 14151.2478 | 13758.314 | 13365.3802 | 12972.4463 |  | 0.5045 |  |  |  |  | 1 | 1 | 1 | 1 | 1 | [5 empty] | 2.9494 | 3.002 | 570.7763 | 26826.484 | 684.9315 | 0.10669 | 0.091768 | 0.047583 | 0.040904 | 0.042353 | 0.10669 | 0.091768 | 0.047583 | 0.040904 | 0.042353 | 100000 | 100000 | 0 | 0 | 0
5890 |  |  |  | 9795.2055 |  |  |  |  | 3958.3678 | 4063.1103 | 4167.8528 | 4272.5953 | 4377.3378 | 13527.876 | 13162.3992 | 12796.9225 | 12431.4457 | 12065.969 |  | 0.64535 |  |  |  |  | 1 | 1 | 1 | 1 | 1 | [5 empty] | 1.7362 | 3.1746 | 570.7763 | 26826.484 | 684.9315 | 0.10168 | 0.081253 | 0.042437 | 0.039328 | 0.041584 | 0.10168 | 0.081253 | 0.042437 | 0.039328 | 0.041584 | 100000 | 100000 | 0 | 0 | 0
5891 |  |  |  | 9795.2055 |  |  |  |  | 4452.7739 | 4619.4164 | 4786.0589 | 4952.7014 | 5119.3439 | 12394.2787 | 12059.4278 | 11724.577 | 11389.7262 | 11054.8753 |  | 0.73084 |  |  |  |  | 1 | 1 | 1 | 1 | 1 | [5 empty] | 0.6592 | 2.5386 | 570.7763 | 26826.484 | 684.9315 | 0.10157 | 0.081148 | 0.042412 | 0.039296 | 0.04155 | 0.10157 | 0.081148 | 0.042412 | 0.039296 | 0.04155 | 100000 | 100000 | 0 | 0 | 0
5892 |  |  |  | 9795.2055 |  |  |  |  | 4597.0406 | 4799.1581 | 5001.2756 | 5203.3931 | 5405.5106 | 11810.4866 | 11491.4078 | 11172.329 | 10853.2502 | 10534.1714 |  | 0.77949 |  |  |  |  | 1 | 1 | 1 | 1 | 1 | [5 empty] | 0.66654 | 1.5913 | 570.7763 | 26826.484 | 684.9315 | 0.10157 | 0.081126 | 0.042409 | 0.039325 | 0.041569 | 0.10157 | 0.081126 | 0.042409 | 0.039325 | 0.041569 | 100000 | 100000 | 0 | 0 | 0
5893 |  |  |  | 9795.2055 |  |  |  |  | 4466.8106 | 4730.8006 | 4994.7906 | 5258.7806 | 5522.7706 | 11553.9103 | 11241.7633 | 10929.6163 | 10617.4694 | 10305.3224 |  | 0.75986 |  |  |  |  | 1 | 1 | 1 | 1 | 1 | [5 empty] | 1.2957 | 1.6614 | 570.7763 | 26826.484 | 684.9315 | 0.10162 | 0.081166 | 0.042416 | 0.039339 | 0.041588 | 0.10163 | 0.081166 | 0.042416 | 0.039339 | 0.041588 | 100000 | 100000 | 0 | 0 | 0
5894 |  |  |  | 9795.2055 |  |  |  |  | 4313.186 | 4637.0685 | 4960.951 | 5284.8335 | 5608.716 | 11272.0095 | 10967.4785 | 10662.9475 | 10358.4166 | 10053.8856 |  | 0.69087 |  |  |  |  | 1 | 1 | 1 | 1 | 1 | [5 empty] | 1.8673 | 2.3113 | 570.7763 | 26826.484 | 684.9315 | 0.10165 | 0.081219 | 0.042424 | 0.039617 | 0.041628 | 0.10165 | 0.081219 | 0.042424 | 0.039617 | 0.041628 | 100000 | 100000 | 0 | 0 | 0
5895 |  |  |  | 9795.2055 |  |  |  |  | 4002.8176 | 4430.3701 | 4857.9226 | 5285.4751 | 5713.0276 | 11425.2879 | 11116.6159 | 10807.9438 | 10499.2718 | 10190.5998 |  | 0.58349 |  |  |  |  | 1 | 1 | 1 | 1 | 1 | [5 empty] | 1.9759 | 3.0583 | 570.7763 | 26826.484 | 684.9315 | 0.10179 | 0.083132 | 0.042804 | 0.040103 | 0.041841 | 0.10179 | 0.083132 | 0.042804 | 0.040103 | 0.041841 | 100000 | 100000 | 0 | 0 | 0
5896 |  |  |  | 9795.2055 |  |  |  |  | 4007.4965 | 4617.9731 | 5228.4498 | 5838.9265 | 6449.4031 | 11940.4376 | 11617.848 | 11295.2584 | 10972.6688 | 10650.0791 |  | 0.42892 |  |  |  |  | 1 | 1 | 1 | 1 | 1 | [5 empty] | 2.4667 | 3.8201 | 570.7763 | 26826.484 | 684.9315 | 0.10733 | 0.09499 | 0.081028 | 0.04334 | 0.044065 | 0.10733 | 0.09499 | 0.081028 | 0.04334 | 0.044065 | 100000 | 100000 | 0 | 0 | 0
5897 |  |  |  | 9795.2055 |  |  |  |  | 4377.1313 | 5163.4638 | 5949.7963 | 6736.1288 | 7522.4613 | 12625.5277 | 12284.4293 | 11943.3309 | 11602.2325 | 11261.1341 |  | 0.23178 |  |  |  |  | 1 | 1 | 1 | 1 | 1 | [5 empty] | 2.3546 | 4.2865 | 570.7763 | 26826.484 | 684.9315 | 0.11036 | 0.10536 | 0.10056 | 0.10076 | 0.058109 | 0.11036 | 0.10536 | 0.10056 | 0.10076 | 0.058109 | 100000 | 100000 | 0 | 0 | 0
5898 |  |  |  | 9795.2055 |  |  |  |  | 4979.9324 | 5813.149 | 6646.3657 | 7479.5824 | 8312.799 | 13551.8663 | 13185.7414 | 12819.6165 | 12453.4916 | 12087.3668 |  | 0.04276 |  |  |  |  | 1 | 1 | 1 | 1 | 1 | [5 empty] | 2.597 | 4.8887 | 570.7763 | 26826.484 | 684.9315 | 0.11257 | 0.11174 | 0.10241 | 0.10684 | 0.10828 | 0.11257 | 0.11174 | 0.10241 | 0.10685 | 0.10828 | 100000 | 100000 | 0 | 0 | 0
5899 |  |  |  | 9795.2055 |  |  |  |  | 5399.4757 | 6154.2657 | 6909.0557 | 7663.8457 | 8418.6357 | 14717.4534 | 14319.8384 | 13922.2233 | 13524.6083 | 13126.9932 |  | 0 |  |  |  |  | 1 | 1 | 1 | 1 | 1 | [5 empty] | 2.7759 | 5.3346 | 570.7763 | 26826.484 | 684.9315 | 0.1137 | 0.14012 | 0.10785 | 0.13584 | 0.10982 | 0.1137 | 0.14012 | 0.10785 | 0.13584 | 0.10982 | 100000 | 100000 | 0 | 0 | 0
5900 |  |  |  | 9795.2055 |  |  |  |  | 5386.2188 | 6004.8346 | 6623.4504 | 7242.0663 | 7860.6821 | 14698.1286 | 14301.0356 | 13903.9427 | 13506.8497 | 13109.7568 |  | 0 |  |  |  |  | 1 | 1 | 1 | 1 | 1 | [5 empty] | 3.6787 | 6.3907 | 570.7763 | 26826.484 | 684.9315 | 0.11322 | 0.12586 | 0.1034 | 0.12765 | 0.10923 | 0.11322 | 0.12586 | 0.1034 | 0.12765 | 0.10924 | 100000 | 100000 | 0 | 0 | 0
5901 |  |  |  | 9795.2055 |  |  |  |  | 5277.0439 | 5831.1472 | 6385.2506 | 6939.3539 | 7493.4572 | 13663.1637 | 13294.0319 | 12924.9002 | 12555.7684 | 12186.6367 |  | 0 |  |  |  |  | 1 | 1 | 1 | 1 | 1 | [5 empty] | 4.8243 | 5.7708 | 570.7763 | 26826.484 | 684.9315 | 0.11322 | 0.1143 | 0.10305 | 0.11891 | 0.10923 | 0.11322 | 0.1143 | 0.10305 | 0.11891 | 0.10923 | 100000 | 100000 | 0 | 0 | 0
5902 |  |  |  | 9795.2055 |  |  |  |  | 5079.7494 | 5547.0935 | 6014.4377 | 6481.7819 | 6949.126 | 10397.6569 | 10116.7479 | 9835.8389 | 9554.9299 | 9274.021 |  | 0 |  |  |  |  | 1 | 1 | 1 | 1 | 1 | [5 empty] | 4.3637 | 6.3039 | 570.7763 | 26826.484 | 684.9315 | 0.11258 | 0.10991 | 0.10239 | 0.1063 | 0.10827 | 0.11258 | 0.10991 | 0.10239 | 0.1063 | 0.10827 | 100000 | 100000 | 0 | 0 | 0
5903 |  |  |  | 9795.2055 |  |  |  |  | 3693.2289 | 4070.6239 | 4448.0189 | 4825.4139 | 5202.8089 | 6133.835 | 5968.1198 | 5802.4047 | 5636.6895 | 5470.9744 |  | 0 |  |  |  |  | 1 | 1 | 1 | 1 | 1 | [5 empty] | 3.9851 | 6.0253 | 570.7763 | 26826.484 | 684.9315 | 0.11145 | 0.10869 | 0.10175 | 0.10539 | 0.10814 | 0.11145 | 0.10869 | 0.10175 | 0.10539 | 0.10814 | 100000 | 100000 | 0 | 0 | 0
5904 |  |  |  | 9795.2055 |  |  |  |  | 2905.9097 | 3212.0822 | 3518.2547 | 3824.4272 | 4130.5997 | 3789.5956 | 3687.2137 | 3584.8318 | 3482.45 | 3380.0681 |  | 0 |  |  |  |  | 1 | 1 | 1 | 1 | 1 | [5 empty] | 3.5952 | 5.9384 | 570.7763 | 26826.484 | 684.9315 | 0.11075 | 0.10868 | 0.10175 | 0.10539 | 0.10816 | 0.11075 | 0.10868 | 0.10175 | 0.10539 | 0.10816 | 100000 | 100000 | 0 | 0 | 0
5905 |  |  |  | 9795.2055 |  |  |  |  | 2257.6322 | 2424.5222 | 2591.4122 | 2758.3022 | 2925.1922 | 4088.7423 | 3978.2785 | 3867.8148 | 3757.351 | 3646.8872 |  | 0 |  |  |  |  | 1 | 1 | 1 | 1 | 1 | [5 empty] | 2.5496 | 5.6465 | 570.7763 | 26826.484 | 684.9315 | 0.11074 | 0.10868 | 0.10176 | 0.1054 | 0.10817 | 0.11074 | 0.10868 | 0.10176 | 0.1054 | 0.10816 | 100000 | 100000 | 0 | 0 | 0
5906 |  |  |  | 9795.2055 |  |  |  |  | 2030.8524 | 2140.5999 | 2250.3474 | 2360.0949 | 2469.8424 | 3982.3277 | 3874.7389 | 3767.1501 | 3659.5612 | 3551.9724 |  | 0 |  |  |  |  | 1 | 1 | 1 | 1 | 1 | [5 empty] | 1.1844 | 5.176 | 570.7763 | 26826.484 | 684.9315 | 0.11072 | 0.10867 | 0.10177 | 0.10544 | 0.10817 | 0.11072 | 0.10867 | 0.10177 | 0.10544 | 0.10817 | 100000 | 100000 | 0 | 0 | 0
5907 |  |  |  | 9795.2055 |  |  |  |  | 1947.9605 | 2003.783 | 2059.6055 | 2115.428 | 2171.2505 | 5048.2155 | 4911.8301 | 4775.4446 | 4639.0592 | 4502.6737 |  | 0 |  |  |  |  | 1 | 1 | 1 | 1 | 1 | [5 empty] | 0.56163 | 3.2422 | 570.7763 | 26826.484 | 684.9315 | 0.11073 | 0.10867 | 0.10177 | 0.10542 | 0.10815 | 0.11073 | 0.10867 | 0.10177 | 0.10542 | 0.10815 | 100000 | 100000 | 0 | 0 | 0
5908 |  |  |  | 9795.2055 |  |  |  |  | 1996.4444 | 2047.7569 | 2099.0694 | 2150.3819 | 2201.6944 | 8096.738 | 7877.9919 | 7659.2459 | 7440.4998 | 7221.7538 |  | 0 |  |  |  |  | 1 | 1 | 1 | 1 | 1 | [5 empty] | 0.48551 | 6.2726 | 570.7763 | 26826.484 | 684.9315 | 0.10818 | 0.10469 | 0.098652 | 0.10477 | 0.10631 | 0.10818 | 0.10469 | 0.098652 | 0.10477 | 0.10631 | 100000 | 100000 | 0 | 0 | 0
5909 |  |  |  | 9795.2055 |  |  |  |  | 2275.6182 | 2326.4357 | 2377.2532 | 2428.0707 | 2478.8882 | 15232.9034 | 14821.3626 | 14409.8219 | 13998.2812 | 13586.7405 |  | 0 |  |  |  |  | 1 | 1 | 1 | 1 | 1 | [5 empty] | 1.3566 | 3.9163 | 570.7763 | 26826.484 | 684.9315 | 0.10912 | 0.10613 | 0.10074 | 0.10504 | 0.10685 | 0.10912 | 0.10613 | 0.10074 | 0.10504 | 0.10685 | 100000 | 100000 | 0 | 0 | 0
5910 |  |  |  | 9795.2055 |  |  |  |  | 2695.5519 | 2737.2119 | 2778.8719 | 2820.5319 | 2862.1919 | 17981.6491 | 17495.8467 | 17010.0443 | 16524.2419 | 16038.4395 |  | 0.00168 |  |  |  |  | 1 | 1 | 1 | 1 | 1 | [5 empty] | 2.0332 | 3.9027 | 570.7763 | 26826.484 | 684.9315 | 0.11004 | 0.10813 | 0.10157 | 0.10478 | 0.10614 | 0.11004 | 0.10813 | 0.10157 | 0.10478 | 0.10614 | 100000 | 100000 | 0 | 0 | 0
5911 |  |  |  | 9795.2055 |  |  |  |  | 3073.2576 | 3114.3676 | 3155.4776 | 3196.5876 | 3237.6976 | 18325.5728 | 17830.4787 | 17335.3847 | 16840.2907 | 16345.1966 |  | 0.09884 |  |  |  |  | 1 | 1 | 1 | 1 | 1 | [5 empty] | 2.1994 | 4.875 | 570.7763 | 26826.484 | 684.9315 | 0.10845 | 0.10219 | 0.097124 | 0.09882 | 0.056453 | 0.10846 | 0.10219 | 0.097124 | 0.09882 | 0.056453 | 100000 | 100000 | 0 | 0 | 0
5912 |  |  |  | 9795.2055 |  |  |  |  | 3414.9913 | 3491.9613 | 3568.9313 | 3645.9013 | 3722.8713 | 15118.2745 | 14709.8307 | 14301.3868 | 13892.943 | 13484.4991 |  | 0.29323 |  |  |  |  | 1 | 1 | 1 | 1 | 1 | [5 empty] | 1.8544 | 5.9565 | 570.7763 | 26826.484 | 684.9315 | 0.10594 | 0.094102 | 0.07514 | 0.043299 | 0.0443 | 0.10594 | 0.094102 | 0.07514 | 0.043299 | 0.0443 | 100000 | 100000 | 0 | 0 | 0
5913 |  |  |  | 9795.2055 |  |  |  |  | 4097.6768 | 4222.2468 | 4346.8168 | 4471.3868 | 4595.9568 | 14823.9451 | 14423.4531 | 14022.961 | 13622.4689 | 13221.9768 |  | 0.46446 |  |  |  |  | 1 | 1 | 1 | 1 | 1 | [5 empty] | 1.7463 | 5.6261 | 570.7763 | 26826.484 | 684.9315 | 0.099838 | 0.077546 | 0.039993 | 0.039789 | 0.041785 | 0.099838 | 0.077546 | 0.039993 | 0.039789 | 0.041785 | 100000 | 100000 | 0 | 0 | 0
5914 |  |  |  | 9795.2055 |  |  |  |  | 4595.0284 | 4853.3259 | 5111.6234 | 5369.9209 | 5628.2184 | 13473.3627 | 13109.3587 | 12745.3547 | 12381.3507 | 12017.3468 |  | 0.63404 |  |  |  |  | 1 | 1 | 1 | 1 | 1 | [5 empty] | 1.4284 | 4.7606 | 570.7763 | 26826.484 | 684.9315 | 0.096288 | 0.072572 | 0.039167 | 0.038881 | 0.039481 | 0.096288 | 0.072572 | 0.039167 | 0.038881 | 0.039481 | 100000 | 100000 | 0 | 0 | 0
5915 |  |  |  | 9795.2055 |  |  |  |  | 5060.318 | 5389.563 | 5718.808 | 6048.053 | 6377.298 | 12393.418 | 12058.5904 | 11723.7628 | 11388.9353 | 11054.1077 |  | 0.73159 |  |  |  |  | 1 | 1 | 1 | 1 | 1 | [5 empty] | 1.836 | 5.1135 | 570.7763 | 26826.484 | 684.9315 | 0.096237 | 0.07183 | 0.039069 | 0.038558 | 0.038894 | 0.096237 | 0.07183 | 0.039069 | 0.038558 | 0.038894 | 100000 | 100000 | 0 | 0 | 0
5916 |  |  |  | 9795.2055 |  |  |  |  | 5122.0959 | 5563.1234 | 6004.1509 | 6445.1784 | 6886.2059 | 11704.5826 | 11388.3649 | 11072.1473 | 10755.9297 | 10439.7121 |  | 0.76829 |  |  |  |  | 1 | 1 | 1 | 1 | 1 | [5 empty] | 2.6853 | 4.4862 | 570.7763 | 26826.484 | 684.9315 | 0.096391 | 0.071834 | 0.039071 | 0.038568 | 0.038889 | 0.096391 | 0.071834 | 0.039071 | 0.038568 | 0.038889 | 100000 | 100000 | 0 | 0 | 0
5917 |  |  |  | 9795.2055 |  |  |  |  | 4941.4541 | 5452.9341 | 5964.4141 | 6475.8941 | 6987.3741 | 10691.4882 | 10402.6409 | 10113.7936 | 9824.9464 | 9536.0991 |  | 0.78412 |  |  |  |  | 1 | 1 | 1 | 1 | 1 | [5 empty] | 2.9603 | 3.4234 | 570.7763 | 26826.484 | 684.9315 | 0.096558 | 0.0719 | 0.039111 | 0.038513 | 0.038821 | 0.096558 | 0.0719 | 0.039111 | 0.038513 | 0.038821 | 100000 | 100000 | 0 | 0 | 0
5918 |  |  |  | 9795.2055 |  |  |  |  | 5108.02 | 5616.2825 | 6124.545 | 6632.8075 | 7141.07 | 10413.6244 | 10132.284 | 9850.9437 | 9569.6033 | 9288.263 |  | 0.72207 |  |  |  |  | 1 | 1 | 1 | 1 | 1 | [5 empty] | 2.8134 | 2.6698 | 570.7763 | 26826.484 | 684.9315 | 0.096588 | 0.071907 | 0.039133 | 0.038539 | 0.038863 | 0.096588 | 0.071907 | 0.039133 | 0.038539 | 0.038863 | 100000 | 100000 | 0 | 0 | 0
5919 |  |  |  | 9795.2055 |  |  |  |  | 5285.5338 | 5775.1796 | 6264.8255 | 6754.4713 | 7244.1171 | 9813.3175 | 9548.1954 | 9283.0732 | 9017.9511 | 8752.829 |  | 0.59512 |  |  |  |  | 1 | 1 | 1 | 1 | 1 | [5 empty] | 3.0186 | 4.1627 | 570.7763 | 26826.484 | 684.9315 | 0.096447 | 0.071855 | 0.039164 | 0.03938 | 0.038964 | 0.096447 | 0.071855 | 0.039164 | 0.03938 | 0.038964 | 100000 | 100000 | 0 | 0 | 0
5920 |  |  |  | 9795.2055 |  |  |  |  | 5336.3638 | 5806.8704 | 6277.3771 | 6747.8838 | 7218.3904 | 10447.5437 | 10165.2869 | 9883.0302 | 9600.7734 | 9318.5167 |  | 0.43829 |  |  |  |  | 1 | 1 | 1 | 1 | 1 | [5 empty] | 3.3813 | 5.1831 | 570.7763 | 26826.484 | 684.9315 | 0.099408 | 0.078814 | 0.040878 | 0.039972 | 0.041961 | 0.099408 | 0.078814 | 0.040878 | 0.039972 | 0.041961 | 100000 | 100000 | 0 | 0 | 0
5921 |  |  |  | 9795.2055 |  |  |  |  | 5660.1115 | 6140.2423 | 6620.3732 | 7100.504 | 7580.6348 | 11036.2024 | 10738.0421 | 10439.8818 | 10141.7216 | 9843.5613 |  | 0.22893 |  |  |  |  | 1 | 1 | 1 | 1 | 1 | [5 empty] | 3.7292 | 5.5186 | 570.7763 | 26826.484 | 684.9315 | 0.10644 | 0.09666 | 0.089723 | 0.044846 | 0.044924 | 0.10644 | 0.09666 | 0.089723 | 0.044846 | 0.044924 | 100000 | 100000 | 0 | 0 | 0
5922 |  |  |  | 9795.2055 |  |  |  |  | 5781.3214 | 6301.3264 | 6821.3314 | 7341.3364 | 7861.3414 | 11524.4868 | 11213.1347 | 10901.7827 | 10590.4306 | 10279.0786 |  | 0.04064 |  |  |  |  | 1 | 1 | 1 | 1 | 1 | [5 empty] | 4.3895 | 6.5079 | 570.7763 | 26826.484 | 684.9315 | 0.10932 | 0.10471 | 0.10023 | 0.10512 | 0.10528 | 0.10932 | 0.10471 | 0.10023 | 0.10512 | 0.10528 | 100000 | 100000 | 0 | 0 | 0
5923 |  |  |  | 9795.2055 |  |  |  |  | 5608.4996 | 6091.9854 | 6575.4712 | 7058.9571 | 7542.4429 | 12737.5393 | 12393.4147 | 12049.2902 | 11705.1656 | 11361.041 |  | 0 |  |  |  |  | 1 | 1 | 1 | 1 | 1 | [5 empty] | 5.0249 | 7.1442 | 570.7763 | 26826.484 | 684.9315 | 0.11186 | 0.10953 | 0.10354 | 0.1204 | 0.10823 | 0.11186 | 0.10953 | 0.10354 | 0.1204 | 0.10823 | 100000 | 100000 | 0 | 0 | 0
5924 |  |  |  | 9795.2055 |  |  |  |  | 5312.1218 | 5730.0501 | 6147.9785 | 6565.9068 | 6983.8351 | 13161.9749 | 12806.3835 | 12450.7922 | 12095.2008 | 11739.6095 |  | 0 |  |  |  |  | 1 | 1 | 1 | 1 | 1 | [5 empty] | 6.1208 | 7.3991 | 570.7763 | 26826.484 | 684.9315 | 0.11217 | 0.10955 | 0.10201 | 0.11779 | 0.10807 | 0.11217 | 0.10955 | 0.10201 | 0.11779 | 0.10807 | 100000 | 100000 | 0 | 0 | 0
5925 |  |  |  | 9795.2055 |  |  |  |  | 5143.2099 | 5551.6233 | 5960.0366 | 6368.4499 | 6776.8633 | 12161.7516 | 11833.1828 | 11504.6141 | 11176.0453 | 10847.4766 |  | 0 |  |  |  |  | 1 | 1 | 1 | 1 | 1 | [5 empty] | 6.6347 | 6.8104 | 570.7763 | 26826.484 | 684.9315 | 0.1117 | 0.10639 | 0.10084 | 0.10579 | 0.10687 | 0.1117 | 0.10639 | 0.10084 | 0.10579 | 0.10687 | 100000 | 100000 | 0 | 0 | 0
5926 |  |  |  | 9795.2055 |  |  |  |  | 5180.7459 | 5537.6817 | 5894.6176 | 6251.5534 | 6608.4892 | 9595.9056 | 9336.6572 | 9077.4088 | 8818.1604 | 8558.912 |  | 0 |  |  |  |  | 1 | 1 | 1 | 1 | 1 | [5 empty] | 8.7149 | 6.6198 | 570.7763 | 26826.484 | 684.9315 | 0.11074 | 0.10469 | 0.10046 | 0.10504 | 0.10641 | 0.11074 | 0.10469 | 0.10046 | 0.10504 | 0.10641 | 100000 | 100000 | 0 | 0 | 0
5927 |  |  |  | 9795.2055 |  |  |  |  | 4168.0567 | 4518.0075 | 4867.9584 | 5217.9092 | 5567.86 | 5364.4578 | 5219.5285 | 5074.5993 | 4929.6701 | 4784.7409 |  | 0 |  |  |  |  | 1 | 1 | 1 | 1 | 1 | [5 empty] | 9.2096 | 6.1239 | 570.7763 | 26826.484 | 684.9315 | 0.10982 | 0.10469 | 0.10019 | 0.10506 | 0.10642 | 0.10982 | 0.10469 | 0.10019 | 0.10506 | 0.10642 | 100000 | 100000 | 0 | 0 | 0
5928 |  |  |  | 9795.2055 |  |  |  |  | 3169.0417 | 3551.0567 | 3933.0717 | 4315.0867 | 4697.1017 | 3775.7287 | 3673.7215 | 3571.7143 | 3469.7071 | 3367.6999 |  | 0 |  |  |  |  | 1 | 1 | 1 | 1 | 1 | [5 empty] | 9.4395 | 6.2688 | 570.7763 | 26826.484 | 684.9315 | 0.10888 | 0.10467 | 0.10019 | 0.1051 | 0.10644 | 0.10888 | 0.10467 | 0.10019 | 0.1051 | 0.10644 | 100000 | 100000 | 0 | 0 | 0
5929 |  |  |  | 9795.2055 |  |  |  |  | 2597.3437 | 2909.7862 | 3222.2287 | 3534.6712 | 3847.1137 | 4073.7407 | 3963.6822 | 3853.6238 | 3743.5653 | 3633.5068 |  | 0 |  |  |  |  | 1 | 1 | 1 | 1 | 1 | [5 empty] | 8.5615 | 6.3282 | 570.7763 | 26826.484 | 684.9315 | 0.10887 | 0.10467 | 0.10018 | 0.10507 | 0.10643 | 0.10887 | 0.10467 | 0.10018 | 0.10507 | 0.10643 | 100000 | 100000 | 0 | 0 | 0
5930 |  |  |  | 9795.2055 |  |  |  |  | 2291.4971 | 2505.9896 | 2720.4821 | 2934.9746 | 3149.4671 | 3967.6802 | 3860.4871 | 3753.294 | 3646.101 | 3538.9079 |  | 0 |  |  |  |  | 1 | 1 | 1 | 1 | 1 | [5 empty] | 7.9252 | 6.0549 | 570.7763 | 26826.484 | 684.9315 | 0.10885 | 0.10466 | 0.10019 | 0.10509 | 0.10645 | 0.10885 | 0.10466 | 0.10019 | 0.10509 | 0.10645 | 100000 | 100000 | 0 | 0 | 0
5931 |  |  |  | 9795.2055 |  |  |  |  | 2195.0378 | 2293.3736 | 2391.7094 | 2490.0453 | 2588.3811 | 5029.5388 | 4893.6579 | 4757.777 | 4621.8962 | 4486.0153 |  | 0 |  |  |  |  | 1 | 1 | 1 | 1 | 1 | [5 empty] | 7.5262 | 5.1258 | 570.7763 | 26826.484 | 684.9315 | 0.10885 | 0.10468 | 0.10021 | 0.10506 | 0.10645 | 0.10885 | 0.10468 | 0.10021 | 0.10506 | 0.10645 | 100000 | 100000 | 0 | 0 | 0
5932 |  |  |  | 9795.2055 |  |  |  |  | 2255.4229 | 2310.6679 | 2365.9129 | 2421.1579 | 2476.4029 | 8066.7662 | 7848.8299 | 7630.8936 | 7412.9573 | 7195.021 |  | 0 |  |  |  |  | 1 | 1 | 1 | 1 | 1 | [5 empty] | 7.3014 | 4.9785 | 570.7763 | 26826.484 | 684.9315 | 0.10787 | 0.10261 | 0.095451 | 0.10238 | 0.10101 | 0.10787 | 0.10261 | 0.095451 | 0.10238 | 0.10101 | 100000 | 100000 | 0 | 0 | 0
5933 |  |  |  | 9795.2055 |  |  |  |  | 2458.5364 | 2501.2964 | 2544.0564 | 2586.8164 | 2629.5764 | 15175.9346 | 14765.933 | 14355.9314 | 13945.9298 | 13535.9281 |  | 0 |  |  |  |  | 1 | 1 | 1 | 1 | 1 | [5 empty] | 7.4524 | 5.0685 | 570.7763 | 26826.484 | 684.9315 | 0.10861 | 0.10371 | 0.098781 | 0.10378 | 0.10413 | 0.10861 | 0.10371 | 0.098781 | 0.10378 | 0.10413 | 100000 | 100000 | 0 | 0 | 0
5934 |  |  |  | 9795.2055 |  |  |  |  | 2743.9933 | 2785.1033 | 2826.2133 | 2867.3233 | 2908.4333 | 17914.3185 | 17430.3352 | 16946.3518 | 16462.3684 | 15978.3851 |  | 0.00088 |  |  |  |  | 1 | 1 | 1 | 1 | 1 | [5 empty] | 7.2917 | 5.6358 | 570.7763 | 26826.484 | 684.9315 | 0.10881 | 0.10471 | 0.099633 | 0.10412 | 0.10521 | 0.10881 | 0.10471 | 0.099633 | 0.10412 | 0.10521 | 100000 | 100000 | 0 | 0 | 0
5935 |  |  |  | 9795.2055 |  |  |  |  | 3398.8188 | 3439.2413 | 3479.6638 | 3520.0863 | 3560.5088 | 18256.9764 | 17763.7356 | 17270.4948 | 16777.254 | 16284.0132 |  | 0.09688 |  |  |  |  | 1 | 1 | 1 | 1 | 1 | [5 empty] | 7.2394 | 5.6616 | 570.7763 | 26826.484 | 684.9315 | 0.10562 | 0.09556 | 0.089695 | 0.046414 | 0.045346 | 0.10562 | 0.09556 | 0.089694 | 0.046414 | 0.045346 | 100000 | 100000 | 0 | 0 | 0
5936 |  |  |  | 9795.2055 |  |  |  |  | 4397.1335 | 4437.9685 | 4478.8035 | 4519.6385 | 4560.4735 | 15061.8188 | 14654.9002 | 14247.9815 | 13841.0629 | 13434.1443 |  | 0.29773 |  |  |  |  | 1 | 1 | 1 | 1 | 1 | [5 empty] | 5.3528 | 5.9106 | 570.7763 | 26826.484 | 684.9315 | 0.099087 | 0.069887 | 0.039426 | 0.041138 | 0.042266 | 0.099087 | 0.069887 | 0.039426 | 0.041138 | 0.042266 | 100000 | 100000 | 0 | 0 | 0
5937 |  |  |  | 9795.2055 |  |  |  |  | 5324.0841 | 5383.5641 | 5443.0441 | 5502.5241 | 5562.0041 | 14768.5978 | 14369.601 | 13970.6042 | 13571.6074 | 13172.6107 |  | 0.49741 |  |  |  |  | 1 | 1 | 1 | 1 | 1 | [5 empty] | 3.5841 | 5.5849 | 570.7763 | 26826.484 | 684.9315 | 0.087429 | 0.020693 | 0.0075252 | 0.009598 | 0.033278 | 0.087429 | 0.020693 | 0.0075252 | 0.009598 | 0.033278 | 100000 | 100000 | 0 | 0 | 0
5938 |  |  |  | 9795.2055 |  |  |  |  | 5969.4989 | 6043.7464 | 6117.9939 | 6192.2414 | 6266.4889 | 13423.1004 | 13060.4543 | 12697.8082 | 12335.1622 | 11972.5161 |  | 0.64944 |  |  |  |  | 1 | 1 | 1 | 1 | 1 | [5 empty] | 2.3475 | 5.6092 | 570.7763 | 26826.484 | 684.9315 | 0.085494 | 0.012897 | 0.0054362 | 0.0054172 | 0.0096521 | 0.085494 | 0.012897 | 0.0054362 | 0.0054172 | 0.0096521 | 100000 | 100000 | 0 | 0 | 0
5939 |  |  |  | 9795.2055 |  |  |  |  | 6621.9718 | 6737.8518 | 6853.7318 | 6969.6118 | 7085.4918 | 12347.2163 | 12013.6369 | 11680.0575 | 11346.4782 | 11012.8988 |  | 0.73739 |  |  |  |  | 1 | 1 | 1 | 1 | 1 | [5 empty] | 1.863 | 5.7407 | 570.7763 | 26826.484 | 684.9315 | 0.085519 | 0.012681 | 0.0054291 | 0.0054029 | 0.0095465 | 0.085519 | 0.012681 | 0.0054291 | 0.0054029 | 0.0095465 | 100000 | 100000 | 0 | 0 | 0
5940 |  |  |  | 9795.2055 |  |  |  |  | 6510.6122 | 6681.5447 | 6852.4772 | 7023.4097 | 7194.3422 | 11661.0316 | 11345.9906 | 11030.9495 | 10715.9085 | 10400.8675 |  | 0.78159 |  |  |  |  | 1 | 1 | 1 | 1 | 1 | [5 empty] | 1.2877 | 5.4213 | 570.7763 | 26826.484 | 684.9315 | 0.085561 | 0.013232 | 0.0054335 | 0.0053822 | 0.009505 | 0.085561 | 0.013231 | 0.0054335 | 0.0053822 | 0.009505 | 100000 | 100000 | 0 | 0 | 0
5941 |  |  |  | 9795.2055 |  |  |  |  | 5832.2601 | 6071.5001 | 6310.7401 | 6549.9801 | 6789.2201 | 10651.7006 | 10363.9282 | 10076.1559 | 9788.3835 | 9500.6111 |  | 0.73235 |  |  |  |  | 1 | 1 | 1 | 1 | 1 | [5 empty] | 0.84511 | 5.5984 | 570.7763 | 26826.484 | 684.9315 | 0.085828 | 0.013304 | 0.0054253 | 0.0054075 | 0.0095115 | 0.085828 | 0.013304 | 0.0054253 | 0.0054075 | 0.0095115 | 100000 | 100000 | 0 | 0 | 0
5942 |  |  |  | 9795.2055 |  |  |  |  | 5406.4274 | 5737.8999 | 6069.3724 | 6400.8449 | 6732.3174 | 10374.9007 | 10094.6065 | 9814.3124 | 9534.0182 | 9253.724 |  | 0.66384 |  |  |  |  | 1 | 1 | 1 | 1 | 1 | [5 empty] | 1.2501 | 5.3104 | 570.7763 | 26826.484 | 684.9315 | 0.085891 | 0.013005 | 0.0057972 | 0.0054289 | 0.0095073 | 0.085891 | 0.013005 | 0.0057972 | 0.0054289 | 0.0095073 | 100000 | 100000 | 0 | 0 | 0
5943 |  |  |  | 9795.2055 |  |  |  |  | 5201.7455 | 5517.048 | 5832.3505 | 6147.653 | 6462.9555 | 9776.8288 | 9512.6924 | 9248.5561 | 8984.4198 | 8720.2834 |  | 0.5379 |  |  |  |  | 1 | 1 | 1 | 1 | 1 | [5 empty] | 1.0201 | 5.3289 | 570.7763 | 26826.484 | 684.9315 | 0.085831 | 0.014701 | 0.0058581 | 0.0062488 | 0.01129 | 0.085831 | 0.014701 | 0.0058581 | 0.0062488 | 0.01129 | 100000 | 100000 | 0 | 0 | 0
5944 |  |  |  | 9795.2055 |  |  |  |  | 5184.4926 | 5536.5884 | 5888.6842 | 6240.7801 | 6592.8759 | 10408.6117 | 10127.4068 | 9846.2018 | 9564.9969 | 9283.7919 |  | 0.41071 |  |  |  |  | 1 | 1 | 1 | 1 | 1 | [5 empty] | 0.87702 | 5.2131 | 570.7763 | 26826.484 | 684.9315 | 0.089655 | 0.025827 | 0.032854 | 0.036414 | 0.035939 | 0.089655 | 0.025827 | 0.032854 | 0.036414 | 0.035939 | 100000 | 100000 | 0 | 0 | 0
5945 |  |  |  | 9795.2055 |  |  |  |  | 5521.7081 | 5915.0531 | 6308.3981 | 6701.7431 | 7095.0881 | 10995.0536 | 10698.005 | 10400.9564 | 10103.9079 | 9806.8593 |  | 0.22246 |  |  |  |  | 1 | 1 | 1 | 1 | 1 | [5 empty] | 1.4515 | 5.1859 | 570.7763 | 26826.484 | 684.9315 | 0.10097 | 0.083002 | 0.044031 | 0.042829 | 0.043338 | 0.10097 | 0.083002 | 0.044031 | 0.042829 | 0.043338 | 100000 | 100000 | 0 | 0 | 0
5946 |  |  |  | 9795.2055 |  |  |  |  | 5765.6012 | 6278.7312 | 6791.8612 | 7304.9912 | 7818.1212 | 11481.579 | 11171.3861 | 10861.1933 | 10551.0005 | 10240.8077 |  | 0.03245 |  |  |  |  | 1 | 1 | 1 | 1 | 1 | [5 empty] | 4.4013 | 5.5887 | 570.7763 | 26826.484 | 684.9315 | 0.10498 | 0.094794 | 0.081483 | 0.050018 | 0.04708 | 0.10498 | 0.094794 | 0.081483 | 0.050018 | 0.04708 | 100000 | 100000 | 0 | 0 | 0
5947 |  |  |  | 9795.2055 |  |  |  |  | 5635.4203 | 6156.3603 | 6677.3003 | 7198.2403 | 7719.1803 | 12690.048 | 12347.2065 | 12004.365 | 11661.5235 | 11318.6819 |  | 0 |  |  |  |  | 1 | 1 | 1 | 1 | 1 | [5 empty] | 7.4851 | 6.7426 | 570.7763 | 26826.484 | 684.9315 | 0.10618 | 0.097576 | 0.091744 | 0.09204 | 0.057268 | 0.10618 | 0.097576 | 0.091744 | 0.09204 | 0.057268 | 100000 | 100000 | 0 | 0 | 0
5948 |  |  |  | 9795.2055 |  |  |  |  | 5434.6594 | 5923.0128 | 6411.3661 | 6899.7194 | 7388.0728 | 13112.9371 | 12758.6705 | 12404.404 | 12050.1375 | 11695.871 |  | 0 |  |  |  |  | 1 | 1 | 1 | 1 | 1 | [5 empty] | 9.0296 | 8.0677 | 570.7763 | 26826.484 | 684.9315 | 0.10627 | 0.096264 | 0.086045 | 0.087828 | 0.051623 | 0.10627 | 0.096264 | 0.086045 | 0.087828 | 0.051623 | 100000 | 100000 | 0 | 0 | 0
5949 |  |  |  | 9795.2055 |  |  |  |  | 5240.9566 | 5635.7591 | 6030.5616 | 6425.3641 | 6820.1666 | 12116.589 | 11789.2404 | 11461.8918 | 11134.5432 | 10807.1946 |  | 0 |  |  |  |  | 1 | 1 | 1 | 1 | 1 | [5 empty] | 10.2044 | 8.2333 | 570.7763 | 26826.484 | 684.9315 | 0.106 | 0.094782 | 0.079662 | 0.065119 | 0.047141 | 0.106 | 0.094782 | 0.079662 | 0.065119 | 0.047141 | 100000 | 100000 | 0 | 0 | 0
5950 |  |  |  | 9795.2055 |  |  |  |  | 5033.9219 | 5355.1094 | 5676.2969 | 5997.4844 | 6318.6719 | 9560.4008 | 9302.1116 | 9043.8224 | 8785.5332 | 8527.2441 |  | 0 |  |  |  |  | 1 | 1 | 1 | 1 | 1 | [5 empty] | 10.7077 | 8.3239 | 570.7763 | 26826.484 | 684.9315 | 0.10553 | 0.094785 | 0.075987 | 0.048966 | 0.047009 | 0.10553 | 0.094785 | 0.075987 | 0.048966 | 0.047009 | 100000 | 100000 | 0 | 0 | 0
5951 |  |  |  | 9795.2055 |  |  |  |  | 3756.4241 | 4032.7341 | 4309.0441 | 4585.3541 | 4861.6641 | 5344.8034 | 5200.4052 | 5056.007 | 4911.6087 | 4767.2105 |  | 0 |  |  |  |  | 1 | 1 | 1 | 1 | 1 | [5 empty] | 10.4964 | 7.7743 | 570.7763 | 26826.484 | 684.9315 | 0.10424 | 0.094006 | 0.066241 | 0.048252 | 0.047011 | 0.10424 | 0.094006 | 0.066241 | 0.048252 | 0.047011 | 100000 | 100000 | 0 | 0 | 0
5952 |  |  |  | 9795.2055 |  |  |  |  | 2663.8355 | 2872.828 | 3081.8205 | 3290.813 | 3499.8055 | 4632.9072 | 4507.742 | 4382.5768 | 4257.4115 | 4132.2463 |  | 0 |  |  |  |  | 1 | 1 | 1 | 1 | 1 | [5 empty] | 10.3481 | 7.592 | 570.7763 | 26826.484 | 684.9315 | 0.10229 | 0.093989 | 0.064887 | 0.048172 | 0.046708 | 0.1023 | 0.093989 | 0.064887 | 0.048172 | 0.046708 | 100000 | 100000 | 0 | 0 | 0
5953 |  |  |  | 9795.2055 |  |  |  |  | 2212.3913 | 2313.3663 | 2414.3413 | 2515.3163 | 2616.2913 | 4962.7899 | 4828.7123 | 4694.6348 | 4560.5572 | 4426.4797 |  | 0 |  |  |  |  | 1 | 1 | 1 | 1 | 1 | [5 empty] | 9.4871 | 7.8004 | 570.7763 | 26826.484 | 684.9315 | 0.10233 | 0.094002 | 0.064566 | 0.04812 | 0.046678 | 0.10233 | 0.094002 | 0.064566 | 0.04812 | 0.046678 | 100000 | 100000 | 0 | 0 | 0
5954 |  |  |  | 9795.2055 |  |  |  |  | 2041.7233 | 2092.2108 | 2142.6983 | 2193.1858 | 2243.6733 | 5164.4936 | 5024.9667 | 4885.4398 | 4745.913 | 4606.3861 |  | 0 |  |  |  |  | 1 | 1 | 1 | 1 | 1 | [5 empty] | 8.8889 | 7.5698 | 570.7763 | 26826.484 | 684.9315 | 0.10235 | 0.094003 | 0.065049 | 0.048168 | 0.046747 | 0.10235 | 0.094003 | 0.065049 | 0.048168 | 0.046747 | 100000 | 100000 | 0 | 0 | 0
5955 |  |  |  | 9795.2055 |  |  |  |  | 1992.1746 | 2034.1096 | 2076.0446 | 2117.9796 | 2159.9146 | 6063.2168 | 5899.4095 | 5735.6022 | 5571.7949 | 5407.9876 |  | 0 |  |  |  |  | 1 | 1 | 1 | 1 | 1 | [5 empty] | 8.6845 | 7.2823 | 570.7763 | 26826.484 | 684.9315 | 0.10232 | 0.094004 | 0.065572 | 0.048241 | 0.046764 | 0.10232 | 0.094004 | 0.065572 | 0.048241 | 0.046764 | 100000 | 100000 | 0 | 0 | 0
5956 |  |  |  | 9795.2055 |  |  |  |  | 2029.1395 | 2071.212 | 2113.2845 | 2155.357 | 2197.4295 | 8577.4529 | 8345.7195 | 8113.9862 | 7882.2529 | 7650.5196 |  | 0 |  |  |  |  | 1 | 1 | 1 | 1 | 1 | [5 empty] | 8.7221 | 6.9911 | 570.7763 | 26826.484 | 684.9315 | 0.098323 | 0.087977 | 0.061853 | 0.045027 | 0.044904 | 0.098323 | 0.087977 | 0.061853 | 0.045027 | 0.044904 | 100000 | 100000 | 0 | 0 | 0
5957 |  |  |  | 9795.2055 |  |  |  |  | 2548.2217 | 2589.0567 | 2629.8917 | 2670.7267 | 2711.5617 | 14314.4602 | 13927.7327 | 13541.0051 | 13154.2776 | 12767.55 |  | 0 |  |  |  |  | 1 | 1 | 1 | 1 | 1 | [5 empty] | 8.9974 | 6.5522 | 570.7763 | 26826.484 | 684.9315 | 0.099566 | 0.092859 | 0.063962 | 0.046933 | 0.046178 | 0.099566 | 0.092859 | 0.063962 | 0.046933 | 0.046178 | 100000 | 100000 | 0 | 0 | 0
5958 |  |  |  | 9795.2055 |  |  |  |  | 3422.7966 | 3465.5566 | 3508.3166 | 3551.0766 | 3593.8366 | 17527.6743 | 17054.1367 | 16580.5991 | 16107.0616 | 15633.524 |  | 0 |  |  |  |  | 1 | 1 | 1 | 1 | 1 | [5 empty] | 9.5684 | 6.7457 | 570.7763 | 26826.484 | 684.9315 | 0.10312 | 0.094016 | 0.064181 | 0.047467 | 0.046406 | 0.10312 | 0.094016 | 0.064181 | 0.047467 | 0.046406 | 100000 | 100000 | 0 | 0 | 0
5959 |  |  |  | 9795.2055 |  |  |  |  | 4002.4384 | 4044.9234 | 4087.4084 | 4129.8934 | 4172.3784 | 17648.8259 | 17172.0153 | 16695.2046 | 16218.3939 | 15741.5833 |  | 0.09879 |  |  |  |  | 1 | 1 | 1 | 1 | 1 | [5 empty] | 9.8803 | 6.5217 | 570.7763 | 26826.484 | 684.9315 | 0.099007 | 0.088015 | 0.047649 | 0.042498 | 0.043671 | 0.099007 | 0.088015 | 0.047649 | 0.042498 | 0.043671 | 100000 | 100000 | 0 | 0 | 0
5960 |  |  |  | 9795.2055 |  |  |  |  | 3779.8623 | 3830.0198 | 3880.1773 | 3930.3348 | 3980.4923 | 15475.9127 | 15057.8067 | 14639.7007 | 14221.5947 | 13803.4887 |  | 0.29868 |  |  |  |  | 1 | 1 | 1 | 1 | 1 | [5 empty] | 7.6784 | 5.9844 | 570.7763 | 26826.484 | 684.9315 | 0.072025 | 0.0085046 | 0.011814 | 0.034677 | 0.038807 | 0.072025 | 0.0085047 | 0.011814 | 0.034677 | 0.038807 | 100000 | 100000 | 0 | 0 | 0
5961 |  |  |  | 9795.2055 |  |  |  |  | 3736.6054 | 3811.5954 | 3886.5854 | 3961.5754 | 4036.5654 | 14347.873 | 13960.2427 | 13572.6125 | 13184.9822 | 12797.352 |  | 0.48275 |  |  |  |  | 1 | 1 | 1 | 1 | 1 | [5 empty] | 6.3071 | 6.0529 | 570.7763 | 26826.484 | 684.9315 | 0.063896 | 0.0014568 | 0.0017022 | 0.0019778 | 0.0078374 | 0.063896 | 0.0014568 | 0.0017022 | 0.0019778 | 0.0078374 | 100000 | 100000 | 0 | 0 | 0
5962 |  |  |  | 9795.2055 |  |  |  |  | 3992.2141 | 4096.9566 | 4201.6991 | 4306.4416 | 4411.1841 | 13345.398 | 12984.8511 | 12624.3043 | 12263.7575 | 11903.2107 |  | 0.65273 |  |  |  |  | 1 | 1 | 1 | 1 | 1 | [5 empty] | 5.7383 | 6.26 | 570.7763 | 26826.484 | 684.9315 | 0.064903 | 0.0012648 | 0.0017216 | 0.0011093 | 0.0039327 | 0.064903 | 0.0012648 | 0.0017216 | 0.0011093 | 0.0039327 | 100000 | 100000 | 0 | 0 | 0
5963 |  |  |  | 9795.2055 |  |  |  |  | 4490.8476 | 4654.7401 | 4818.6326 | 4982.5251 | 5146.4176 | 12227.2434 | 11896.9052 | 11566.5671 | 11236.229 | 10905.8909 |  | 0.74116 |  |  |  |  | 1 | 1 | 1 | 1 | 1 | [5 empty] | 4.8488 | 7.2205 | 570.7763 | 26826.484 | 684.9315 | 0.064488 | 0.0012621 | 0.0017203 | 0.0010886 | 0.0034687 | 0.064488 | 0.0012621 | 0.0017203 | 0.0010886 | 0.0034687 | 100000 | 100000 | 0 | 0 | 0
5964 |  |  |  | 9795.2055 |  |  |  |  | 4636.3479 | 4841.2154 | 5046.0829 | 5250.9504 | 5455.8179 | 11651.4597 | 11336.6773 | 11021.8949 | 10707.1124 | 10392.33 |  | 0.76151 |  |  |  |  | 1 | 1 | 1 | 1 | 1 | [5 empty] | 4.5519 | 8.0614 | 570.7763 | 26826.484 | 684.9315 | 0.063128 | 0.0012544 | 0.0017177 | 0.0010772 | 0.0033626 | 0.063128 | 0.0012544 | 0.0017177 | 0.0010772 | 0.0033626 | 100000 | 100000 | 0 | 0 | 0
5965 |  |  |  | 9795.2055 |  |  |  |  | 4505.0044 | 4775.1544 | 5045.3044 | 5315.4544 | 5585.6044 | 11398.2877 | 11090.3451 | 10782.4025 | 10474.4599 | 10166.5174 |  | 0.57861 |  |  |  |  | 1 | 1 | 1 | 1 | 1 | [5 empty] | 4.1903 | 8.8323 | 570.7763 | 26826.484 | 684.9315 | 0.062772 | 0.0012555 | 0.0017179 | 0.0010758 | 0.003353 | 0.062772 | 0.0012555 | 0.0017178 | 0.0010758 | 0.003353 | 100000 | 100000 | 0 | 0 | 0
5966 |  |  |  | 9795.2055 |  |  |  |  | 4350.0662 | 4667.5137 | 4984.9612 | 5302.4087 | 5619.8562 | 11120.1171 | 10819.6897 | 10519.2623 | 10218.835 | 9918.4076 |  | 0.43795 |  |  |  |  | 1 | 1 | 1 | 1 | 1 | [5 empty] | 4.2764 | 9.374 | 570.7763 | 26826.484 | 684.9315 | 0.061885 | 0.0012606 | 0.0017207 | 0.0010774 | 0.0032865 | 0.061885 | 0.0012606 | 0.0017207 | 0.0010774 | 0.0032865 | 100000 | 100000 | 0 | 0 | 0
5967 |  |  |  | 9795.2055 |  |  |  |  | 4037.0439 | 4461.7364 | 4886.4289 | 5311.1214 | 5735.8139 | 11271.252 | 10966.7415 | 10662.2309 | 10357.7204 | 10053.2099 |  | 0.36572 |  |  |  |  | 1 | 1 | 1 | 1 | 1 | [5 empty] | 5.0192 | 10.3323 | 570.7763 | 26826.484 | 684.9315 | 0.060529 | 0.0012406 | 0.001697 | 0.0010561 | 0.0031105 | 0.060529 | 0.0012406 | 0.001697 | 0.0010561 | 0.0031105 | 100000 | 100000 | 0 | 0 | 0
5968 |  |  |  | 9795.2055 |  |  |  |  | 4041.7628 | 4662.5512 | 5283.3395 | 5904.1278 | 6524.9162 | 11779.3107 | 11461.0742 | 11142.8377 | 10824.6012 | 10506.3647 |  | 0.2165 |  |  |  |  | 1 | 1 | 1 | 1 | 1 | [5 empty] | 6.4809 | 10.3306 | 570.7763 | 26826.484 | 684.9315 | 0.062259 | 0.0015482 | 0.0021356 | 0.008413 | 0.0092871 | 0.062259 | 0.0015482 | 0.0021356 | 0.008413 | 0.0092871 | 100000 | 100000 | 0 | 0 | 0
5969 |  |  |  | 9795.2055 |  |  |  |  | 4414.5582 | 5190.4407 | 5966.3232 | 6742.2057 | 7518.0882 | 12455.0889 | 12118.5952 | 11782.1014 | 11445.6077 | 11109.114 |  | 0.10388 |  |  |  |  | 1 | 1 | 1 | 1 | 1 | [5 empty] | 8.4853 | 11.5983 | 570.7763 | 26826.484 | 684.9315 | 0.075282 | 0.0043505 | 0.015852 | 0.0183 | 0.027748 | 0.075282 | 0.0043504 | 0.015852 | 0.0183 | 0.027748 | 100000 | 100000 | 0 | 0 | 0
5970 |  |  |  | 9795.2055 |  |  |  |  | 5022.5136 | 5847.4819 | 6672.4503 | 7497.4186 | 8322.3869 | 13368.9256 | 13007.7431 | 12646.5607 | 12285.3782 | 11924.1958 |  | 0.02037 |  |  |  |  | 1 | 1 | 1 | 1 | 1 | [5 empty] | 10.0169 | 12.0167 | 570.7763 | 26826.484 | 684.9315 | 0.093153 | 0.0063792 | 0.02289 | 0.022145 | 0.041819 | 0.093153 | 0.0063792 | 0.02289 | 0.022145 | 0.041819 | 100000 | 100000 | 0 | 0 | 0
5971 |  |  |  | 9795.2055 |  |  |  |  | 5445.6442 | 6221.1142 | 6996.5842 | 7772.0542 | 8547.5242 | 14518.7782 | 14126.5306 | 13734.2831 | 13342.0356 | 12949.7881 |  | 0 |  |  |  |  | 1 | 1 | 1 | 1 | 1 | [5 empty] | 9.6575 | 12.2602 | 570.7763 | 26826.484 | 684.9315 | 0.087957 | 0.0062099 | 0.027956 | 0.040088 | 0.042135 | 0.087957 | 0.0062099 | 0.027956 | 0.040088 | 0.042135 | 100000 | 100000 | 0 | 0 | 0
5972 |  |  |  | 9795.2055 |  |  |  |  | 5432.2739 | 6075.9689 | 6719.6639 | 7363.3589 | 8007.0539 | 14499.9073 | 14108.1696 | 13716.4319 | 13324.6942 | 12932.9566 |  | 0 |  |  |  |  | 1 | 1 | 1 | 1 | 1 | [5 empty] | 9.3548 | 11.4733 | 570.7763 | 26826.484 | 684.9315 | 0.083094 | 0.0048786 | 0.023374 | 0.022725 | 0.041433 | 0.083094 | 0.0048786 | 0.023374 | 0.022725 | 0.041433 | 100000 | 100000 | 0 | 0 | 0
5973 |  |  |  | 9795.2055 |  |  |  |  | 5322.1656 | 5829.7956 | 6337.4256 | 6845.0556 | 7352.6856 | 13479.1331 | 13114.9732 | 12750.8133 | 12386.6534 | 12022.4935 |  | 0 |  |  |  |  | 1 | 1 | 1 | 1 | 1 | [5 empty] | 9.1588 | 12.3319 | 570.7763 | 26826.484 | 684.9315 | 0.081477 | 0.0048047 | 0.016737 | 0.019377 | 0.038837 | 0.081477 | 0.0048047 | 0.016737 | 0.019377 | 0.038837 | 100000 | 100000 | 0 | 0 | 0
5974 |  |  |  | 9795.2055 |  |  |  |  | 5123.1841 | 5561.7916 | 6000.3991 | 6439.0066 | 6877.6141 | 10258.0765 | 9980.9385 | 9703.8005 | 9426.6625 | 9149.5245 |  | 0 |  |  |  |  | 1 | 1 | 1 | 1 | 1 | [5 empty] | 10.7394 | 12.7365 | 570.7763 | 26826.484 | 684.9315 | 0.059065 | 0.0042293 | 0.016073 | 0.017609 | 0.035362 | 0.059066 | 0.0042293 | 0.016073 | 0.017609 | 0.035363 | 100000 | 100000 | 0 | 0 | 0
5975 |  |  |  | 9795.2055 |  |  |  |  | 3724.8081 | 4124.1747 | 4523.5414 | 4922.9081 | 5322.2747 | 6051.9447 | 5888.442 | 5724.9392 | 5561.4365 | 5397.9337 |  | 0 |  |  |  |  | 1 | 1 | 1 | 1 | 1 | [5 empty] | 8.3027 | 13.5908 | 570.7763 | 26826.484 | 684.9315 | 0.049872 | 0.0042953 | 0.015857 | 0.017102 | 0.027346 | 0.049872 | 0.0042953 | 0.015857 | 0.017102 | 0.027346 | 100000 | 100000 | 0 | 0 | 0
5976 |  |  |  | 9795.2055 |  |  |  |  | 2671.6559 | 2878.5859 | 3085.5159 | 3292.4459 | 3499.3759 | 4751.4291 | 4623.0618 | 4494.6945 | 4366.3272 | 4237.9599 |  | 0 |  |  |  |  | 1 | 1 | 1 | 1 | 1 | [5 empty] | 7.2651 | 14.0887 | 570.7763 | 26826.484 | 684.9315 | 0.048971 | 0.0042779 | 0.015629 | 0.016614 | 0.027119 | 0.048971 | 0.0042779 | 0.015629 | 0.016614 | 0.02712 | 100000 | 100000 | 0 | 0 | 0
5977 |  |  |  | 9795.2055 |  |  |  |  | 2218.8864 | 2318.5414 | 2418.1964 | 2517.8514 | 2617.5064 | 5090.1198 | 4952.6022 | 4815.0847 | 4677.5671 | 4540.0496 |  | 0 |  |  |  |  | 1 | 1 | 1 | 1 | 1 | [5 empty] | 6.0418 | 14.2793 | 570.7763 | 26826.484 | 684.9315 | 0.049695 | 0.0042701 | 0.015423 | 0.016274 | 0.026841 | 0.049695 | 0.0042701 | 0.015423 | 0.016274 | 0.026841 | 100000 | 100000 | 0 | 0 | 0
5978 |  |  |  | 9795.2055 |  |  |  |  | 2047.7174 | 2096.3899 | 2145.0624 | 2193.7349 | 2242.4074 | 5297.28 | 5154.1657 | 5011.0514 | 4867.9371 | 4724.8228 |  | 0 |  |  |  |  | 1 | 1 | 1 | 1 | 1 | [5 empty] | 8.1599 | 14.2285 | 570.7763 | 26826.484 | 684.9315 | 0.04964 | 0.0042279 | 0.015029 | 0.01559 | 0.026522 | 0.04964 | 0.0042279 | 0.015029 | 0.01559 | 0.026522 | 100000 | 100000 | 0 | 0 | 0
5979 |  |  |  | 9795.2055 |  |  |  |  | 1998.0232 | 2040.0957 | 2082.1682 | 2124.2407 | 2166.3132 | 6219.2056 | 6051.184 | 5883.1624 | 5715.1409 | 5547.1193 |  | 0 |  |  |  |  | 1 | 1 | 1 | 1 | 1 | [5 empty] | 6.7316 | 14.0552 | 570.7763 | 26826.484 | 684.9315 | 0.050125 | 0.0042158 | 0.014909 | 0.015719 | 0.026504 | 0.050125 | 0.0042158 | 0.014909 | 0.015719 | 0.026504 | 100000 | 100000 | 0 | 0 | 0
5980 |  |  |  | 9795.2055 |  |  |  |  | 2035.0966 | 2076.0691 | 2117.0416 | 2158.0141 | 2198.9866 | 8798.0133 | 8560.3212 | 8322.6291 | 8084.937 | 7847.2449 |  | 0 |  |  |  |  | 1 | 1 | 1 | 1 | 1 | [5 empty] | 4.2953 | 13.9393 | 570.7763 | 26826.484 | 684.9315 | 0.04308 | 0.0042076 | 0.01382 | 0.016425 | 0.024261 | 0.04308 | 0.0042076 | 0.01382 | 0.016425 | 0.024261 | 100000 | 100000 | 0 | 0 | 0
5981 |  |  |  | 9795.2055 |  |  |  |  | 2555.7028 | 2595.7128 | 2635.7228 | 2675.7328 | 2715.7428 | 14684.0631 | 14287.3501 | 13890.6372 | 13493.9242 | 13097.2113 |  | 0 |  |  |  |  | 1 | 1 | 1 | 1 | 1 | [5 empty] | 4.3709 | 13.5914 | 570.7763 | 26826.484 | 684.9315 | 0.042205 | 0.0037111 | 0.015121 | 0.01727 | 0.024557 | 0.042205 | 0.0037111 | 0.015121 | 0.01727 | 0.024557 | 100000 | 100000 | 0 | 0 | 0
5982 |  |  |  | 9795.2055 |  |  |  |  | 3432.8452 | 3475.0552 | 3517.2652 | 3559.4752 | 3601.6852 | 17980.9221 | 17495.1394 | 17009.3566 | 16523.5738 | 16037.7911 |  | 0 |  |  |  |  | 1 | 1 | 1 | 1 | 1 | [5 empty] | 4.2527 | 13.4051 | 570.7763 | 26826.484 | 684.9315 | 0.046821 | 0.015489 | 0.015236 | 0.017681 | 0.026121 | 0.046821 | 0.015489 | 0.015236 | 0.017681 | 0.026121 | 100000 | 100000 | 0 | 0 | 0
5983 |  |  |  | 9795.2055 |  |  |  |  | 4014.1887 | 4055.7112 | 4097.2337 | 4138.7562 | 4180.2787 | 18106.1053 | 17616.9405 | 17127.7757 | 16638.6109 | 16149.4462 |  | 0.01234 |  |  |  |  | 1 | 1 | 1 | 1 | 1 | [5 empty] | 1.5823 | 13.1418 | 570.7763 | 26826.484 | 684.9315 | 0.070138 | 0.03289 | 0.01062 | 0.016478 | 0.025042 | 0.070138 | 0.03289 | 0.01062 | 0.016478 | 0.025042 | 100000 | 100000 | 0 | 0 | 0
5984 |  |  |  | 9795.2055 |  |  |  |  | 3790.9591 | 3842.9316 | 3894.9041 | 3946.8766 | 3998.8491 | 15875.9716 | 15447.0574 | 15018.1432 | 14589.229 | 14160.3147 |  | 0.03026 |  |  |  |  | 1 | 1 | 1 | 1 | 1 | [5 empty] | 2.9785 | 12.6254 | 570.7763 | 26826.484 | 684.9315 | 0.062379 | 0.032648 | 0.0094644 | 0.009428 | 0.022548 | 0.062379 | 0.032648 | 0.0094644 | 0.009428 | 0.022548 | 100000 | 100000 | 0 | 0 | 0
5985 |  |  |  | 9795.2055 |  |  |  |  | 3747.5752 | 3822.3177 | 3897.0602 | 3971.8027 | 4046.5452 | 14718.5606 | 14320.9157 | 13923.2707 | 13525.6257 | 13127.9808 |  | 0.0896 |  |  |  |  | 1 | 1 | 1 | 1 | 1 | [5 empty] | 3.98 | 13.4568 | 570.7763 | 26826.484 | 684.9315 | 0.064066 | 0.034618 | 0.0091562 | 0.010228 | 0.017352 | 0.064066 | 0.034618 | 0.0091562 | 0.010228 | 0.017352 | 100000 | 100000 | 0 | 0 | 0
5986 |  |  |  | 9795.2055 |  |  |  |  | 4003.9343 | 4110.4643 | 4216.9943 | 4323.5243 | 4430.0543 | 13689.9688 | 13320.1128 | 12950.2569 | 12580.401 | 12210.545 |  | 0.18577 |  |  |  |  | 1 | 1 | 1 | 1 | 1 | [5 empty] | 4.9739 | 14.5419 | 570.7763 | 26826.484 | 684.9315 | 0.061139 | 0.033662 | 0.0092687 | 0.010619 | 0.012531 | 0.061139 | 0.033662 | 0.0092687 | 0.010619 | 0.012531 | 100000 | 100000 | 0 | 0 | 0
5987 |  |  |  | 9795.2055 |  |  |  |  | 4504.0317 | 4666.8242 | 4829.6167 | 4992.4092 | 5155.2017 | 12542.6534 | 12203.794 | 11864.9346 | 11526.0752 | 11187.2157 |  | 0.20714 |  |  |  |  | 1 | 1 | 1 | 1 | 1 | [5 empty] | 4.7969 | 14.2965 | 570.7763 | 26826.484 | 684.9315 | 0.06222 | 0.034727 | 0.0093889 | 0.010622 | 0.011978 | 0.06222 | 0.034727 | 0.0093889 | 0.010622 | 0.011978 | 100000 | 100000 | 0 | 0 | 0
5988 |  |  |  | 9795.2055 |  |  |  |  | 4649.9592 | 4850.0142 | 5050.0692 | 5250.1242 | 5450.1792 | 11951.7469 | 11628.8518 | 11305.9566 | 10983.0615 | 10660.1663 |  | 0.35794 |  |  |  |  | 1 | 1 | 1 | 1 | 1 | [5 empty] | 4.631 | 14.9385 | 570.7763 | 26826.484 | 684.9315 | 0.061447 | 0.033911 | 0.0093092 | 0.010601 | 0.011896 | 0.061447 | 0.033911 | 0.0093092 | 0.010601 | 0.011896 | 100000 | 100000 | 0 | 0 | 0
5989 |  |  |  | 9795.2055 |  |  |  |  | 4518.23 | 4776.06 | 5033.89 | 5291.72 | 5549.55 | 11692.1469 | 11376.2652 | 11060.3836 | 10744.5019 | 10428.6203 |  | 0.12839 |  |  |  |  | 1 | 1 | 1 | 1 | 1 | [5 empty] | 4.0645 | 14.2188 | 570.7763 | 26826.484 | 684.9315 | 0.059615 | 0.032574 | 0.0086091 | 0.0096358 | 0.011071 | 0.059615 | 0.032574 | 0.0086091 | 0.0096358 | 0.011071 | 100000 | 100000 | 0 | 0 | 0
5990 |  |  |  | 9795.2055 |  |  |  |  | 4362.837 | 4668.487 | 4974.137 | 5279.787 | 5585.437 | 11406.933 | 11098.7568 | 10790.5807 | 10482.4045 | 10174.2284 |  | 0.09115 |  |  |  |  | 1 | 1 | 1 | 1 | 1 | [5 empty] | 5.1713 | 14.8861 | 570.7763 | 26826.484 | 684.9315 | 0.059764 | 0.031703 | 0.0084486 | 0.0090874 | 0.010657 | 0.059764 | 0.031703 | 0.0084486 | 0.0090874 | 0.010657 | 100000 | 100000 | 0 | 0 | 0
5991 |  |  |  | 9795.2055 |  |  |  |  | 4048.8957 | 4470.7291 | 4892.5624 | 5314.3957 | 5736.2291 | 11562.1157 | 11249.747 | 10937.3784 | 10625.0097 | 10312.6411 |  | 0.06203 |  |  |  |  | 1 | 1 | 1 | 1 | 1 | [5 empty] | 5.3889 | 14.5492 | 570.7763 | 26826.484 | 684.9315 | 0.058876 | 0.036543 | 0.010141 | 0.0088898 | 0.011768 | 0.058876 | 0.036543 | 0.010141 | 0.0088898 | 0.011769 | 100000 | 100000 | 0 | 0 | 0
5992 |  |  |  | 9795.2055 |  |  |  |  | 4053.6285 | 4666.1669 | 5278.7052 | 5891.2435 | 6503.7819 | 12083.5647 | 11757.1083 | 11430.6519 | 11104.1955 | 10777.7391 |  | 0.06818 |  |  |  |  | 1 | 1 | 1 | 1 | 1 | [5 empty] | 3.0077 | 14.2334 | 570.7763 | 26826.484 | 684.9315 | 0.058815 | 0.043596 | 0.015949 | 0.015493 | 0.022634 | 0.058815 | 0.043596 | 0.015949 | 0.015493 | 0.022634 | 100000 | 100000 | 0 | 0 | 0
5993 |  |  |  | 9795.2055 |  |  |  |  | 4427.5184 | 5224.3 | 6021.0817 | 6817.8634 | 7614.645 | 12776.9268 | 12431.7381 | 12086.5495 | 11741.3608 | 11396.1721 |  | 0.06896 |  |  |  |  | 1 | 1 | 1 | 1 | 1 | [5 empty] | 2.7826 | 14.9529 | 570.7763 | 26826.484 | 684.9315 | 0.061763 | 0.046373 | 0.02069 | 0.020996 | 0.039138 | 0.061763 | 0.046373 | 0.02069 | 0.020996 | 0.039138 | 100000 | 100000 | 0 | 0 | 0
5994 |  |  |  | 9795.2055 |  |  |  |  | 5037.2586 | 5867.7252 | 6698.1919 | 7528.6586 | 8359.1252 | 13714.3707 | 13343.8555 | 12973.3403 | 12602.8251 | 12232.3099 |  | 0.00236 |  |  |  |  | 1 | 1 | 1 | 1 | 1 | [5 empty] | 3.0741 | 15.3922 | 570.7763 | 26826.484 | 684.9315 | 0.062364 | 0.048782 | 0.036965 | 0.0412 | 0.040782 | 0.062364 | 0.048782 | 0.036965 | 0.0412 | 0.040782 | 100000 | 100000 | 0 | 0 | 0
5995 |  |  |  | 9795.2055 |  |  |  |  | 5461.6314 | 6231.9314 | 7002.2314 | 7772.5314 | 8542.8314 | 14893.9346 | 14491.5517 | 14089.1687 | 13686.7857 | 13284.4028 |  | 0 |  |  |  |  | 1 | 1 | 1 | 1 | 1 | [5 empty] | 5.9571 | 15.0823 | 570.7763 | 26826.484 | 684.9315 | 0.062592 | 0.047718 | 0.036317 | 0.041177 | 0.041437 | 0.062592 | 0.047718 | 0.036317 | 0.041177 | 0.041437 | 100000 | 100000 | 0 | 0 | 0
5996 |  |  |  | 9795.2055 |  |  |  |  | 5448.2219 | 6089.8269 | 6731.4319 | 7373.0369 | 8014.6419 | 14874.2057 | 14472.3558 | 14070.5058 | 13668.6559 | 13266.8059 |  | 0 |  |  |  |  | 1 | 1 | 1 | 1 | 1 | [5 empty] | 5.4274 | 14.8694 | 570.7763 | 26826.484 | 684.9315 | 0.06321 | 0.044496 | 0.020445 | 0.034416 | 0.039969 | 0.06321 | 0.044496 | 0.020445 | 0.034416 | 0.039969 | 100000 | 100000 | 0 | 0 | 0
5997 |  |  |  | 9795.2055 |  |  |  |  | 5337.7903 | 5861.5078 | 6385.2253 | 6908.9428 | 7432.6603 | 13826.6346 | 13453.0865 | 13079.5383 | 12705.9901 | 12332.4419 |  | 0 |  |  |  |  | 1 | 1 | 1 | 1 | 1 | [5 empty] | 2.4915 | 15.9378 | 570.7763 | 26826.484 | 684.9315 | 0.061887 | 0.039505 | 0.016817 | 0.018233 | 0.039096 | 0.061887 | 0.039505 | 0.016817 | 0.018233 | 0.039096 | 100000 | 100000 | 0 | 0 | 0
5998 |  |  |  | 9795.2055 |  |  |  |  | 5138.2246 | 5613.1304 | 6088.0363 | 6562.9421 | 7037.8479 | 10521.6416 | 10237.383 | 9953.1244 | 9668.8658 | 9384.6072 |  | 0 |  |  |  |  | 1 | 1 | 1 | 1 | 1 | [5 empty] | 3.5529 | 16.9595 | 570.7763 | 26826.484 | 684.9315 | 0.060065 | 0.037593 | 0.015284 | 0.01324 | 0.036317 | 0.060065 | 0.037593 | 0.015284 | 0.01324 | 0.036317 | 100000 | 100000 | 0 | 0 | 0
5999 |  |  |  | 9795.2055 |  |  |  |  | 3735.7433 | 4109.2608 | 4482.7783 | 4856.2958 | 5229.8133 | 6206.5737 | 6038.8934 | 5871.2131 | 5703.5328 | 5535.8525 |  | 0 |  |  |  |  | 1 | 1 | 1 | 1 | 1 | [5 empty] | 1.9145 | 16.8018 | 570.7763 | 26826.484 | 684.9315 | 0.055972 | 0.030854 | 0.012237 | 0.012257 | 0.036297 | 0.055972 | 0.030854 | 0.012237 | 0.012257 | 0.036297 | 100000 | 100000 | 0 | 0 | 0
6000 |  |  |  | 9795.2055 |  |  |  |  | 2679.6203 | 2891.3628 | 3103.1053 | 3314.8478 | 3526.5903 | 4658.1733 | 4532.3255 | 4406.4776 | 4280.6298 | 4154.7819 |  | 0 |  |  |  |  | 1 | 1 | 1 | 1 | 1 | [5 empty] | 7.5818 | 16.8113 | 570.7763 | 26826.484 | 684.9315 | 0.053991 | 0.031096 | 0.010863 | 0.012119 | 0.03633 | 0.053991 | 0.031096 | 0.010863 | 0.012119 | 0.03633 | 100000 | 100000 | 0 | 0 | 0
6001 |  |  |  | 9795.2055 |  |  |  |  | 2225.501 | 2325.816 | 2426.131 | 2526.446 | 2626.761 | 4989.9333 | 4855.1225 | 4720.3116 | 4585.5008 | 4450.6899 |  | 0 |  |  |  |  | 1 | 1 | 1 | 1 | 1 | [5 empty] | 10.672 | 16.7219 | 570.7763 | 26826.484 | 684.9315 | 0.055276 | 0.032533 | 0.010852 | 0.012168 | 0.036336 | 0.055276 | 0.032533 | 0.010852 | 0.012168 | 0.036336 | 100000 | 100000 | 0 | 0 | 0
6002 |  |  |  | 9795.2055 |  |  |  |  | 2053.8218 | 2103.1543 | 2152.4868 | 2201.8193 | 2251.1518 | 5192.8001 | 5052.5084 | 4912.2168 | 4771.9252 | 4631.6336 |  | 0 |  |  |  |  | 1 | 1 | 1 | 1 | 1 | [5 empty] | 8.47 | 17.1683 | 570.7763 | 26826.484 | 684.9315 | 0.057406 | 0.03366 | 0.010989 | 0.012324 | 0.036358 | 0.057406 | 0.03366 | 0.010989 | 0.012324 | 0.036358 | 100000 | 100000 | 0 | 0 | 0
6003 |  |  |  | 9795.2055 |  |  |  |  | 2003.9794 | 2044.2644 | 2084.5494 | 2124.8344 | 2165.1194 | 6096.4693 | 5931.7636 | 5767.058 | 5602.3523 | 5437.6467 |  | 0 |  |  |  |  | 1 | 1 | 1 | 1 | 1 | [5 empty] | 7.427 | 17.7328 | 570.7763 | 26826.484 | 684.9315 | 0.058967 | 0.034126 | 0.011252 | 0.012584 | 0.036369 | 0.058967 | 0.034126 | 0.011252 | 0.012584 | 0.036369 | 100000 | 100000 | 0 | 0 | 0
6004 |  |  |  | 9795.2055 |  |  |  |  | 2041.1634 | 2082.2734 | 2123.3834 | 2164.4934 | 2205.6034 | 8624.4704 | 8391.4668 | 8158.4632 | 7925.4597 | 7692.4561 |  | 0 |  |  |  |  | 1 | 1 | 1 | 1 | 1 | [5 empty] | 7.0308 | 18.3377 | 570.7763 | 26826.484 | 684.9315 | 0.046524 | 0.031305 | 0.0041225 | 0.0099236 | 0.019794 | 0.046524 | 0.031305 | 0.0041225 | 0.0099236 | 0.019794 | 100000 | 100000 | 0 | 0 | 0
6005 |  |  |  | 9795.2055 |  |  |  |  | 2563.3215 | 2602.644 | 2641.9665 | 2681.289 | 2720.6115 | 14393.2484 | 14004.3923 | 13615.5362 | 13226.68 | 12837.8239 |  | 0 |  |  |  |  | 1 | 1 | 1 | 1 | 1 | [5 empty] | 8.0938 | 17.9879 | 570.7763 | 26826.484 | 684.9315 | 0.052167 | 0.032172 | 0.0040833 | 0.010597 | 0.020378 | 0.052167 | 0.032172 | 0.0040833 | 0.010597 | 0.020378 | 100000 | 100000 | 0 | 0 | 0
6006 |  |  |  | 9795.2055 |  |  |  |  | 3443.0787 | 3485.4262 | 3527.7737 | 3570.1212 | 3612.4687 | 17624.2926 | 17148.1447 | 16671.9969 | 16195.849 | 15719.7011 |  | 0 |  |  |  |  | 1 | 1 | 1 | 1 | 1 | [5 empty] | 8.2958 | 18.3883 | 570.7763 | 26826.484 | 684.9315 | 0.052081 | 0.031789 | 0.0045656 | 0.011868 | 0.022155 | 0.052081 | 0.031789 | 0.0045656 | 0.011868 | 0.022155 | 100000 | 100000 | 0 | 0 | 0
6007 |  |  |  | 9795.2055 |  |  |  |  | 4026.1552 | 4066.9902 | 4107.8252 | 4148.6602 | 4189.4952 | 17746.303 | 17266.8588 | 16787.4147 | 16307.9705 | 15828.5263 |  | 0.05008 |  |  |  |  | 1 | 1 | 1 | 1 | 1 | [5 empty] | 7.8753 | 18.2398 | 570.7763 | 26826.484 | 684.9315 | 0.054889 | 0.032666 | 0.0043836 | 0.012734 | 0.024982 | 0.054889 | 0.032666 | 0.0043836 | 0.012733 | 0.024982 | 100000 | 100000 | 0 | 0 | 0
6008 |  |  |  | 9795.2055 |  |  |  |  | 3802.2602 | 3851.4277 | 3900.5952 | 3949.7627 | 3998.9302 | 15561.1929 | 15140.7829 | 14720.3729 | 14299.9629 | 13879.5529 |  | 0.05603 |  |  |  |  | 1 | 1 | 1 | 1 | 1 | [5 empty] | 5.8653 | 18.976 | 570.7763 | 26826.484 | 684.9315 | 0.057628 | 0.032328 | 0.0046208 | 0.011072 | 0.024288 | 0.057628 | 0.032328 | 0.0046208 | 0.011072 | 0.024288 | 100000 | 100000 | 0 | 0 | 0
6009 |  |  |  | 9795.2055 |  |  |  |  | 3758.747 | 3831.757 | 3904.767 | 3977.777 | 4050.787 | 14426.8923 | 14037.1272 | 13647.3621 | 13257.597 | 12867.832 |  | 0.05054 |  |  |  |  | 1 | 1 | 1 | 1 | 1 | [5 empty] | 4.6685 | 18.8743 | 570.7763 | 26826.484 | 684.9315 | 0.054902 | 0.033296 | 0.0036597 | 0.0065522 | 0.017928 | 0.054902 | 0.033296 | 0.0036597 | 0.0065522 | 0.017928 | 100000 | 100000 | 0 | 0 | 0
6010 |  |  |  | 9795.2055 |  |  |  |  | 4015.8703 | 4124.9028 | 4233.9353 | 4342.9678 | 4452.0003 | 13418.8501 | 13056.3188 | 12693.7876 | 12331.2564 | 11968.7251 |  | 0.14249 |  |  |  |  | 1 | 1 | 1 | 1 | 1 | [5 empty] | 4.8507 | 18.6316 | 570.7763 | 26826.484 | 684.9315 | 0.054535 | 0.033946 | 0.0033228 | 0.0042589 | 0.0074597 | 0.054535 | 0.033946 | 0.0033228 | 0.0042589 | 0.0074597 | 100000 | 100000 | 0 | 0 | 0
6011 |  |  |  | 9795.2055 |  |  |  |  | 4517.4585 | 4680.2519 | 4843.0452 | 5005.8385 | 5168.6319 | 12294.4795 | 11962.3249 | 11630.1703 | 11298.0157 | 10965.8611 |  | 0.22056 |  |  |  |  | 1 | 1 | 1 | 1 | 1 | [5 empty] | 3.7871 | 18.4341 | 570.7763 | 26826.484 | 684.9315 | 0.054022 | 0.035108 | 0.0034977 | 0.0044337 | 0.0063891 | 0.054022 | 0.035108 | 0.0034977 | 0.0044337 | 0.0063891 | 100000 | 100000 | 0 | 0 | 0
6012 |  |  |  | 9795.2055 |  |  |  |  | 4663.821 | 4872.8135 | 5081.806 | 5290.7985 | 5499.791 | 11715.4723 | 11398.9605 | 11082.4486 | 10765.9368 | 10449.425 |  | 0.49895 |  |  |  |  | 1 | 1 | 1 | 1 | 1 | [5 empty] | 4.124 | 18.9942 | 570.7763 | 26826.484 | 684.9315 | 0.060062 | 0.03587 | 0.0035151 | 0.004458 | 0.0063477 | 0.060062 | 0.03587 | 0.0035151 | 0.004458 | 0.0063477 | 100000 | 100000 | 0 | 0 | 0
6013 |  |  |  | 9795.2055 |  |  |  |  | 4531.6992 | 4792.1692 | 5052.6392 | 5313.1092 | 5573.5792 | 11460.9299 | 11151.295 | 10841.66 | 10532.0251 | 10222.3901 |  | 0.22316 |  |  |  |  | 1 | 1 | 1 | 1 | 1 | [5 empty] | 5.8105 | 18.9341 | 570.7763 | 26826.484 | 684.9315 | 0.060084 | 0.039813 | 0.0035143 | 0.0044223 | 0.0063509 | 0.060084 | 0.039813 | 0.0035143 | 0.0044223 | 0.0063509 | 100000 | 100000 | 0 | 0 | 0
6014 |  |  |  | 9795.2055 |  |  |  |  | 4375.8429 | 4690.0729 | 5004.3029 | 5318.5329 | 5632.7629 | 11181.2578 | 10879.1786 | 10577.0994 | 10275.0203 | 9972.9411 |  | 0.23539 |  |  |  |  | 1 | 1 | 1 | 1 | 1 | [5 empty] | 7.9144 | 18.5709 | 570.7763 | 26826.484 | 684.9315 | 0.060113 | 0.039166 | 0.0034763 | 0.0043755 | 0.0062994 | 0.060113 | 0.039166 | 0.0034763 | 0.0043755 | 0.0062994 | 100000 | 100000 | 0 | 0 | 0
6015 |  |  |  | 9795.2055 |  |  |  |  | 4060.9658 | 4489.9483 | 4918.9308 | 5347.9133 | 5776.8958 | 11333.2555 | 11027.0698 | 10720.8842 | 10414.6986 | 10108.5129 |  | 0.09818 |  |  |  |  | 1 | 1 | 1 | 1 | 1 | [5 empty] | 9.5809 | 19.351 | 570.7763 | 26826.484 | 684.9315 | 0.060465 | 0.03886 | 0.0034066 | 0.0046302 | 0.0069871 | 0.060465 | 0.03886 | 0.0034066 | 0.0046302 | 0.0069871 | 100000 | 100000 | 0 | 0 | 0
6016 |  |  |  | 9795.2055 |  |  |  |  | 4065.7127 | 4684.4385 | 5303.1643 | 5921.8902 | 6540.616 | 11844.1684 | 11524.1797 | 11204.1909 | 10884.2022 | 10564.2134 |  | 0.27342 |  |  |  |  | 1 | 1 | 1 | 1 | 1 | [5 empty] | 10.4154 | 19.8903 | 570.7763 | 26826.484 | 684.9315 | 0.065269 | 0.037736 | 0.0041675 | 0.013999 | 0.017705 | 0.065269 | 0.037736 | 0.0041675 | 0.013999 | 0.017705 | 100000 | 100000 | 0 | 0 | 0
6017 |  |  |  | 9795.2055 |  |  |  |  | 4440.7171 | 5219.2121 | 5997.7071 | 6776.2021 | 7554.6971 | 12523.6949 | 12185.3476 | 11847.0004 | 11508.6532 | 11170.306 |  | 0.17319 |  |  |  |  | 1 | 1 | 1 | 1 | 1 | [5 empty] | 11.5247 | 20.0249 | 570.7763 | 26826.484 | 684.9315 | 0.071838 | 0.057627 | 0.023443 | 0.021577 | 0.034973 | 0.071838 | 0.057627 | 0.023443 | 0.021577 | 0.034973 | 100000 | 100000 | 0 | 0 | 0
6018 |  |  |  | 9795.2055 |  |  |  |  | 5052.275 | 5882.7425 | 6713.21 | 7543.6775 | 8374.145 | 13442.5639 | 13079.392 | 12716.2201 | 12353.0482 | 11989.8763 |  | 0.02676 |  |  |  |  | 1 | 1 | 1 | 1 | 1 | [5 empty] | 11.3038 | 19.9205 | 570.7763 | 26826.484 | 684.9315 | 0.074428 | 0.06065 | 0.025897 | 0.023387 | 0.041126 | 0.074428 | 0.06065 | 0.025897 | 0.023387 | 0.041126 | 100000 | 100000 | 0 | 0 | 0
6019 |  |  |  | 9795.2055 |  |  |  |  | 5477.9129 | 6279.2321 | 7080.5513 | 7881.8704 | 8683.1896 | 14598.75 | 14204.3419 | 13809.9339 | 13415.5258 | 13021.1177 |  | 0 |  |  |  |  | 1 | 1 | 1 | 1 | 1 | [5 empty] | 12.6359 | 19.385 | 570.7763 | 26826.484 | 684.9315 | 0.075896 | 0.060355 | 0.026211 | 0.022957 | 0.041578 | 0.075896 | 0.060355 | 0.026211 | 0.022957 | 0.041578 | 100000 | 100000 | 0 | 0 | 0
6020 |  |  |  | 9795.2055 |  |  |  |  | 5464.4634 | 6089.3492 | 6714.2351 | 7339.1209 | 7964.0067 | 14579.6965 | 14185.8032 | 13791.9099 | 13398.0166 | 13004.1232 |  | 0 |  |  |  |  | 1 | 1 | 1 | 1 | 1 | [5 empty] | 10.6862 | 17.8594 | 570.7763 | 26826.484 | 684.9315 | 0.076272 | 0.06059 | 0.025057 | 0.022794 | 0.041097 | 0.076273 | 0.06059 | 0.025057 | 0.022794 | 0.041097 | 100000 | 100000 | 0 | 0 | 0
6021 |  |  |  | 9795.2055 |  |  |  |  | 5353.7026 | 5895.2943 | 6436.8859 | 6978.4776 | 7520.0693 | 13553.2103 | 13187.0491 | 12820.8879 | 12454.7267 | 12088.5655 |  | 0 |  |  |  |  | 1 | 1 | 1 | 1 | 1 | [5 empty] | 11.7755 | 16.4264 | 570.7763 | 26826.484 | 684.9315 | 0.077457 | 0.06078 | 0.024083 | 0.021422 | 0.04109 | 0.077457 | 0.06078 | 0.024083 | 0.021422 | 0.04109 | 100000 | 100000 | 0 | 0 | 0
6022 |  |  |  | 9795.2055 |  |  |  |  | 5153.542 | 5605.762 | 6057.982 | 6510.202 | 6962.422 | 10314.2616 | 10035.6057 | 9756.9497 | 9478.2938 | 9199.6379 |  | 0 |  |  |  |  | 1 | 1 | 1 | 1 | 1 | [5 empty] | 13.0495 | 15.6777 | 570.7763 | 26826.484 | 684.9315 | 0.075649 | 0.060164 | 0.023321 | 0.020623 | 0.041559 | 0.075649 | 0.060164 | 0.023321 | 0.020624 | 0.041559 | 100000 | 100000 | 0 | 0 | 0
6023 |  |  |  | 9795.2055 |  |  |  |  | 3746.8798 | 4143.6623 | 4540.4448 | 4937.2273 | 5334.0098 | 6084.9082 | 5920.5148 | 5756.1215 | 5591.7282 | 5427.3349 |  | 0 |  |  |  |  | 1 | 1 | 1 | 1 | 1 | [5 empty] | 10.8716 | 15.2252 | 570.7763 | 26826.484 | 684.9315 | 0.072917 | 0.058915 | 0.022809 | 0.020399 | 0.041557 | 0.072917 | 0.058915 | 0.022809 | 0.020399 | 0.041557 | 100000 | 100000 | 0 | 0 | 0
6024 |  |  |  | 9795.2055 |  |  |  |  | 2687.7273 | 2889.8448 | 3091.9623 | 3294.0798 | 3496.1973 | 5080.2734 | 4943.0219 | 4805.7704 | 4668.5188 | 4531.2673 |  | 0 |  |  |  |  | 1 | 1 | 1 | 1 | 1 | [5 empty] | 11.5305 | 14.7657 | 570.7763 | 26826.484 | 684.9315 | 0.072232 | 0.059067 | 0.022956 | 0.021614 | 0.041573 | 0.072232 | 0.059067 | 0.022956 | 0.021614 | 0.041573 | 100000 | 100000 | 0 | 0 | 0
6025 |  |  |  | 9795.2055 |  |  |  |  | 2232.2341 | 2329.9099 | 2427.5858 | 2525.2616 | 2622.9374 | 5443.4221 | 5296.3595 | 5149.2969 | 5002.2344 | 4855.1718 |  | 0 |  |  |  |  | 1 | 1 | 1 | 1 | 1 | [5 empty] | 9.028 | 13.8222 | 570.7763 | 26826.484 | 684.9315 | 0.073205 | 0.059936 | 0.024429 | 0.038213 | 0.041553 | 0.073205 | 0.059936 | 0.024429 | 0.038213 | 0.041553 | 100000 | 100000 | 0 | 0 | 0
6026 |  |  |  | 9795.2055 |  |  |  |  | 2060.0354 | 2107.0579 | 2154.0804 | 2201.1029 | 2248.1254 | 5665.7371 | 5512.6684 | 5359.5996 | 5206.5309 | 5053.4621 |  | 0 |  |  |  |  | 1 | 1 | 1 | 1 | 1 | [5 empty] | 8.6668 | 12.7526 | 570.7763 | 26826.484 | 684.9315 | 0.074025 | 0.05948 | 0.025204 | 0.039663 | 0.042384 | 0.074025 | 0.05948 | 0.025204 | 0.039663 | 0.042384 | 100000 | 100000 | 0 | 0 | 0
6027 |  |  |  | 9795.2055 |  |  |  |  | 2010.0423 | 2050.3273 | 2090.6123 | 2130.8973 | 2171.1823 | 6652.0499 | 6472.3344 | 6292.6188 | 6112.9033 | 5933.1877 |  | 0 |  |  |  |  | 1 | 1 | 1 | 1 | 1 | [5 empty] | 8.5177 | 12.8538 | 570.7763 | 26826.484 | 684.9315 | 0.075378 | 0.061954 | 0.041305 | 0.040191 | 0.042361 | 0.075378 | 0.061954 | 0.041305 | 0.040191 | 0.042361 | 100000 | 100000 | 0 | 0 | 0
6028 |  |  |  | 9795.2055 |  |  |  |  | 2047.3388 | 2087.2113 | 2127.0838 | 2166.9563 | 2206.8288 | 9410.028 | 9155.8014 | 8901.5747 | 8647.3481 | 8393.1215 |  | 0 |  |  |  |  | 1 | 1 | 1 | 1 | 1 | [5 empty] | 7.5498 | 12.886 | 570.7763 | 26826.484 | 684.9315 | 0.071872 | 0.049705 | 0.039153 | 0.040224 | 0.04313 | 0.071872 | 0.049705 | 0.039153 | 0.040224 | 0.04313 | 100000 | 100000 | 0 | 0 | 0
6029 |  |  |  | 9795.2055 |  |  |  |  | 2571.0766 | 2611.7741 | 2652.4716 | 2693.1691 | 2733.8666 | 15709.7224 | 15285.2997 | 14860.8769 | 14436.4542 | 14012.0315 |  | 0 |  |  |  |  | 1 | 1 | 1 | 1 | 1 | [5 empty] | 7.7687 | 13.241 | 570.7763 | 26826.484 | 684.9315 | 0.074215 | 0.07214 | 0.041384 | 0.041398 | 0.043555 | 0.074215 | 0.07214 | 0.041384 | 0.041398 | 0.043555 | 100000 | 100000 | 0 | 0 | 0
6030 |  |  |  | 9795.2055 |  |  |  |  | 3453.4955 | 3496.943 | 3540.3905 | 3583.838 | 3627.2855 | 19238.7344 | 18718.9699 | 18199.2054 | 17679.4408 | 17159.6763 |  | 0 |  |  |  |  | 1 | 1 | 1 | 1 | 1 | [5 empty] | 8.1898 | 13.061 | 570.7763 | 26826.484 | 684.9315 | 0.089379 | 0.076287 | 0.042275 | 0.042664 | 0.043817 | 0.089379 | 0.076287 | 0.042275 | 0.042664 | 0.043817 | 100000 | 100000 | 0 | 0 | 0
6031 |  |  |  | 9795.2055 |  |  |  |  | 4038.336 | 4078.896 | 4119.456 | 4160.016 | 4200.576 | 19375.1522 | 18851.7021 | 18328.252 | 17804.802 | 17281.3519 |  | 0.06585 |  |  |  |  | 1 | 1 | 1 | 1 | 1 | [5 empty] | 7.8606 | 12.6317 | 570.7763 | 26826.484 | 684.9315 | 0.098556 | 0.0882 | 0.046424 | 0.044601 | 0.045407 | 0.098556 | 0.0882 | 0.046424 | 0.044601 | 0.045407 | 100000 | 100000 | 0 | 0 | 0
6032 |  |  |  | 9795.2055 |  |  |  |  | 3813.7636 | 3863.0961 | 3912.4286 | 3961.7611 | 4011.0936 | 16986.1719 | 16527.2638 | 16068.3558 | 15609.4478 | 15150.5398 |  | 0.21125 |  |  |  |  | 1 | 1 | 1 | 1 | 1 | [5 empty] | 5.6392 | 11.8136 | 570.7763 | 26826.484 | 684.9315 | 0.10078 | 0.090193 | 0.047154 | 0.045056 | 0.044877 | 0.10078 | 0.090193 | 0.047154 | 0.045056 | 0.044877 | 100000 | 100000 | 0 | 0 | 0
6033 |  |  |  | 9795.2055 |  |  |  |  | 3770.1188 | 3845.3563 | 3920.5938 | 3995.8313 | 4071.0688 | 15747.2418 | 15321.8054 | 14896.3691 | 14470.9327 | 14045.4963 |  | 0.29663 |  |  |  |  | 1 | 1 | 1 | 1 | 1 | [5 empty] | 4.9855 | 10.7969 | 570.7763 | 26826.484 | 684.9315 | 0.10076 | 0.081777 | 0.041912 | 0.041079 | 0.044291 | 0.10076 | 0.081777 | 0.041912 | 0.041079 | 0.04429 | 100000 | 100000 | 0 | 0 | 0
6034 |  |  |  | 9795.2055 |  |  |  |  | 4028.02 | 4137.0525 | 4246.085 | 4355.1175 | 4464.15 | 14646.1629 | 14250.4739 | 13854.7849 | 13459.0959 | 13063.4069 |  | 0.50012 |  |  |  |  | 1 | 1 | 1 | 1 | 1 | [5 empty] | 5.2659 | 10.3356 | 570.7763 | 26826.484 | 684.9315 | 0.099299 | 0.081464 | 0.039943 | 0.040618 | 0.04284 | 0.099299 | 0.081464 | 0.039943 | 0.040618 | 0.04284 | 100000 | 100000 | 0 | 0 | 0
6035 |  |  |  | 9795.2055 |  |  |  |  | 4531.1257 | 4695.0182 | 4858.9107 | 5022.8032 | 5186.6957 | 13417.9103 | 13055.4045 | 12692.8986 | 12330.3928 | 11967.8869 |  | 0.2154 |  |  |  |  | 1 | 1 | 1 | 1 | 1 | [5 empty] | 5.1078 | 9.3574 | 570.7763 | 26826.484 | 684.9315 | 0.095886 | 0.07557 | 0.039624 | 0.040386 | 0.042375 | 0.095886 | 0.07557 | 0.039624 | 0.040386 | 0.042375 | 100000 | 100000 | 0 | 0 | 0
6036 |  |  |  | 9795.2055 |  |  |  |  | 4677.931 | 4881.4235 | 5084.916 | 5288.4085 | 5491.901 | 12785.0243 | 12439.6169 | 12094.2095 | 11748.802 | 11403.3946 |  | 0.35118 |  |  |  |  | 1 | 1 | 1 | 1 | 1 | [5 empty] | 5.2335 | 7.9958 | 570.7763 | 26826.484 | 684.9315 | 0.095824 | 0.074954 | 0.039398 | 0.040289 | 0.042292 | 0.095824 | 0.074954 | 0.039398 | 0.040289 | 0.042292 | 100000 | 100000 | 0 | 0 | 0
6037 |  |  |  | 9795.2055 |  |  |  |  | 4545.4095 | 4806.7595 | 5068.1095 | 5329.4595 | 5590.8095 | 12507.592 | 12169.6798 | 11831.7676 | 11493.8555 | 11155.9433 |  | 0.28508 |  |  |  |  | 1 | 1 | 1 | 1 | 1 | [5 empty] | 5.6903 | 7.9809 | 570.7763 | 26826.484 | 684.9315 | 0.095797 | 0.075178 | 0.039505 | 0.040209 | 0.042293 | 0.095797 | 0.075178 | 0.039505 | 0.040209 | 0.042293 | 100000 | 100000 | 0 | 0 | 0
6038 |  |  |  | 9795.2055 |  |  |  |  | 4389.0817 | 4694.7317 | 5000.3817 | 5306.0317 | 5611.6817 | 12202.8398 | 11873.161 | 11543.4822 | 11213.8034 | 10884.1246 |  | 0.05756 |  |  |  |  | 1 | 1 | 1 | 1 | 1 | [5 empty] | 5.4451 | 7.2246 | 570.7763 | 26826.484 | 684.9315 | 0.095809 | 0.075148 | 0.039635 | 0.040198 | 0.042265 | 0.095809 | 0.075148 | 0.039635 | 0.040198 | 0.042265 | 100000 | 100000 | 0 | 0 | 0
6039 |  |  |  | 9795.2055 |  |  |  |  | 4073.2519 | 4496.5144 | 4919.7769 | 5343.0394 | 5766.3019 | 12369.2631 | 12035.0881 | 11700.9131 | 11366.7381 | 11032.563 |  | 0.38508 |  |  |  |  | 1 | 1 | 1 | 1 | 1 | [5 empty] | 6.2188 | 6.9397 | 570.7763 | 26826.484 | 684.9315 | 0.096388 | 0.076121 | 0.039771 | 0.040337 | 0.042249 | 0.096388 | 0.076121 | 0.039771 | 0.040337 | 0.042249 | 100000 | 100000 | 0 | 0 | 0
6040 |  |  |  | 9795.2055 |  |  |  |  | 4078.0131 | 4740.0498 | 5402.0865 | 6064.1231 | 6726.1598 | 12927.8848 | 12578.6177 | 12229.3507 | 11880.0836 | 11530.8166 |  | 0.14358 |  |  |  |  | 1 | 1 | 1 | 1 | 1 | [5 empty] | 6.8942 | 5.7043 | 570.7763 | 26826.484 | 684.9315 | 0.097756 | 0.077816 | 0.039807 | 0.040316 | 0.042622 | 0.097757 | 0.077816 | 0.039807 | 0.040316 | 0.042622 | 100000 | 100000 | 0 | 0 | 0
6041 |  |  |  | 9795.2055 |  |  |  |  | 4454.1521 | 5230.0338 | 6005.9155 | 6781.7971 | 7557.6788 | 13670.0498 | 13300.732 | 12931.4142 | 12562.0964 | 12192.7786 |  | 0.17427 |  |  |  |  | 1 | 1 | 1 | 1 | 1 | [5 empty] | 8.6052 | 5.5507 | 570.7763 | 26826.484 | 684.9315 | 0.1064 | 0.097867 | 0.077662 | 0.045322 | 0.045307 | 0.1064 | 0.097867 | 0.077663 | 0.045322 | 0.045307 | 100000 | 100000 | 0 | 0 | 0
6042 |  |  |  | 9795.2055 |  |  |  |  | 5067.5602 | 5873.2785 | 6678.9969 | 7484.7152 | 8290.4335 | 14673.0049 | 14276.5907 | 13880.1765 | 13483.7623 | 13087.3481 |  | 0.01367 |  |  |  |  | 1 | 1 | 1 | 1 | 1 | [5 empty] | 7.0272 | 4.5443 | 570.7763 | 26826.484 | 684.9315 | 0.10763 | 0.10218 | 0.091642 | 0.054274 | 0.048323 | 0.10763 | 0.10219 | 0.091642 | 0.054274 | 0.048323 | 100000 | 100000 | 0 | 0 | 0
6043 |  |  |  | 9795.2055 |  |  |  |  | 5494.4859 | 6272.5409 | 7050.5959 | 7828.6509 | 8606.7059 | 15935.0199 | 15504.5104 | 15074.0009 | 14643.4914 | 14212.9819 |  | 0 |  |  |  |  | 1 | 1 | 1 | 1 | 1 | [5 empty] | 5.3224 | 3.6922 | 570.7763 | 26826.484 | 684.9315 | 0.10837 | 0.10344 | 0.096119 | 0.065104 | 0.049911 | 0.10837 | 0.10344 | 0.096119 | 0.065104 | 0.049911 | 100000 | 100000 | 0 | 0 | 0
6044 |  |  |  | 9795.2055 |  |  |  |  | 5480.9957 | 6133.0507 | 6785.1057 | 7437.1607 | 8089.2157 | 15912.8905 | 15482.9789 | 15053.0672 | 14623.1556 | 14193.2439 |  | 0 |  |  |  |  | 1 | 1 | 1 | 1 | 1 | [5 empty] | 6.0242 | 2.947 | 570.7763 | 26826.484 | 684.9315 | 0.10824 | 0.10318 | 0.092991 | 0.065103 | 0.049295 | 0.10824 | 0.10318 | 0.092991 | 0.065103 | 0.049295 | 100000 | 100000 | 0 | 0 | 0
6045 |  |  |  | 9795.2055 |  |  |  |  | 5369.8998 | 5897.1914 | 6424.4831 | 6951.7748 | 7479.0664 | 14790.9345 | 14391.3343 | 13991.734 | 13592.1338 | 13192.5335 |  | 0 |  |  |  |  | 1 | 1 | 1 | 1 | 1 | [5 empty] | 7.1143 | 2.0873 | 570.7763 | 26826.484 | 684.9315 | 0.10789 | 0.10227 | 0.090818 | 0.059716 | 0.047957 | 0.10789 | 0.10227 | 0.090818 | 0.059716 | 0.047957 | 100000 | 100000 | 0 | 0 | 0
6046 |  |  |  | 9795.2055 |  |  |  |  | 5169.1336 | 5613.7911 | 6058.4486 | 6503.1061 | 6947.7636 | 11252.9752 | 10948.9585 | 10644.9417 | 10340.925 | 10036.9083 |  | 0 |  |  |  |  | 1 | 1 | 1 | 1 | 1 | [5 empty] | 5.4905 | 1.0729 | 570.7763 | 26826.484 | 684.9315 | 0.10767 | 0.10093 | 0.089853 | 0.05071 | 0.047642 | 0.10767 | 0.10093 | 0.089853 | 0.05071 | 0.047642 | 100000 | 100000 | 0 | 0 | 0
6047 |  |  |  | 9795.2055 |  |  |  |  | 3758.2156 | 4133.0256 | 4507.8356 | 4882.6456 | 5257.4556 | 6635.5886 | 6456.3178 | 6277.047 | 6097.7762 | 5918.5054 |  | 0 |  |  |  |  | 1 | 1 | 1 | 1 | 1 | [5 empty] | 5.0966 | 1.5571 | 570.7763 | 26826.484 | 684.9315 | 0.10603 | 0.10014 | 0.089615 | 0.05047 | 0.046535 | 0.10603 | 0.10014 | 0.089615 | 0.05047 | 0.046535 | 100000 | 100000 | 0 | 0 | 0
6048 |  |  |  | 9795.2055 |  |  |  |  | 2695.9754 | 2898.0929 | 3100.2104 | 3302.3279 | 3504.4454 | 4990.5048 | 4855.6785 | 4720.8522 | 4586.0259 | 4451.1996 |  | 0 |  |  |  |  | 1 | 1 | 1 | 1 | 1 | [5 empty] | 4.7459 | 3.4393 | 570.7763 | 26826.484 | 684.9315 | 0.10492 | 0.09977 | 0.089682 | 0.050384 | 0.046527 | 0.10492 | 0.09977 | 0.089682 | 0.050384 | 0.046527 | 100000 | 100000 | 0 | 0 | 0
6049 |  |  |  | 9795.2055 |  |  |  |  | 2239.0844 | 2340.3894 | 2441.6944 | 2542.9994 | 2644.3044 | 5346.9737 | 5202.5168 | 5058.06 | 4913.6031 | 4769.1462 |  | 0 |  |  |  |  | 1 | 1 | 1 | 1 | 1 | [5 empty] | 4.7486 | 4.5528 | 570.7763 | 26826.484 | 684.9315 | 0.10492 | 0.099766 | 0.089613 | 0.050355 | 0.046511 | 0.10492 | 0.099766 | 0.089613 | 0.050355 | 0.046511 | 100000 | 100000 | 0 | 0 | 0
6050 |  |  |  | 9795.2055 |  |  |  |  | 2066.3573 | 2116.5148 | 2166.6723 | 2216.8298 | 2266.9873 | 5565.1492 | 5414.798 | 5264.4468 | 5114.0956 | 4963.7443 |  | 0 |  |  |  |  | 1 | 1 | 1 | 1 | 1 | [5 empty] | 4.1265 | 5.8407 | 570.7763 | 26826.484 | 684.9315 | 0.10491 | 0.099776 | 0.089625 | 0.05038 | 0.046627 | 0.10491 | 0.099776 | 0.089625 | 0.05038 | 0.046627 | 100000 | 100000 | 0 | 0 | 0
6051 |  |  |  | 9795.2055 |  |  |  |  | 2016.2107 | 2057.8707 | 2099.5307 | 2141.1907 | 2182.8507 | 6533.8836 | 6357.3605 | 6180.8374 | 6004.3143 | 5827.7913 |  | 0 |  |  |  |  | 1 | 1 | 1 | 1 | 1 | [5 empty] | 4.4237 | 5.5796 | 570.7763 | 26826.484 | 684.9315 | 0.10487 | 0.099751 | 0.089454 | 0.050191 | 0.046638 | 0.10487 | 0.099751 | 0.089454 | 0.050191 | 0.046638 | 100000 | 100000 | 0 | 0 | 0
6052 |  |  |  | 9795.2055 |  |  |  |  | 2053.6217 | 2095.0067 | 2136.3917 | 2177.7767 | 2219.1617 | 9242.9493 | 8993.2365 | 8743.5238 | 8493.8111 | 8244.0983 |  | 0 |  |  |  |  | 1 | 1 | 1 | 1 | 1 | [5 empty] | 5.0073 | 4.9678 | 570.7763 | 26826.484 | 684.9315 | 0.10144 | 0.094367 | 0.078583 | 0.047179 | 0.045631 | 0.10144 | 0.094367 | 0.078583 | 0.047179 | 0.045631 | 100000 | 100000 | 0 | 0 | 0
6053 |  |  |  | 9795.2055 |  |  |  |  | 2578.9667 | 2621.0392 | 2663.1117 | 2705.1842 | 2747.2567 | 15429.7066 | 15012.849 | 14595.9913 | 14179.1336 | 13762.2759 |  | 0 |  |  |  |  | 1 | 1 | 1 | 1 | 1 | [5 empty] | 5.4538 | 5.6198 | 570.7763 | 26826.484 | 684.9315 | 0.10293 | 0.094975 | 0.088424 | 0.049796 | 0.046737 | 0.10293 | 0.094975 | 0.088424 | 0.049796 | 0.046737 | 100000 | 100000 | 0 | 0 | 0
6054 |  |  |  | 9795.2055 |  |  |  |  | 3464.0936 | 3506.0286 | 3547.9636 | 3589.8986 | 3631.8336 | 18895.3327 | 18384.8457 | 17874.3587 | 17363.8717 | 16853.3847 |  | 0 |  |  |  |  | 1 | 1 | 1 | 1 | 1 | [5 empty] | 5.39 | 5.9134 | 570.7763 | 26826.484 | 684.9315 | 0.10472 | 0.099091 | 0.089074 | 0.054103 | 0.047761 | 0.10472 | 0.099091 | 0.089074 | 0.054103 | 0.047761 | 100000 | 100000 | 0 | 0 | 0
6055 |  |  |  | 9795.2055 |  |  |  |  | 4050.7289 | 4091.9764 | 4133.2239 | 4174.4714 | 4215.7189 | 19028.6756 | 18514.5862 | 18000.4967 | 17486.4073 | 16972.3178 |  | 0.07032 |  |  |  |  | 1 | 1 | 1 | 1 | 1 | [5 empty] | 5.2941 | 7.8912 | 570.7763 | 26826.484 | 684.9315 | 0.10616 | 0.10076 | 0.089875 | 0.055496 | 0.048311 | 0.10616 | 0.10076 | 0.089875 | 0.055496 | 0.048311 | 100000 | 100000 | 0 | 0 | 0
6056 |  |  |  | 9795.2055 |  |  |  |  | 3825.4673 | 3874.1398 | 3922.8123 | 3971.4848 | 4020.1573 | 16683.0716 | 16232.3523 | 15781.633 | 15330.9137 | 14880.1944 |  | 0.21792 |  |  |  |  | 1 | 1 | 1 | 1 | 1 | [5 empty] | 4.2009 | 7.598 | 570.7763 | 26826.484 | 684.9315 | 0.10548 | 0.095666 | 0.050299 | 0.044488 | 0.044985 | 0.10548 | 0.095666 | 0.050299 | 0.044488 | 0.044985 | 100000 | 100000 | 0 | 0 | 0
6057 |  |  |  | 9795.2055 |  |  |  |  | 3781.6886 | 3856.1836 | 3930.6786 | 4005.1736 | 4079.6686 | 15466.3992 | 15048.5502 | 14630.7012 | 14212.8522 | 13795.0032 |  | 0.32753 |  |  |  |  | 1 | 1 | 1 | 1 | 1 | [5 empty] | 3.6628 | 7.3032 | 570.7763 | 26826.484 | 684.9315 | 0.10044 | 0.082175 | 0.040298 | 0.040781 | 0.042614 | 0.10044 | 0.082175 | 0.040298 | 0.040781 | 0.042614 | 100000 | 100000 | 0 | 0 | 0
6058 |  |  |  | 9795.2055 |  |  |  |  | 4040.3812 | 4145.1237 | 4249.8662 | 4354.6087 | 4459.3512 | 14385.112 | 13996.4756 | 13607.8393 | 13219.203 | 12830.5667 |  | 0.44572 |  |  |  |  | 1 | 1 | 1 | 1 | 1 | [5 empty] | 3.1618 | 6.9709 | 570.7763 | 26826.484 | 684.9315 | 0.096817 | 0.077139 | 0.039667 | 0.03915 | 0.041996 | 0.096817 | 0.077139 | 0.039667 | 0.03915 | 0.041996 | 100000 | 100000 | 0 | 0 | 0
6059 |  |  |  | 9795.2055 |  |  |  |  | 4545.0309 | 4711.6734 | 4878.3159 | 5044.9584 | 5211.6009 | 13178.9585 | 12822.9083 | 12466.8581 | 12110.808 | 11754.7578 |  | 0.63785 |  |  |  |  | 1 | 1 | 1 | 1 | 1 | [5 empty] | 2.8306 | 8.1725 | 570.7763 | 26826.484 | 684.9315 | 0.096821 | 0.077172 | 0.039697 | 0.039254 | 0.042051 | 0.096821 | 0.077172 | 0.039697 | 0.039254 | 0.042051 | 100000 | 100000 | 0 | 0 | 0
6060 |  |  |  | 9795.2055 |  |  |  |  | 4692.2867 | 4894.4042 | 5096.5217 | 5298.6392 | 5500.7567 | 12557.5356 | 12218.2741 | 11879.0126 | 11539.7511 | 11200.4896 |  | 0.69766 |  |  |  |  | 1 | 1 | 1 | 1 | 1 | [5 empty] | 2.994 | 10.9801 | 570.7763 | 26826.484 | 684.9315 | 0.096853 | 0.077229 | 0.039767 | 0.039355 | 0.042138 | 0.096853 | 0.077229 | 0.039767 | 0.039355 | 0.042138 | 100000 | 100000 | 0 | 0 | 0
6061 |  |  |  | 9795.2055 |  |  |  |  | 4559.3585 | 4823.3485 | 5087.3385 | 5351.3285 | 5615.3185 | 12284.9707 | 11953.073 | 11621.1753 | 11289.2775 | 10957.3798 |  | 0.67885 |  |  |  |  | 1 | 1 | 1 | 1 | 1 | [5 empty] | 3.0656 | 11.3615 | 570.7763 | 26826.484 | 684.9315 | 0.096945 | 0.077381 | 0.039933 | 0.039433 | 0.042187 | 0.096945 | 0.077381 | 0.039933 | 0.039433 | 0.042187 | 100000 | 100000 | 0 | 0 | 0
6062 |  |  |  | 9795.2055 |  |  |  |  | 4402.5509 | 4726.4334 | 5050.3159 | 5374.1984 | 5698.0809 | 11985.5515 | 11661.7431 | 11337.9346 | 11014.1262 | 10690.3178 |  | 0.69083 |  |  |  |  | 1 | 1 | 1 | 1 | 1 | [5 empty] | 3.7042 | 11.6313 | 570.7763 | 26826.484 | 684.9315 | 0.09691 | 0.077358 | 0.03997 | 0.039451 | 0.042175 | 0.09691 | 0.077358 | 0.03997 | 0.039451 | 0.042175 | 100000 | 100000 | 0 | 0 | 0
6063 |  |  |  | 9795.2055 |  |  |  |  | 4085.7519 | 4513.3044 | 4940.8569 | 5368.4094 | 5795.9619 | 12148.9047 | 11820.683 | 11492.4614 | 11164.2397 | 10836.018 |  | 0.56637 |  |  |  |  | 1 | 1 | 1 | 1 | 1 | [5 empty] | 3.6404 | 11.7573 | 570.7763 | 26826.484 | 684.9315 | 0.097792 | 0.077536 | 0.039986 | 0.040191 | 0.042256 | 0.097792 | 0.077536 | 0.039986 | 0.040191 | 0.042256 | 100000 | 100000 | 0 | 0 | 0
6064 |  |  |  | 9795.2055 |  |  |  |  | 4090.5278 | 4701.0045 | 5311.4811 | 5921.9578 | 6532.4345 | 12697.3756 | 12354.3361 | 12011.2967 | 11668.2572 | 11325.2177 |  | 0.39216 |  |  |  |  | 1 | 1 | 1 | 1 | 1 | [5 empty] | 3.4636 | 10.2594 | 570.7763 | 26826.484 | 684.9315 | 0.10229 | 0.084245 | 0.043557 | 0.041863 | 0.04331 | 0.10229 | 0.084245 | 0.043557 | 0.041863 | 0.04331 | 100000 | 100000 | 0 | 0 | 0
6065 |  |  |  | 9795.2055 |  |  |  |  | 4467.8211 | 5254.1536 | 6040.4861 | 6826.8186 | 7613.1511 | 13426.2158 | 13063.4855 | 12700.7553 | 12338.0251 | 11975.2948 |  | 0.20041 |  |  |  |  | 1 | 1 | 1 | 1 | 1 | [5 empty] | 2.9429 | 9.6339 | 570.7763 | 26826.484 | 684.9315 | 0.10675 | 0.0951 | 0.053095 | 0.046308 | 0.046615 | 0.10675 | 0.0951 | 0.053095 | 0.046308 | 0.046615 | 100000 | 100000 | 0 | 0 | 0
6066 |  |  |  | 9795.2055 |  |  |  |  | 5083.1116 | 5916.3283 | 6749.5449 | 7582.7616 | 8415.9783 | 14411.2855 | 14021.9421 | 13632.5986 | 13243.2552 | 12853.9118 |  | 0.02726 |  |  |  |  | 1 | 1 | 1 | 1 | 1 | [5 empty] | 3.1024 | 8.3487 | 570.7763 | 26826.484 | 684.9315 | 0.1083 | 0.10369 | 0.09255 | 0.08232 | 0.05001 | 0.1083 | 0.10369 | 0.09255 | 0.08232 | 0.05001 | 100000 | 100000 | 0 | 0 | 0
6067 |  |  |  | 9795.2055 |  |  |  |  | 5511.3474 | 6266.1374 | 7020.9274 | 7775.7174 | 8530.5074 | 15650.7903 | 15227.9597 | 14805.1291 | 14382.2985 | 13959.4679 |  | 0 |  |  |  |  | 1 | 1 | 1 | 1 | 1 | [5 empty] | 3.6633 | 7.2432 | 570.7763 | 26826.484 | 684.9315 | 0.10887 | 0.10669 | 0.093757 | 0.091535 | 0.051458 | 0.10887 | 0.10669 | 0.093757 | 0.091535 | 0.051458 | 100000 | 100000 | 0 | 0 | 0
6068 |  |  |  | 9795.2055 |  |  |  |  | 5497.8158 | 6116.4317 | 6735.0475 | 7353.6633 | 7972.2792 | 15629.3194 | 15207.0689 | 14784.8184 | 14362.5678 | 13940.3173 |  | 0 |  |  |  |  | 1 | 1 | 1 | 1 | 1 | [5 empty] | 2.5906 | 6.5807 | 570.7763 | 26826.484 | 684.9315 | 0.10852 | 0.10413 | 0.09254 | 0.081659 | 0.049456 | 0.10852 | 0.10413 | 0.09254 | 0.081659 | 0.049456 | 100000 | 100000 | 0 | 0 | 0
6069 |  |  |  | 9795.2055 |  |  |  |  | 5386.379 | 5940.4823 | 6494.5857 | 7048.689 | 7602.7923 | 14527.675 | 14135.1871 | 13742.6993 | 13350.2114 | 12957.7235 |  | 0 |  |  |  |  | 1 | 1 | 1 | 1 | 1 | [5 empty] | 1.8156 | 6.1573 | 570.7763 | 26826.484 | 684.9315 | 0.10784 | 0.0972 | 0.082974 | 0.050708 | 0.04836 | 0.10784 | 0.0972 | 0.082974 | 0.050708 | 0.04836 | 100000 | 100000 | 0 | 0 | 0
6070 |  |  |  | 9795.2055 |  |  |  |  | 5184.9967 | 5652.3409 | 6119.685 | 6587.0292 | 7054.3734 | 11053.3245 | 10754.7016 | 10456.0787 | 10157.4559 | 9858.833 |  | 0 |  |  |  |  | 1 | 1 | 1 | 1 | 1 | [5 empty] | 2.7445 | 7.3249 | 570.7763 | 26826.484 | 684.9315 | 0.10555 | 0.094439 | 0.052293 | 0.046784 | 0.047031 | 0.10555 | 0.094439 | 0.052293 | 0.046784 | 0.047031 | 100000 | 100000 | 0 | 0 | 0
6071 |  |  |  | 9795.2055 |  |  |  |  | 3769.7489 | 4147.1439 | 4524.5389 | 4901.9339 | 5279.3289 | 6518.4768 | 6342.37 | 6166.2631 | 5990.1563 | 5814.0494 |  | 0 |  |  |  |  | 1 | 1 | 1 | 1 | 1 | [5 empty] | 4.5411 | 10.4251 | 570.7763 | 26826.484 | 684.9315 | 0.10205 | 0.08871 | 0.050668 | 0.045994 | 0.046912 | 0.10205 | 0.08871 | 0.050668 | 0.045994 | 0.046912 | 100000 | 100000 | 0 | 0 | 0
6072 |  |  |  | 9795.2055 |  |  |  |  | 2967.0546 | 3273.2271 | 3579.3996 | 3885.5721 | 4191.7446 | 4733.2127 | 4605.3375 | 4477.4624 | 4349.5872 | 4221.7121 |  | 0 |  |  |  |  | 1 | 1 | 1 | 1 | 1 | [5 empty] | 5.1773 | 10.4963 | 570.7763 | 26826.484 | 684.9315 | 0.10162 | 0.088786 | 0.049965 | 0.045794 | 0.046351 | 0.10162 | 0.088786 | 0.049965 | 0.045794 | 0.046351 | 100000 | 100000 | 0 | 0 | 0
6073 |  |  |  | 9795.2055 |  |  |  |  | 2305.1363 | 2472.0263 | 2638.9163 | 2805.8063 | 2972.6963 | 5070.5494 | 4933.5606 | 4796.5718 | 4659.5829 | 4522.5941 |  | 0 |  |  |  |  | 1 | 1 | 1 | 1 | 1 | [5 empty] | 5.9359 | 10.5702 | 570.7763 | 26826.484 | 684.9315 | 0.1007 | 0.089052 | 0.050036 | 0.045851 | 0.046378 | 0.1007 | 0.089052 | 0.050036 | 0.045851 | 0.046378 | 100000 | 100000 | 0 | 0 | 0
6074 |  |  |  | 9795.2055 |  |  |  |  | 2073.5847 | 2183.3322 | 2293.0797 | 2402.8272 | 2512.5747 | 5276.8708 | 5134.3079 | 4991.745 | 4849.1821 | 4706.6191 |  | 0 |  |  |  |  | 1 | 1 | 1 | 1 | 1 | [5 empty] | 6.5923 | 11.1771 | 570.7763 | 26826.484 | 684.9315 | 0.10064 | 0.086929 | 0.049766 | 0.045818 | 0.046381 | 0.10064 | 0.086929 | 0.049766 | 0.045818 | 0.046381 | 100000 | 100000 | 0 | 0 | 0
6075 |  |  |  | 9795.2055 |  |  |  |  | 1988.9486 | 2044.7711 | 2100.5936 | 2156.4161 | 2212.2386 | 6195.2302 | 6027.8563 | 5860.4825 | 5693.1086 | 5525.7348 |  | 0 |  |  |  |  | 1 | 1 | 1 | 1 | 1 | [5 empty] | 6.7636 | 10.9409 | 570.7763 | 26826.484 | 684.9315 | 0.10046 | 0.086614 | 0.04949 | 0.045631 | 0.046261 | 0.10046 | 0.086614 | 0.04949 | 0.045631 | 0.046261 | 100000 | 100000 | 0 | 0 | 0
6076 |  |  |  | 9795.2055 |  |  |  |  | 2038.4528 | 2089.7653 | 2141.0778 | 2192.3903 | 2243.7028 | 8764.1134 | 8527.3371 | 8290.5609 | 8053.7846 | 7817.0084 |  | 0 |  |  |  |  | 1 | 1 | 1 | 1 | 1 | [5 empty] | 6.6421 | 10.9444 | 570.7763 | 26826.484 | 684.9315 | 0.097023 | 0.075774 | 0.041096 | 0.042191 | 0.044355 | 0.097023 | 0.075774 | 0.041096 | 0.042191 | 0.044355 | 100000 | 100000 | 0 | 0 | 0
6077 |  |  |  | 9795.2055 |  |  |  |  | 2323.5008 | 2374.3183 | 2425.1358 | 2475.9533 | 2526.7708 | 14627.2545 | 14232.0763 | 13836.8982 | 13441.72 | 13046.5418 |  | 0 |  |  |  |  | 1 | 1 | 1 | 1 | 1 | [5 empty] | 6.5227 | 10.5694 | 570.7763 | 26826.484 | 684.9315 | 0.098285 | 0.076138 | 0.041526 | 0.042425 | 0.044388 | 0.098285 | 0.076138 | 0.041526 | 0.042425 | 0.044388 | 100000 | 100000 | 0 | 0 | 0
6078 |  |  |  | 9795.2055 |  |  |  |  | 2752.2705 | 2793.9305 | 2835.5905 | 2877.2505 | 2918.9105 | 17911.2568 | 17427.3561 | 16943.4555 | 16459.5549 | 15975.6542 |  | 0 |  |  |  |  | 1 | 1 | 1 | 1 | 1 | [5 empty] | 7.3865 | 10.6095 | 570.7763 | 26826.484 | 684.9315 | 0.099139 | 0.078433 | 0.043649 | 0.042792 | 0.044575 | 0.099139 | 0.078433 | 0.043649 | 0.042792 | 0.044575 | 100000 | 100000 | 0 | 0 | 0
6079 |  |  |  | 9795.2055 |  |  |  |  | 3137.9237 | 3179.0337 | 3220.1437 | 3261.2537 | 3302.3637 | 18035.8198 | 17548.5539 | 17061.288 | 16574.0221 | 16086.7561 |  | 0.09789 |  |  |  |  | 1 | 1 | 1 | 1 | 1 | [5 empty] | 7.5366 | 10.8664 | 570.7763 | 26826.484 | 684.9315 | 0.096335 | 0.05954 | 0.03963 | 0.040017 | 0.043201 | 0.096335 | 0.05954 | 0.03963 | 0.040017 | 0.043201 | 100000 | 100000 | 0 | 0 | 0
6080 |  |  |  | 9795.2055 |  |  |  |  | 3486.8481 | 3563.8181 | 3640.7881 | 3717.7581 | 3794.7281 | 15814.4816 | 15387.2287 | 14959.9757 | 14532.7227 | 14105.4697 |  | 0.31892 |  |  |  |  | 1 | 1 | 1 | 1 | 1 | [5 empty] | 6.6653 | 10.3594 | 570.7763 | 26826.484 | 684.9315 | 0.084956 | 0.014455 | 0.0078951 | 0.029126 | 0.039795 | 0.084956 | 0.014455 | 0.0078951 | 0.029126 | 0.039795 | 100000 | 100000 | 0 | 0 | 0
6081 |  |  |  | 9795.2055 |  |  |  |  | 4183.8983 | 4308.4683 | 4433.0383 | 4557.6083 | 4682.1783 | 14661.5852 | 14265.4795 | 13869.3738 | 13473.2682 | 13077.1625 |  | 0.49509 |  |  |  |  | 1 | 1 | 1 | 1 | 1 | [5 empty] | 5.924 | 10.6728 | 570.7763 | 26826.484 | 684.9315 | 0.070152 | 0.0044903 | 0.0011909 | 0.0027972 | 0.006941 | 0.070152 | 0.0044903 | 0.001191 | 0.0027972 | 0.006941 | 100000 | 100000 | 0 | 0 | 0
6082 |  |  |  | 9795.2055 |  |  |  |  | 4691.715 | 4950.0125 | 5208.31 | 5466.6075 | 5724.905 | 13637.0077 | 13268.5826 | 12900.1575 | 12531.7323 | 12163.3072 |  | 0.64241 |  |  |  |  | 1 | 1 | 1 | 1 | 1 | [5 empty] | 4.3602 | 9.9388 | 570.7763 | 26826.484 | 684.9315 | 0.059251 | 0.0010134 | 0.00065573 | 0.00064647 | 0.00066592 | 0.059251 | 0.0010134 | 0.00065573 | 0.00064647 | 0.00066592 | 100000 | 100000 | 0 | 0 | 0
6083 |  |  |  | 9795.2055 |  |  |  |  | 5166.7951 | 5496.0401 | 5825.2851 | 6154.5301 | 6483.7751 | 12494.1745 | 12156.6248 | 11819.0752 | 11481.5255 | 11143.9758 |  | 0.72737 |  |  |  |  | 1 | 1 | 1 | 1 | 1 | [5 empty] | 3.4016 | 9.564 | 570.7763 | 26826.484 | 684.9315 | 0.059649 | 0.0010176 | 0.00065844 | 0.00065285 | 0.00066119 | 0.059649 | 0.0010176 | 0.00065844 | 0.00065285 | 0.00066119 | 100000 | 100000 | 0 | 0 | 0
6084 |  |  |  | 9795.2055 |  |  |  |  | 5229.8729 | 5670.9004 | 6111.9279 | 6552.9554 | 6993.9829 | 11905.5926 | 11583.9444 | 11262.2962 | 10940.6479 | 10618.9997 |  | 0.78512 |  |  |  |  | 1 | 1 | 1 | 1 | 1 | [5 empty] | 2.6302 | 10.6544 | 570.7763 | 26826.484 | 684.9315 | 0.059231 | 0.0010144 | 0.00065837 | 0.00065158 | 0.00066069 | 0.059232 | 0.0010144 | 0.00065837 | 0.00065158 | 0.00066069 | 100000 | 100000 | 0 | 0 | 0
6085 |  |  |  | 9795.2055 |  |  |  |  | 5045.4301 | 5556.9101 | 6068.3901 | 6579.8701 | 7091.3501 | 11646.9805 | 11332.3191 | 11017.6577 | 10702.9963 | 10388.3349 |  | 0.76474 |  |  |  |  | 1 | 1 | 1 | 1 | 1 | [5 empty] | 2.0668 | 11.4885 | 570.7763 | 26826.484 | 684.9315 | 0.059602 | 0.0010118 | 0.00065702 | 0.00064157 | 0.00065088 | 0.059602 | 0.0010118 | 0.00065702 | 0.00064157 | 0.00065088 | 100000 | 100000 | 0 | 0 | 0
6086 |  |  |  | 9795.2055 |  |  |  |  | 5215.5007 | 5723.7632 | 6232.0257 | 6740.2882 | 7248.5507 | 11362.849 | 11055.8639 | 10748.8787 | 10441.8936 | 10134.9084 |  | 0.69274 |  |  |  |  | 1 | 1 | 1 | 1 | 1 | [5 empty] | 1.9536 | 11.8773 | 570.7763 | 26826.484 | 684.9315 | 0.061365 | 0.001122 | 0.000667 | 0.00062391 | 0.00065523 | 0.061365 | 0.001122 | 0.000667 | 0.00062391 | 0.00065523 | 100000 | 100000 | 0 | 0 | 0
6087 |  |  |  | 9795.2055 |  |  |  |  | 5396.7498 | 5886.3956 | 6376.0414 | 6865.6873 | 7355.3331 | 11517.4096 | 11206.2487 | 10895.0879 | 10583.927 | 10272.7662 |  | 0.5719 |  |  |  |  | 1 | 1 | 1 | 1 | 1 | [5 empty] | 1.8594 | 11.6659 | 570.7763 | 26826.484 | 684.9315 | 0.061956 | 0.0011222 | 0.00067123 | 0.00063977 | 0.00089428 | 0.061956 | 0.0011222 | 0.00067123 | 0.00063977 | 0.00089428 | 100000 | 100000 | 0 | 0 | 0
6088 |  |  |  | 9795.2055 |  |  |  |  | 5448.6493 | 5919.1559 | 6389.6626 | 6860.1693 | 7330.6759 | 12036.8003 | 11711.6073 | 11386.4143 | 11061.2213 | 10736.0283 |  | 0.40974 |  |  |  |  | 1 | 1 | 1 | 1 | 1 | [5 empty] | 2.2038 | 11.2981 | 570.7763 | 26826.484 | 684.9315 | 0.079198 | 0.00596 | 0.0042431 | 0.0035998 | 0.010632 | 0.079198 | 0.00596 | 0.0042431 | 0.0035998 | 0.010632 | 100000 | 100000 | 0 | 0 | 0
6089 |  |  |  | 9795.2055 |  |  |  |  | 5779.2092 | 6259.34 | 6739.4708 | 7219.6017 | 7699.7325 | 12727.4597 | 12383.6074 | 12039.7552 | 11695.9029 | 11352.0507 |  | 0.20376 |  |  |  |  | 1 | 1 | 1 | 1 | 1 | [5 empty] | 3.6665 | 11.346 | 570.7763 | 26826.484 | 684.9315 | 0.098018 | 0.03139 | 0.036277 | 0.037742 | 0.039272 | 0.098018 | 0.03139 | 0.036277 | 0.037742 | 0.039272 | 100000 | 100000 | 0 | 0 | 0
6090 |  |  |  | 9795.2055 |  |  |  |  | 5902.9695 | 6422.9745 | 6942.9795 | 7462.9845 | 7982.9895 | 13661.275 | 13292.1943 | 12923.1136 | 12554.0328 | 12184.9521 |  | 0.02509 |  |  |  |  | 1 | 1 | 1 | 1 | 1 | [5 empty] | 5.6786 | 11.5335 | 570.7763 | 26826.484 | 684.9315 | 0.10483 | 0.080585 | 0.075262 | 0.064213 | 0.04696 | 0.10483 | 0.080585 | 0.075262 | 0.064213 | 0.04696 | 100000 | 100000 | 0 | 0 | 0
6091 |  |  |  | 9795.2055 |  |  |  |  | 5726.5112 | 6209.9971 | 6693.4829 | 7176.9687 | 7660.4546 | 14836.2723 | 14435.4472 | 14034.622 | 13633.7969 | 13232.9718 |  | 0 |  |  |  |  | 1 | 1 | 1 | 1 | 1 | [5 empty] | 7.0075 | 12.0013 | 570.7763 | 26826.484 | 684.9315 | 0.10617 | 0.08724 | 0.080035 | 0.070613 | 0.04777 | 0.10617 | 0.08724 | 0.080035 | 0.070613 | 0.04777 | 100000 | 100000 | 0 | 0 | 0
6092 |  |  |  | 9795.2055 |  |  |  |  | 5423.8972 | 5841.8255 | 6259.7539 | 6677.6822 | 7095.6105 | 14816.6755 | 14416.3798 | 14016.0841 | 13615.7884 | 13215.4928 |  | 0 |  |  |  |  | 1 | 1 | 1 | 1 | 1 | [5 empty] | 7.8161 | 12.0888 | 570.7763 | 26826.484 | 684.9315 | 0.10612 | 0.087123 | 0.079603 | 0.068269 | 0.047754 | 0.10612 | 0.087123 | 0.079603 | 0.068269 | 0.047754 | 100000 | 100000 | 0 | 0 | 0
6093 |  |  |  | 9795.2055 |  |  |  |  | 5251.4312 | 5659.8445 | 6068.2578 | 6476.6712 | 6885.0845 | 13773.2234 | 13401.1182 | 13029.013 | 12656.9078 | 12284.8026 |  | 0 |  |  |  |  | 1 | 1 | 1 | 1 | 1 | [5 empty] | 8.1753 | 12.4618 | 570.7763 | 26826.484 | 684.9315 | 0.10608 | 0.088864 | 0.079932 | 0.066827 | 0.047828 | 0.10608 | 0.088864 | 0.079932 | 0.066827 | 0.047828 | 100000 | 100000 | 0 | 0 | 0
6094 |  |  |  | 9795.2055 |  |  |  |  | 5289.7569 | 5646.6928 | 6003.6286 | 6360.5644 | 6717.5003 | 10481.132 | 10197.9678 | 9914.8036 | 9631.6394 | 9348.4752 |  | 0 |  |  |  |  | 1 | 1 | 1 | 1 | 1 | [5 empty] | 8.268 | 11.0599 | 570.7763 | 26826.484 | 684.9315 | 0.106 | 0.092809 | 0.084614 | 0.070912 | 0.047951 | 0.106 | 0.092809 | 0.084614 | 0.070912 | 0.047951 | 100000 | 100000 | 0 | 0 | 0
6095 |  |  |  | 9795.2055 |  |  |  |  | 4255.7592 | 4605.71 | 4955.6608 | 5305.6117 | 5655.5625 | 6182.8079 | 6015.7697 | 5848.7314 | 5681.6932 | 5514.655 |  | 0 |  |  |  |  | 1 | 1 | 1 | 1 | 1 | [5 empty] | 7.6323 | 9.5141 | 570.7763 | 26826.484 | 684.9315 | 0.1051 | 0.097821 | 0.087754 | 0.071483 | 0.047997 | 0.1051 | 0.097821 | 0.087754 | 0.071483 | 0.047997 | 100000 | 100000 | 0 | 0 | 0
6096 |  |  |  | 9795.2055 |  |  |  |  | 3236.7246 | 3618.7396 | 4000.7546 | 4382.7696 | 4764.7846 | 3747.1642 | 3645.9287 | 3544.6932 | 3443.4577 | 3342.2222 |  | 0 |  |  |  |  | 1 | 1 | 1 | 1 | 1 | [5 empty] | 6.1981 | 9.8204 | 570.7763 | 26826.484 | 684.9315 | 0.10501 | 0.10032 | 0.088177 | 0.071696 | 0.048133 | 0.10501 | 0.10032 | 0.088177 | 0.071696 | 0.048133 | 100000 | 100000 | 0 | 0 | 0
6097 |  |  |  | 9795.2055 |  |  |  |  | 2652.8166 | 2965.2591 | 3277.7016 | 3590.1441 | 3902.5866 | 4042.8388 | 3933.6152 | 3824.3915 | 3715.1679 | 3605.9443 |  | 0 |  |  |  |  | 1 | 1 | 1 | 1 | 1 | [5 empty] | 5.7183 | 9.299 | 570.7763 | 26826.484 | 684.9315 | 0.10519 | 0.10023 | 0.093193 | 0.07223 | 0.048634 | 0.10519 | 0.10023 | 0.093193 | 0.07223 | 0.048634 | 100000 | 100000 | 0 | 0 | 0
6098 |  |  |  | 9795.2055 |  |  |  |  | 2340.4378 | 2554.9303 | 2769.4228 | 2983.9153 | 3198.4078 | 3937.5078 | 3831.1299 | 3724.7519 | 3618.374 | 3511.9961 |  | 0 |  |  |  |  | 1 | 1 | 1 | 1 | 1 | [5 empty] | 4.2447 | 10.11 | 570.7763 | 26826.484 | 684.9315 | 0.10532 | 0.10086 | 0.093224 | 0.074856 | 0.048696 | 0.10532 | 0.10086 | 0.093224 | 0.074856 | 0.048696 | 100000 | 100000 | 0 | 0 | 0
6099 |  |  |  | 9795.2055 |  |  |  |  | 2241.9184 | 2340.2542 | 2438.59 | 2536.9259 | 2635.2617 | 4991.0666 | 4856.2251 | 4721.3836 | 4586.5422 | 4451.7007 |  | 0 |  |  |  |  | 1 | 1 | 1 | 1 | 1 | [5 empty] | 2.2438 | 10.0867 | 570.7763 | 26826.484 | 684.9315 | 0.10531 | 0.10086 | 0.093285 | 0.074884 | 0.048667 | 0.10531 | 0.10086 | 0.093285 | 0.074884 | 0.048667 | 100000 | 100000 | 0 | 0 | 0
6100 |  |  |  | 9795.2055 |  |  |  |  | 2303.5931 | 2358.8381 | 2414.0831 | 2469.3281 | 2524.5731 | 8005.0276 | 7788.7593 | 7572.4909 | 7356.2226 | 7139.9542 |  | 0 |  |  |  |  | 1 | 1 | 1 | 1 | 1 | [5 empty] | 0.60461 | 9.6493 | 570.7763 | 26826.484 | 684.9315 | 0.10455 | 0.099984 | 0.091565 | 0.062158 | 0.047906 | 0.10455 | 0.099984 | 0.091565 | 0.062158 | 0.047906 | 100000 | 100000 | 0 | 0 | 0
6101 |  |  |  | 9795.2055 |  |  |  |  | 2511.0447 | 2553.8047 | 2596.5647 | 2639.3247 | 2682.0847 | 15058.5862 | 14651.755 | 14244.9237 | 13838.0924 | 13431.2611 |  | 0 |  |  |  |  | 1 | 1 | 1 | 1 | 1 | [5 empty] | 0.51022 | 10.8072 | 570.7763 | 26826.484 | 684.9315 | 0.1052 | 0.099983 | 0.09183 | 0.074728 | 0.048258 | 0.1052 | 0.099983 | 0.09183 | 0.074728 | 0.048258 | 100000 | 100000 | 0 | 0 | 0
6102 |  |  |  | 9795.2055 |  |  |  |  | 2802.5982 | 2843.7082 | 2884.8182 | 2925.9282 | 2967.0382 | 17775.6261 | 17295.3897 | 16815.1534 | 16334.917 | 15854.6806 |  | 0 |  |  |  |  | 1 | 1 | 1 | 1 | 1 | [5 empty] | 0.83303 | 10.2407 | 570.7763 | 26826.484 | 684.9315 | 0.1052 | 0.099984 | 0.093183 | 0.07473 | 0.048529 | 0.1052 | 0.099984 | 0.093183 | 0.07473 | 0.048529 | 100000 | 100000 | 0 | 0 | 0
6103 |  |  |  | 9795.2055 |  |  |  |  | 3471.4091 | 3511.8316 | 3552.2541 | 3592.6766 | 3633.0991 | 18115.6768 | 17626.2534 | 17136.8301 | 16647.4067 | 16157.9833 |  | 0.05546 |  |  |  |  | 1 | 1 | 1 | 1 | 1 | [5 empty] | 1.2961 | 9.0762 | 570.7763 | 26826.484 | 684.9315 | 0.1042 | 0.093427 | 0.089064 | 0.047656 | 0.044992 | 0.1042 | 0.093427 | 0.089064 | 0.047656 | 0.044992 | 100000 | 100000 | 0 | 0 | 0
6104 |  |  |  | 9795.2055 |  |  |  |  | 4491.0455 | 4531.8805 | 4572.7155 | 4613.5505 | 4654.3855 | 14945.5269 | 14541.7501 | 14137.9733 | 13734.1965 | 13330.4197 |  | 0.22294 |  |  |  |  | 1 | 1 | 1 | 1 | 1 | [5 empty] | 1.0474 | 7.8732 | 570.7763 | 26826.484 | 684.9315 | 0.098683 | 0.051057 | 0.040624 | 0.03954 | 0.04174 | 0.098683 | 0.051057 | 0.040624 | 0.03954 | 0.04174 | 100000 | 100000 | 0 | 0 | 0
6105 |  |  |  | 9795.2055 |  |  |  |  | 5437.7934 | 5497.2734 | 5556.7534 | 5616.2334 | 5675.7134 | 14654.5891 | 14258.6724 | 13862.7558 | 13466.8391 | 13070.9224 |  | 0.26244 |  |  |  |  | 1 | 1 | 1 | 1 | 1 | [5 empty] | 1.0799 | 6.3114 | 570.7763 | 26826.484 | 684.9315 | 0.092717 | 0.028654 | 0.024457 | 0.024516 | 0.027627 | 0.092717 | 0.028654 | 0.024457 | 0.024516 | 0.027627 | 100000 | 100000 | 0 | 0 | 0
6106 |  |  |  | 9795.2055 |  |  |  |  | 6096.9927 | 6171.2402 | 6245.4877 | 6319.7352 | 6393.9827 | 13319.5661 | 12959.7171 | 12599.8682 | 12240.0193 | 11880.1704 |  | 0.57338 |  |  |  |  | 1 | 1 | 1 | 1 | 1 | [5 empty] | 2.8247 | 5.9924 | 570.7763 | 26826.484 | 684.9315 | 0.090443 | 0.026317 | 0.022108 | 0.021352 | 0.025114 | 0.090443 | 0.026317 | 0.022108 | 0.021352 | 0.025114 | 100000 | 100000 | 0 | 0 | 0
6107 |  |  |  | 9795.2055 |  |  |  |  | 6763.4007 | 6879.2807 | 6995.1607 | 7111.0407 | 7226.9207 | 12252.0463 | 11921.038 | 11590.0298 | 11259.0216 | 10928.0134 |  | 0.70926 |  |  |  |  | 1 | 1 | 1 | 1 | 1 | [5 empty] | 3.3854 | 6.5263 | 570.7763 | 26826.484 | 684.9315 | 0.090517 | 0.026478 | 0.021814 | 0.02163 | 0.024967 | 0.090517 | 0.026478 | 0.021814 | 0.02163 | 0.024967 | 100000 | 100000 | 0 | 0 | 0
6108 |  |  |  | 9795.2055 |  |  |  |  | 6649.6628 | 6820.5953 | 6991.5278 | 7162.4603 | 7333.3928 | 11571.3216 | 11258.7043 | 10946.0869 | 10633.4695 | 10320.8522 |  | 0.71518 |  |  |  |  | 1 | 1 | 1 | 1 | 1 | [5 empty] | 3.8121 | 6.9313 | 570.7763 | 26826.484 | 684.9315 | 0.090606 | 0.025558 | 0.021047 | 0.02106 | 0.024509 | 0.090606 | 0.025558 | 0.021047 | 0.02106 | 0.024509 | 100000 | 100000 | 0 | 0 | 0
6109 |  |  |  | 9795.2055 |  |  |  |  | 5956.8228 | 6196.0628 | 6435.3028 | 6674.5428 | 6913.7828 | 10569.7427 | 10284.1846 | 9998.6264 | 9713.0683 | 9427.5101 |  | 0.55433 |  |  |  |  | 1 | 1 | 1 | 1 | 1 | [5 empty] | 4.1491 | 6.5773 | 570.7763 | 26826.484 | 684.9315 | 0.090992 | 0.025241 | 0.020901 | 0.021394 | 0.024566 | 0.090992 | 0.025241 | 0.020901 | 0.021394 | 0.024566 | 100000 | 100000 | 0 | 0 | 0
6110 |  |  |  | 9795.2055 |  |  |  |  | 5521.8954 | 5853.3679 | 6184.8404 | 6516.3129 | 6847.7854 | 10295.1343 | 10016.9952 | 9738.856 | 9460.7168 | 9182.5777 |  | 0.62215 |  |  |  |  | 1 | 1 | 1 | 1 | 1 | [5 empty] | 4.3093 | 6.9123 | 570.7763 | 26826.484 | 684.9315 | 0.091354 | 0.025221 | 0.021639 | 0.022251 | 0.0307 | 0.091354 | 0.025221 | 0.021639 | 0.022251 | 0.0307 | 100000 | 100000 | 0 | 0 | 0
6111 |  |  |  | 9795.2055 |  |  |  |  | 5312.8419 | 5628.1444 | 5943.4469 | 6258.7494 | 6574.0519 | 9701.6661 | 9439.5604 | 9177.4547 | 8915.349 | 8653.2433 |  | 0.56422 |  |  |  |  | 1 | 1 | 1 | 1 | 1 | [5 empty] | 4.4788 | 6.1638 | 570.7763 | 26826.484 | 684.9315 | 0.095497 | 0.029907 | 0.029466 | 0.030713 | 0.033178 | 0.095497 | 0.029907 | 0.029466 | 0.030713 | 0.033178 | 100000 | 100000 | 0 | 0 | 0
6112 |  |  |  | 9795.2055 |  |  |  |  | 5295.2205 | 5647.3164 | 5999.4122 | 6351.508 | 6703.6039 | 10328.4164 | 10049.3781 | 9770.3397 | 9491.3014 | 9212.2631 |  | 0.35126 |  |  |  |  | 1 | 1 | 1 | 1 | 1 | [5 empty] | 5.1881 | 7.0181 | 570.7763 | 26826.484 | 684.9315 | 0.10551 | 0.092403 | 0.052371 | 0.042939 | 0.043092 | 0.10551 | 0.092403 | 0.052371 | 0.042939 | 0.043092 | 100000 | 100000 | 0 | 0 | 0
6113 |  |  |  | 9795.2055 |  |  |  |  | 5639.6382 | 6032.9832 | 6426.3282 | 6819.6732 | 7213.0182 | 10910.292 | 10615.5334 | 10320.7748 | 10026.0161 | 9731.2575 |  | 0.19905 |  |  |  |  | 1 | 1 | 1 | 1 | 1 | [5 empty] | 5.3581 | 6.9198 | 570.7763 | 26826.484 | 684.9315 | 0.10807 | 0.10256 | 0.091662 | 0.095129 | 0.054362 | 0.10807 | 0.10256 | 0.091661 | 0.095129 | 0.054362 | 100000 | 100000 | 0 | 0 | 0
6114 |  |  |  | 9795.2055 |  |  |  |  | 5888.7402 | 6401.8702 | 6915.0002 | 7428.1302 | 7941.2602 | 11393.1939 | 11085.3889 | 10777.584 | 10469.779 | 10161.974 |  | 0.01857 |  |  |  |  | 1 | 1 | 1 | 1 | 1 | [5 empty] | 6.3832 | 6.1724 | 570.7763 | 26826.484 | 684.9315 | 0.10843 | 0.1029 | 0.093688 | 0.099204 | 0.061711 | 0.10843 | 0.1029 | 0.093688 | 0.099204 | 0.061711 | 100000 | 100000 | 0 | 0 | 0
6115 |  |  |  | 9795.2055 |  |  |  |  | 5755.779 | 6276.719 | 6797.659 | 7318.599 | 7839.539 | 12592.2216 | 12252.023 | 11911.8244 | 11571.6259 | 11231.4273 |  | 0 |  |  |  |  | 1 | 1 | 1 | 1 | 1 | [5 empty] | 7.3625 | 5.6745 | 570.7763 | 26826.484 | 684.9315 | 0.10843 | 0.10345 | 0.09721 | 0.10247 | 0.067912 | 0.10843 | 0.10345 | 0.097209 | 0.10247 | 0.067912 | 100000 | 100000 | 0 | 0 | 0
6116 |  |  |  | 9795.2055 |  |  |  |  | 5550.7304 | 6039.0837 | 6527.437 | 7015.7904 | 7504.1437 | 13011.9249 | 12660.3874 | 12308.8499 | 11957.3124 | 11605.7748 |  | 0 |  |  |  |  | 1 | 1 | 1 | 1 | 1 | [5 empty] | 10.731 | 5.8511 | 570.7763 | 26826.484 | 684.9315 | 0.10843 | 0.10345 | 0.096865 | 0.10247 | 0.067266 | 0.10843 | 0.10346 | 0.096865 | 0.10247 | 0.067266 | 100000 | 100000 | 0 | 0 | 0
6117 |  |  |  | 9795.2055 |  |  |  |  | 5352.8905 | 5747.693 | 6142.4955 | 6537.298 | 6932.1005 | 12023.5592 | 11698.7239 | 11373.8886 | 11049.0534 | 10724.2181 |  | 0 |  |  |  |  | 1 | 1 | 1 | 1 | 1 | [5 empty] | 13.7923 | 6.3206 | 570.7763 | 26826.484 | 684.9315 | 0.10808 | 0.10273 | 0.093687 | 0.096472 | 0.062265 | 0.10808 | 0.10273 | 0.093687 | 0.096472 | 0.062265 | 100000 | 100000 | 0 | 0 | 0
6118 |  |  |  | 9795.2055 |  |  |  |  | 5141.4341 | 5462.6216 | 5783.8091 | 6104.9966 | 6426.1841 | 9487.2647 | 9230.9514 | 8974.6381 | 8718.3248 | 8462.0115 |  | 0 |  |  |  |  | 1 | 1 | 1 | 1 | 1 | [5 empty] | 12.7971 | 6.5422 | 570.7763 | 26826.484 | 684.9315 | 0.10727 | 0.10176 | 0.091505 | 0.096224 | 0.060268 | 0.10727 | 0.10176 | 0.091505 | 0.096224 | 0.060268 | 100000 | 100000 | 0 | 0 | 0
6119 |  |  |  | 9795.2055 |  |  |  |  | 3836.652 | 4112.962 | 4389.272 | 4665.582 | 4941.892 | 5304.3172 | 5161.0127 | 5017.7083 | 4874.4039 | 4731.0994 |  | 0 |  |  |  |  | 1 | 1 | 1 | 1 | 1 | [5 empty] | 8.1021 | 6.6697 | 570.7763 | 26826.484 | 684.9315 | 0.10685 | 0.10067 | 0.090364 | 0.09608 | 0.060245 | 0.10685 | 0.10067 | 0.090364 | 0.09608 | 0.060245 | 100000 | 100000 | 0 | 0 | 0
6120 |  |  |  | 9795.2055 |  |  |  |  | 2721.5523 | 2930.5448 | 3139.5373 | 3348.5298 | 3557.5223 | 4954.3667 | 4820.5167 | 4686.6667 | 4552.8168 | 4418.9668 |  | 0 |  |  |  |  | 1 | 1 | 1 | 1 | 1 | [5 empty] | 7.1977 | 6.5282 | 570.7763 | 26826.484 | 684.9315 | 0.10555 | 0.099783 | 0.090329 | 0.095939 | 0.060271 | 0.10555 | 0.099783 | 0.090329 | 0.095939 | 0.060271 | 100000 | 100000 | 0 | 0 | 0
6121 |  |  |  | 9795.2055 |  |  |  |  | 2260.3268 | 2361.3018 | 2462.2768 | 2563.2518 | 2664.2268 | 5308.1472 | 5164.7393 | 5021.3314 | 4877.9235 | 4734.5156 |  | 0 |  |  |  |  | 1 | 1 | 1 | 1 | 1 | [5 empty] | 6.0622 | 6.6293 | 570.7763 | 26826.484 | 684.9315 | 0.10491 | 0.099817 | 0.090421 | 0.095968 | 0.06029 | 0.10491 | 0.099817 | 0.090421 | 0.095968 | 0.06029 | 100000 | 100000 | 0 | 0 | 0
6122 |  |  |  | 9795.2055 |  |  |  |  | 2085.961 | 2136.4485 | 2186.936 | 2237.4235 | 2287.911 | 5524.6569 | 5375.3996 | 5226.1424 | 5076.8851 | 4927.6279 |  | 0 |  |  |  |  | 1 | 1 | 1 | 1 | 1 | [5 empty] | 5.0906 | 6.129 | 570.7763 | 26826.484 | 684.9315 | 0.10485 | 0.099805 | 0.090477 | 0.095944 | 0.060301 | 0.10485 | 0.099805 | 0.090477 | 0.095944 | 0.060301 | 100000 | 100000 | 0 | 0 | 0
6123 |  |  |  | 9795.2055 |  |  |  |  | 2035.3387 | 2077.2737 | 2119.2087 | 2161.1437 | 2203.0787 | 6486.3152 | 6311.0772 | 6135.8393 | 5960.6013 | 5785.3634 |  | 0 |  |  |  |  | 1 | 1 | 1 | 1 | 1 | [5 empty] | 5.817 | 5.729 | 570.7763 | 26826.484 | 684.9315 | 0.1049 | 0.099881 | 0.090508 | 0.095905 | 0.060292 | 0.1049 | 0.099881 | 0.090508 | 0.095905 | 0.060292 | 100000 | 100000 | 0 | 0 | 0
6124 |  |  |  | 9795.2055 |  |  |  |  | 2073.1045 | 2115.177 | 2157.2495 | 2199.322 | 2241.3945 | 9175.6907 | 8927.795 | 8679.8994 | 8432.0037 | 8184.1081 |  | 0 |  |  |  |  | 1 | 1 | 1 | 1 | 1 | [5 empty] | 6.5963 | 6.0907 | 570.7763 | 26826.484 | 684.9315 | 0.10374 | 0.093761 | 0.085974 | 0.079119 | 0.054005 | 0.10374 | 0.093761 | 0.085974 | 0.079119 | 0.054005 | 100000 | 100000 | 0 | 0 | 0
6125 |  |  |  | 9795.2055 |  |  |  |  | 2603.4336 | 2644.2686 | 2685.1036 | 2725.9386 | 2766.7736 | 15316.9874 | 14903.175 | 14489.3626 | 14075.5502 | 13661.7378 |  | 0 |  |  |  |  | 1 | 1 | 1 | 1 | 1 | [5 empty] | 7.2846 | 6.7048 | 570.7763 | 26826.484 | 684.9315 | 0.10436 | 0.095685 | 0.090334 | 0.095959 | 0.060271 | 0.10436 | 0.095685 | 0.090334 | 0.095959 | 0.060271 | 100000 | 100000 | 0 | 0 | 0
6126 |  |  |  | 9795.2055 |  |  |  |  | 3496.9577 | 3539.7177 | 3582.4777 | 3625.2377 | 3667.9977 | 18757.099 | 18250.3466 | 17743.5942 | 17236.8418 | 16730.0894 |  | 0 |  |  |  |  | 1 | 1 | 1 | 1 | 1 | [5 empty] | 8.8492 | 6.1825 | 570.7763 | 26826.484 | 684.9315 | 0.10684 | 0.10199 | 0.091164 | 0.096493 | 0.061007 | 0.10684 | 0.10199 | 0.091164 | 0.096493 | 0.061007 | 100000 | 100000 | 0 | 0 | 0
6127 |  |  |  | 9795.2055 |  |  |  |  | 4089.1585 | 4131.6435 | 4174.1285 | 4216.6135 | 4259.0985 | 18889.2059 | 18378.8844 | 17868.563 | 17358.2415 | 16847.92 |  | 0.09369 |  |  |  |  | 1 | 1 | 1 | 1 | 1 | [5 empty] | 8.2503 | 6.8609 | 570.7763 | 26826.484 | 684.9315 | 0.10835 | 0.10289 | 0.095165 | 0.10142 | 0.064476 | 0.10835 | 0.10289 | 0.095165 | 0.10142 | 0.064476 | 100000 | 100000 | 0 | 0 | 0
6128 |  |  |  | 9795.2055 |  |  |  |  | 3861.7598 | 3911.9173 | 3962.0748 | 4012.2323 | 4062.3898 | 16561.0606 | 16113.6377 | 15666.2147 | 15218.7917 | 14771.3687 |  | 0.29765 |  |  |  |  | 1 | 1 | 1 | 1 | 1 | [5 empty] | 5.9327 | 6.5547 | 570.7763 | 26826.484 | 684.9315 | 0.10835 | 0.10214 | 0.090684 | 0.048214 | 0.047478 | 0.10835 | 0.10214 | 0.090684 | 0.048214 | 0.047478 | 100000 | 100000 | 0 | 0 | 0
6129 |  |  |  | 9795.2055 |  |  |  |  | 3817.5657 | 3892.5557 | 3967.5457 | 4042.5357 | 4117.5257 | 15353.3475 | 14938.5528 | 14523.7581 | 14108.9633 | 13694.1686 |  | 0.26504 |  |  |  |  | 1 | 1 | 1 | 1 | 1 | [5 empty] | 4.7737 | 5.8452 | 570.7763 | 26826.484 | 684.9315 | 0.10586 | 0.095068 | 0.044905 | 0.043302 | 0.044214 | 0.10586 | 0.095068 | 0.044905 | 0.043302 | 0.044214 | 100000 | 100000 | 0 | 0 | 0
6130 |  |  |  | 9795.2055 |  |  |  |  | 4078.7126 | 4183.4551 | 4288.1976 | 4392.9401 | 4497.6826 | 14280.0269 | 13894.2296 | 13508.4324 | 13122.6351 | 12736.8378 |  | 0.42561 |  |  |  |  | 1 | 1 | 1 | 1 | 1 | [5 empty] | 3.8956 | 5.4577 | 570.7763 | 26826.484 | 684.9315 | 0.10246 | 0.083245 | 0.042314 | 0.042093 | 0.043117 | 0.10246 | 0.083245 | 0.042314 | 0.042093 | 0.043117 | 100000 | 100000 | 0 | 0 | 0
6131 |  |  |  | 9795.2055 |  |  |  |  | 4588.1499 | 4752.0424 | 4915.9349 | 5079.8274 | 5243.7199 | 13082.7689 | 12729.3174 | 12375.8659 | 12022.4144 | 11668.963 |  | 0.53908 |  |  |  |  | 1 | 1 | 1 | 1 | 1 | [5 empty] | 3.4608 | 6.1913 | 570.7763 | 26826.484 | 684.9315 | 0.10166 | 0.082454 | 0.042086 | 0.042026 | 0.042901 | 0.10166 | 0.082454 | 0.042086 | 0.042026 | 0.0429 | 100000 | 100000 | 0 | 0 | 0
6132 |  |  |  | 9795.2055 |  |  |  |  | 4736.8028 | 4941.6703 | 5146.5378 | 5351.4053 | 5556.2728 | 12465.9598 | 12129.1724 | 11792.385 | 11455.5976 | 11118.8101 |  | 0.47092 |  |  |  |  | 1 | 1 | 1 | 1 | 1 | [5 empty] | 3.6512 | 7.5106 | 570.7763 | 26826.484 | 684.9315 | 0.10166 | 0.08274 | 0.042172 | 0.042019 | 0.042869 | 0.10166 | 0.08274 | 0.042172 | 0.042019 | 0.042869 | 100000 | 100000 | 0 | 0 | 0
6133 |  |  |  | 9795.2055 |  |  |  |  | 4602.6134 | 4872.7634 | 5142.9134 | 5413.0634 | 5683.2134 | 12195.3545 | 11865.8779 | 11536.4013 | 11206.9247 | 10877.4482 |  | 0.60243 |  |  |  |  | 1 | 1 | 1 | 1 | 1 | [5 empty] | 3.5174 | 7.378 | 570.7763 | 26826.484 | 684.9315 | 0.10171 | 0.082587 | 0.042152 | 0.041972 | 0.042872 | 0.10171 | 0.082586 | 0.042152 | 0.041972 | 0.042872 | 100000 | 100000 | 0 | 0 | 0
6134 |  |  |  | 9795.2055 |  |  |  |  | 4444.3183 | 4761.7658 | 5079.2133 | 5396.6608 | 5714.1083 | 11898.0824 | 11576.637 | 11255.1917 | 10933.7464 | 10612.3011 |  | 0.56797 |  |  |  |  | 1 | 1 | 1 | 1 | 1 | [5 empty] | 3.8535 | 6.8407 | 570.7763 | 26826.484 | 684.9315 | 0.10164 | 0.082406 | 0.04207 | 0.041989 | 0.04286 | 0.10164 | 0.082406 | 0.04207 | 0.041989 | 0.04286 | 100000 | 100000 | 0 | 0 | 0
6135 |  |  |  | 9795.2055 |  |  |  |  | 4124.5138 | 4549.2063 | 4973.8988 | 5398.5913 | 5823.2838 | 12060.2 | 11734.3749 | 11408.5497 | 11082.7245 | 10756.8993 |  | 0.45583 |  |  |  |  | 1 | 1 | 1 | 1 | 1 | [5 empty] | 3.7118 | 6.8353 | 570.7763 | 26826.484 | 684.9315 | 0.10163 | 0.082372 | 0.042035 | 0.041984 | 0.042883 | 0.10163 | 0.082372 | 0.042035 | 0.041984 | 0.042883 | 100000 | 100000 | 0 | 0 | 0
6136 |  |  |  | 9795.2055 |  |  |  |  | 4129.3349 | 4750.1233 | 5370.9116 | 5991.6999 | 6612.4883 | 12604.5853 | 12264.0527 | 11923.5201 | 11582.9875 | 11242.4549 |  | 0.39809 |  |  |  |  | 1 | 1 | 1 | 1 | 1 | [5 empty] | 3.363 | 7.3181 | 570.7763 | 26826.484 | 684.9315 | 0.10163 | 0.082325 | 0.04225 | 0.042057 | 0.043054 | 0.10163 | 0.082325 | 0.04225 | 0.042057 | 0.043054 | 100000 | 100000 | 0 | 0 | 0
6137 |  |  |  | 9795.2055 |  |  |  |  | 4510.2076 | 5286.0901 | 6061.9726 | 6837.8551 | 7613.7376 | 13328.0618 | 12967.9834 | 12607.9049 | 12247.8265 | 11887.748 |  | 0.18967 |  |  |  |  | 1 | 1 | 1 | 1 | 1 | [5 empty] | 3.7518 | 7.6884 | 570.7763 | 26826.484 | 684.9315 | 0.1054 | 0.089239 | 0.049171 | 0.0448 | 0.045311 | 0.1054 | 0.089239 | 0.049171 | 0.0448 | 0.045311 | 100000 | 100000 | 0 | 0 | 0
6138 |  |  |  | 9795.2055 |  |  |  |  | 5131.3355 | 5956.3038 | 6781.2721 | 7606.2405 | 8431.2088 | 14305.9319 | 13919.4348 | 13532.9376 | 13146.4405 | 12759.9433 |  | 0.01791 |  |  |  |  | 1 | 1 | 1 | 1 | 1 | [5 empty] | 5.3648 | 8.2414 | 570.7763 | 26826.484 | 684.9315 | 0.10612 | 0.091621 | 0.079142 | 0.077847 | 0.047043 | 0.10612 | 0.091621 | 0.079142 | 0.077847 | 0.047043 | 100000 | 100000 | 0 | 0 | 0
6139 |  |  |  | 9795.2055 |  |  |  |  | 5563.634 | 6339.104 | 7114.574 | 7890.044 | 8665.514 | 15536.3754 | 15116.6359 | 14696.8964 | 14277.1569 | 13857.4174 |  | 0 |  |  |  |  | 1 | 1 | 1 | 1 | 1 | [5 empty] | 5.7103 | 8.3825 | 570.7763 | 26826.484 | 684.9315 | 0.10624 | 0.09002 | 0.079474 | 0.080214 | 0.047356 | 0.10624 | 0.09002 | 0.079474 | 0.080214 | 0.047356 | 100000 | 100000 | 0 | 0 | 0
6140 |  |  |  | 9795.2055 |  |  |  |  | 5549.974 | 6193.669 | 6837.364 | 7481.059 | 8124.754 | 15515.1688 | 15096.0023 | 14676.8357 | 14257.6691 | 13838.5025 |  | 0 |  |  |  |  | 1 | 1 | 1 | 1 | 1 | [5 empty] | 5.7794 | 8.669 | 570.7763 | 26826.484 | 684.9315 | 0.10513 | 0.08744 | 0.076634 | 0.076466 | 0.046392 | 0.10513 | 0.08744 | 0.076634 | 0.076466 | 0.046392 | 100000 | 100000 | 0 | 0 | 0
6141 |  |  |  | 9795.2055 |  |  |  |  | 5437.48 | 5945.11 | 6452.74 | 6960.37 | 7468 | 14421.7 | 14032.0752 | 13642.4504 | 13252.8256 | 12863.2008 |  | 0 |  |  |  |  | 1 | 1 | 1 | 1 | 1 | [5 empty] | 6.2069 | 12.9622 | 570.7763 | 26826.484 | 684.9315 | 0.097199 | 0.077836 | 0.065511 | 0.047001 | 0.045277 | 0.097199 | 0.077836 | 0.065511 | 0.047001 | 0.045277 | 100000 | 100000 | 0 | 0 | 0
6142 |  |  |  | 9795.2055 |  |  |  |  | 5234.1872 | 5672.7947 | 6111.4022 | 6550.0097 | 6988.6172 | 10972.9534 | 10676.5019 | 10380.0504 | 10083.5988 | 9787.1473 |  | 0 |  |  |  |  | 1 | 1 | 1 | 1 | 1 | [5 empty] | 4.4426 | 13.6513 | 570.7763 | 26826.484 | 684.9315 | 0.088653 | 0.072899 | 0.033178 | 0.026288 | 0.030159 | 0.088653 | 0.072899 | 0.033178 | 0.026288 | 0.030159 | 100000 | 100000 | 0 | 0 | 0
6143 |  |  |  | 9795.2055 |  |  |  |  | 3805.5128 | 4204.8795 | 4604.2461 | 5003.6128 | 5402.9795 | 6471.3309 | 6296.4978 | 6121.6646 | 5946.8315 | 5771.9984 |  | 0 |  |  |  |  | 1 | 1 | 1 | 1 | 1 | [5 empty] | 2.9294 | 14.9019 | 570.7763 | 26826.484 | 684.9315 | 0.087305 | 0.067324 | 0.020877 | 0.024413 | 0.020955 | 0.087304 | 0.067324 | 0.020877 | 0.024413 | 0.020955 | 100000 | 100000 | 0 | 0 | 0
6144 |  |  |  | 9795.2055 |  |  |  |  | 2730.3505 | 2937.2805 | 3144.2105 | 3351.1405 | 3558.0705 | 5246.3162 | 5104.5788 | 4962.8413 | 4821.1039 | 4679.3664 |  | 0 |  |  |  |  | 1 | 1 | 1 | 1 | 1 | [5 empty] | 2.8854 | 15.3132 | 570.7763 | 26826.484 | 684.9315 | 0.074857 | 0.041489 | 0.021939 | 0.024535 | 0.020937 | 0.074857 | 0.041489 | 0.021939 | 0.024535 | 0.020937 | 100000 | 100000 | 0 | 0 | 0
6145 |  |  |  | 9795.2055 |  |  |  |  | 2267.6339 | 2367.2889 | 2466.9439 | 2566.5989 | 2666.2539 | 5621.8272 | 5469.9447 | 5318.0623 | 5166.1798 | 5014.2973 |  | 0 |  |  |  |  | 1 | 1 | 1 | 1 | 1 | [5 empty] | 2.9303 | 16.0857 | 570.7763 | 26826.484 | 684.9315 | 0.0678 | 0.034932 | 0.021128 | 0.025848 | 0.021757 | 0.0678 | 0.034932 | 0.021128 | 0.025848 | 0.021757 | 100000 | 100000 | 0 | 0 | 0
6146 |  |  |  | 9795.2055 |  |  |  |  | 2092.7044 | 2141.3769 | 2190.0494 | 2238.7219 | 2287.3944 | 5851.8047 | 5693.709 | 5535.6134 | 5377.5177 | 5219.422 |  | 0 |  |  |  |  | 1 | 1 | 1 | 1 | 1 | [5 empty] | 1.31 | 17.0399 | 570.7763 | 26826.484 | 684.9315 | 0.068146 | 0.035037 | 0.021928 | 0.026642 | 0.02251 | 0.068146 | 0.035037 | 0.021928 | 0.026642 | 0.022511 | 100000 | 100000 | 0 | 0 | 0
6147 |  |  |  | 9795.2055 |  |  |  |  | 2041.9184 | 2083.9909 | 2126.0634 | 2168.1359 | 2210.2084 | 6870.6357 | 6685.0147 | 6499.3938 | 6313.7728 | 6128.1518 |  | 0 |  |  |  |  | 1 | 1 | 1 | 1 | 1 | [5 empty] | 0.84004 | 17.9551 | 570.7763 | 26826.484 | 684.9315 | 0.067959 | 0.03294 | 0.016619 | 0.027693 | 0.023695 | 0.067959 | 0.03294 | 0.016619 | 0.027693 | 0.023695 | 100000 | 100000 | 0 | 0 | 0
6148 |  |  |  | 9795.2055 |  |  |  |  | 2079.8064 | 2120.7789 | 2161.7514 | 2202.7239 | 2243.6964 | 9719.0907 | 9456.5143 | 9193.9378 | 8931.3614 | 8668.7849 |  | 0 |  |  |  |  | 1 | 1 | 1 | 1 | 1 | [5 empty] | 0.18803 | 18.2047 | 570.7763 | 26826.484 | 684.9315 | 0.027795 | 0.0027557 | 0.0019623 | 0.0096252 | 0.0097076 | 0.027795 | 0.0027557 | 0.0019623 | 0.0096252 | 0.0097076 | 100000 | 100000 | 0 | 0 | 0
6149 |  |  |  | 9795.2055 |  |  |  |  | 2611.8499 | 2651.8599 | 2691.8699 | 2731.8799 | 2771.8899 | 16227.7253 | 15789.3079 | 15350.8905 | 14912.4731 | 14474.0557 |  | 0 |  |  |  |  | 1 | 1 | 1 | 1 | 1 | [5 empty] | 1.1011 | 18.0203 | 570.7763 | 26826.484 | 684.9315 | 0.028672 | 0.002736 | 0.002004 | 0.0098697 | 0.010044 | 0.028672 | 0.002736 | 0.002004 | 0.0098697 | 0.010044 | 100000 | 100000 | 0 | 0 | 0
6150 |  |  |  | 9795.2055 |  |  |  |  | 3508.2626 | 3550.4726 | 3592.6826 | 3634.8926 | 3677.1026 | 19874.0082 | 19337.0808 | 18800.1533 | 18263.2259 | 17726.2985 |  | 0 |  |  |  |  | 1 | 1 | 1 | 1 | 1 | [5 empty] | 1.5273 | 17.5467 | 570.7763 | 26826.484 | 684.9315 | 0.030243 | 0.0032054 | 0.0022283 | 0.010524 | 0.010842 | 0.030243 | 0.0032054 | 0.0022283 | 0.010524 | 0.010842 | 100000 | 100000 | 0 | 0 | 0
6151 |  |  |  | 9795.2055 |  |  |  |  | 4102.3778 | 4143.9003 | 4185.4228 | 4226.9453 | 4268.4678 | 20016.1312 | 19475.3641 | 18934.5969 | 18393.8298 | 17853.0627 |  | 0.07358 |  |  |  |  | 1 | 1 | 1 | 1 | 1 | [5 empty] | 1.7762 | 16.9525 | 570.7763 | 26826.484 | 684.9315 | 0.03311 | 0.0038221 | 0.0023241 | 0.011714 | 0.012484 | 0.03311 | 0.0038221 | 0.0023241 | 0.011714 | 0.012484 | 100000 | 100000 | 0 | 0 | 0
6152 |  |  |  | 9795.2055 |  |  |  |  | 3874.244 | 3926.2165 | 3978.189 | 4030.1615 | 4082.134 | 17546.8878 | 17072.8311 | 16598.7745 | 16124.7179 | 15650.6612 |  | 0.11391 |  |  |  |  | 1 | 1 | 1 | 1 | 1 | [5 empty] | 1.446 | 15.8 | 570.7763 | 26826.484 | 684.9315 | 0.026873 | 0.0032035 | 0.001863 | 0.0023665 | 0.012993 | 0.026873 | 0.0032035 | 0.001863 | 0.0023665 | 0.012993 | 100000 | 100000 | 0 | 0 | 0
6153 |  |  |  | 9795.2055 |  |  |  |  | 3829.907 | 3904.6495 | 3979.392 | 4054.1345 | 4128.877 | 16266.7786 | 15827.3061 | 15387.8336 | 14948.3612 | 14508.8887 |  | 0.29579 |  |  |  |  | 1 | 1 | 1 | 1 | 1 | [5 empty] | 2.0653 | 14.9662 | 570.7763 | 26826.484 | 684.9315 | 0.020136 | 0.00267 | 0.0013322 | 0.0014738 | 0.0018595 | 0.020136 | 0.00267 | 0.0013322 | 0.0014738 | 0.0018594 | 100000 | 100000 | 0 | 0 | 0
6154 |  |  |  | 9795.2055 |  |  |  |  | 4091.8981 | 4198.4281 | 4304.9581 | 4411.4881 | 4518.0181 | 15129.0825 | 14720.3467 | 14311.6108 | 13902.875 | 13494.1391 |  | 0.42503 |  |  |  |  | 1 | 1 | 1 | 1 | 1 | [5 empty] | 2.5522 | 14.8194 | 570.7763 | 26826.484 | 684.9315 | 0.019009 | 0.0016436 | 0.0013444 | 0.0014913 | 0.0015099 | 0.019009 | 0.0016436 | 0.0013444 | 0.0014913 | 0.0015099 | 100000 | 100000 | 0 | 0 | 0
6155 |  |  |  | 9795.2055 |  |  |  |  | 4602.9824 | 4765.7749 | 4928.5674 | 5091.3599 | 5254.1524 | 13859.9431 | 13485.495 | 13111.047 | 12736.5989 | 12362.1509 |  | 0.46867 |  |  |  |  | 1 | 1 | 1 | 1 | 1 | [5 empty] | 2.2444 | 15.025 | 570.7763 | 26826.484 | 684.9315 | 0.019228 | 0.0017152 | 0.001382 | 0.0015199 | 0.0015196 | 0.019228 | 0.0017152 | 0.001382 | 0.0015199 | 0.0015196 | 100000 | 100000 | 0 | 0 | 0
6156 |  |  |  | 9795.2055 |  |  |  |  | 4752.1158 | 4952.1708 | 5152.2258 | 5352.2808 | 5552.3358 | 13205.8467 | 12849.0701 | 12492.2935 | 12135.5169 | 11778.7402 |  | 0.52179 |  |  |  |  | 1 | 1 | 1 | 1 | 1 | [5 empty] | 2.151 | 15.0404 | 570.7763 | 26826.484 | 684.9315 | 0.019546 | 0.001731 | 0.0013884 | 0.0015201 | 0.0015245 | 0.019546 | 0.001731 | 0.0013884 | 0.0015201 | 0.0015245 | 100000 | 100000 | 0 | 0 | 0
6157 |  |  |  | 9795.2055 |  |  |  |  | 4617.4926 | 4875.3226 | 5133.1526 | 5390.9826 | 5648.8126 | 12919.412 | 12570.3739 | 12221.3357 | 11872.2976 | 11523.2595 |  | 0.5989 |  |  |  |  | 1 | 1 | 1 | 1 | 1 | [5 empty] | 2.3696 | 15.042 | 570.7763 | 26826.484 | 684.9315 | 0.020169 | 0.0017512 | 0.0014034 | 0.0015378 | 0.0015324 | 0.020169 | 0.0017512 | 0.0014033 | 0.0015379 | 0.0015324 | 100000 | 100000 | 0 | 0 | 0
6158 |  |  |  | 9795.2055 |  |  |  |  | 4458.6857 | 4764.3357 | 5069.9857 | 5375.6357 | 5681.2857 | 12604.7971 | 12264.2587 | 11923.7204 | 11583.1821 | 11242.6438 |  | 0.64608 |  |  |  |  | 1 | 1 | 1 | 1 | 1 | [5 empty] | 2.6263 | 14.9002 | 570.7763 | 26826.484 | 684.9315 | 0.020474 | 0.0017569 | 0.0013881 | 0.001534 | 0.0016489 | 0.020474 | 0.0017569 | 0.0013881 | 0.001534 | 0.0016489 | 100000 | 100000 | 0 | 0 | 0
6159 |  |  |  | 9795.2055 |  |  |  |  | 4137.8474 | 4559.6807 | 4981.514 | 5403.3474 | 5825.1807 | 12776.9022 | 12431.7142 | 12086.5262 | 11741.3382 | 11396.1502 |  | 0.52487 |  |  |  |  | 1 | 1 | 1 | 1 | 1 | [5 empty] | 3.2834 | 15.2268 | 570.7763 | 26826.484 | 684.9315 | 0.020351 | 0.0016935 | 0.0013659 | 0.0014888 | 0.0016507 | 0.020351 | 0.0016935 | 0.0013659 | 0.0014888 | 0.0016507 | 100000 | 100000 | 0 | 0 | 0
6160 |  |  |  | 9795.2055 |  |  |  |  | 4142.6841 | 4755.2225 | 5367.7608 | 5980.2991 | 6592.8375 | 13354.3072 | 12993.5197 | 12632.7322 | 12271.9446 | 11911.1571 |  | 0.35758 |  |  |  |  | 1 | 1 | 1 | 1 | 1 | [5 empty] | 3.7566 | 15.8012 | 570.7763 | 26826.484 | 684.9315 | 0.021306 | 0.0016031 | 0.0013129 | 0.0016685 | 0.0019703 | 0.021306 | 0.0016031 | 0.0013129 | 0.0016685 | 0.0019703 | 100000 | 100000 | 0 | 0 | 0
6161 |  |  |  | 9795.2055 |  |  |  |  | 4524.7881 | 5321.5697 | 6118.3514 | 6915.1331 | 7711.9147 | 14121.1245 | 13739.6202 | 13358.116 | 12976.6117 | 12595.1074 |  | 0.13978 |  |  |  |  | 1 | 1 | 1 | 1 | 1 | [5 empty] | 4.5418 | 17.1232 | 570.7763 | 26826.484 | 684.9315 | 0.021172 | 0.0021032 | 0.0013083 | 0.0016539 | 0.0025171 | 0.021172 | 0.0021032 | 0.0013083 | 0.0016539 | 0.0025171 | 100000 | 100000 | 0 | 0 | 0
6162 |  |  |  | 9795.2055 |  |  |  |  | 5147.9239 | 5978.3905 | 6808.8572 | 7639.3239 | 8469.7905 | 15157.1661 | 14747.6715 | 14338.1769 | 13928.6824 | 13519.1878 |  | 0.01534 |  |  |  |  | 1 | 1 | 1 | 1 | 1 | [5 empty] | 5.5594 | 17.555 | 570.7763 | 26826.484 | 684.9315 | 0.021039 | 0.0020781 | 0.0015483 | 0.0021494 | 0.002515 | 0.021039 | 0.0020782 | 0.0015483 | 0.0021494 | 0.002515 | 100000 | 100000 | 0 | 0 | 0
6163 |  |  |  | 9795.2055 |  |  |  |  | 5581.6199 | 6351.9199 | 7122.2199 | 7892.5199 | 8662.8199 | 16460.8232 | 16016.1083 | 15571.3934 | 15126.6785 | 14681.9636 |  | 0 |  |  |  |  | 1 | 1 | 1 | 1 | 1 | [5 empty] | 6.8354 | 16.685 | 570.7763 | 26826.484 | 684.9315 | 0.021035 | 0.0020765 | 0.001564 | 0.0021431 | 0.0025031 | 0.021035 | 0.0020765 | 0.001564 | 0.0021431 | 0.0025031 | 100000 | 100000 | 0 | 0 | 0
6164 |  |  |  | 9795.2055 |  |  |  |  | 5567.9158 | 6209.5208 | 6851.1258 | 7492.7308 | 8134.3358 | 16437.4687 | 15993.3847 | 15549.3008 | 15105.2168 | 14661.1329 |  | 0 |  |  |  |  | 1 | 1 | 1 | 1 | 1 | [5 empty] | 8.4638 | 16.8901 | 570.7763 | 26826.484 | 684.9315 | 0.02108 | 0.0020943 | 0.001301 | 0.001633 | 0.0024885 | 0.02108 | 0.0020943 | 0.001301 | 0.001633 | 0.0024885 | 100000 | 100000 | 0 | 0 | 0
6165 |  |  |  | 9795.2055 |  |  |  |  | 5455.0581 | 5978.7756 | 6502.4931 | 7026.2106 | 7549.9281 | 15277.9298 | 14865.1726 | 14452.4154 | 14039.6582 | 13626.9011 |  | 0 |  |  |  |  | 1 | 1 | 1 | 1 | 1 | [5 empty] | 8.6706 | 17.6256 | 570.7763 | 26826.484 | 684.9315 | 0.020712 | 0.0020978 | 0.0012954 | 0.0016206 | 0.0017913 | 0.020712 | 0.0020978 | 0.0012954 | 0.0016206 | 0.0017913 | 100000 | 100000 | 0 | 0 | 0
6166 |  |  |  | 9795.2055 |  |  |  |  | 5251.1081 | 5726.0139 | 6200.9197 | 6675.8256 | 7150.7314 | 11622.2858 | 11308.2915 | 10994.2973 | 10680.303 | 10366.3088 |  | 0 |  |  |  |  | 1 | 1 | 1 | 1 | 1 | [5 empty] | 9.028 | 11.1036 | 570.7763 | 26826.484 | 684.9315 | 0.019682 | 0.0015036 | 0.0010264 | 0.00096479 | 0.0015174 | 0.019682 | 0.0015036 | 0.0010264 | 0.00096479 | 0.0015174 | 100000 | 100000 | 0 | 0 | 0
6167 |  |  |  | 9795.2055 |  |  |  |  | 3817.8151 | 4191.3326 | 4564.8501 | 4938.3676 | 5311.8851 | 6852.2035 | 6667.0805 | 6481.9575 | 6296.8345 | 6111.7115 |  | 0 |  |  |  |  | 1 | 1 | 1 | 1 | 1 | [5 empty] | 8.9479 | 11.1266 | 570.7763 | 26826.484 | 684.9315 | 0.017938 | 0.0015079 | 0.0010231 | 0.00094447 | 0.0010099 | 0.017938 | 0.0015079 | 0.0010231 | 0.00094447 | 0.0010099 | 100000 | 100000 | 0 | 0 | 0
6168 |  |  |  | 9795.2055 |  |  |  |  | 2242.7015 | 2451.0065 | 2659.3115 | 2867.6165 | 3075.9215 | 5067.0196 | 4930.1261 | 4793.2327 | 4656.3392 | 4519.4457 |  | 0 |  |  |  |  | 1 | 1 | 1 | 1 | 1 | [5 empty] | 9.5559 | 10.9839 | 570.7763 | 26826.484 | 684.9315 | 0.016742 | 0.0015347 | 0.001025 | 0.00095671 | 0.0010229 | 0.016742 | 0.0015347 | 0.001025 | 0.00095671 | 0.0010228 | 100000 | 100000 | 0 | 0 | 0
6169 |  |  |  | 9795.2055 |  |  |  |  | 1677.3757 | 1776.7007 | 1876.0257 | 1975.3507 | 2074.6757 | 5429.1819 | 5282.504 | 5135.8262 | 4989.1483 | 4842.4705 |  | 0 |  |  |  |  | 1 | 1 | 1 | 1 | 1 | [5 empty] | 11.3973 | 13.616 | 570.7763 | 26826.484 | 684.9315 | 0.018151 | 0.0015715 | 0.0010317 | 0.00096683 | 0.0010311 | 0.018151 | 0.0015715 | 0.0010317 | 0.00096683 | 0.0010311 | 100000 | 100000 | 0 | 0 | 0
6170 |  |  |  | 9795.2055 |  |  |  |  | 1437.1729 | 1486.1754 | 1535.1779 | 1584.1804 | 1633.1829 | 5650.8856 | 5498.2181 | 5345.5506 | 5192.883 | 5040.2155 |  | 0 |  |  |  |  | 1 | 1 | 1 | 1 | 1 | [5 empty] | 12.4983 | 14.5519 | 570.7763 | 26826.484 | 684.9315 | 0.018961 | 0.0015833 | 0.0010438 | 0.00098564 | 0.0010417 | 0.018961 | 0.0015833 | 0.0010438 | 0.00098564 | 0.0010417 | 100000 | 100000 | 0 | 0 | 0
6171 |  |  |  | 9795.2055 |  |  |  |  | 1408.0574 | 1448.7549 | 1489.4524 | 1530.1499 | 1570.8474 | 6634.6029 | 6455.3588 | 6276.1146 | 6096.8704 | 5917.6262 |  | 0 |  |  |  |  | 1 | 1 | 1 | 1 | 1 | [5 empty] | 11.1457 | 15.3375 | 570.7763 | 26826.484 | 684.9315 | 0.018475 | 0.0015735 | 0.0010424 | 0.00098553 | 0.0010388 | 0.018475 | 0.0015735 | 0.0010423 | 0.00098553 | 0.0010388 | 100000 | 100000 | 0 | 0 | 0
6172 |  |  |  | 9795.2055 |  |  |  |  | 1546.356 | 1588.291 | 1630.226 | 1672.161 | 1714.096 | 9385.3593 | 9131.7991 | 8878.239 | 8624.6788 | 8371.1186 |  | 0 |  |  |  |  | 1 | 1 | 1 | 1 | 1 | [5 empty] | 10.8545 | 14.2464 | 570.7763 | 26826.484 | 684.9315 | 0.0073376 | 0.0010047 | 0.00099023 | 0.00092694 | 0.0010054 | 0.0073376 | 0.0010047 | 0.00099023 | 0.00092694 | 0.0010054 | 100000 | 100000 | 0 | 0 | 0
6173 |  |  |  | 9795.2055 |  |  |  |  | 2127.857 | 2168.0045 | 2208.152 | 2248.2995 | 2288.447 | 15668.3782 | 15245.0724 | 14821.7667 | 14398.4609 | 13975.1552 |  | 0 |  |  |  |  | 1 | 1 | 1 | 1 | 1 | [5 empty] | 11.5135 | 12.6503 | 570.7763 | 26826.484 | 684.9315 | 0.0074337 | 0.0012039 | 0.0010071 | 0.00094814 | 0.0010223 | 0.0074337 | 0.0012039 | 0.0010071 | 0.00094814 | 0.0010223 | 100000 | 100000 | 0 | 0 | 0
6174 |  |  |  | 9795.2055 |  |  |  |  | 3331.2973 | 3373.9198 | 3416.5423 | 3459.1648 | 3501.7873 | 19188.031 | 18669.6363 | 18151.2416 | 17632.8469 | 17114.4522 |  | 0 |  |  |  |  | 1 | 1 | 1 | 1 | 1 | [5 empty] | 11.6578 | 15.6534 | 570.7763 | 26826.484 | 684.9315 | 0.0078658 | 0.0012073 | 0.0010243 | 0.00096687 | 0.0010369 | 0.0078658 | 0.0012073 | 0.0010243 | 0.00096687 | 0.0010369 | 100000 | 100000 | 0 | 0 | 0
6175 |  |  |  | 9795.2055 |  |  |  |  | 4104.4753 | 4145.1728 | 4185.8703 | 4226.5678 | 4267.2653 | 19323.9944 | 18801.9264 | 18279.8585 | 17757.7905 | 17235.7225 |  | 0.08425 |  |  |  |  | 1 | 1 | 1 | 1 | 1 | [5 empty] | 11.1622 | 15.3694 | 570.7763 | 26826.484 | 684.9315 | 0.0089561 | 0.0012305 | 0.0010454 | 0.0009892 | 0.0010594 | 0.0089561 | 0.0012305 | 0.0010454 | 0.0009892 | 0.0010594 | 100000 | 100000 | 0 | 0 | 0
6176 |  |  |  | 9795.2055 |  |  |  |  | 3611.1295 | 3657.987 | 3704.8445 | 3751.702 | 3798.5595 | 16941.419 | 16483.7201 | 16026.0211 | 15568.3222 | 15110.6232 |  | 0.2353 |  |  |  |  | 1 | 1 | 1 | 1 | 1 | [5 empty] | 10.3762 | 15.3706 | 570.7763 | 26826.484 | 684.9315 | 0.0072462 | 0.0010808 | 0.00069669 | 0.00077212 | 0.00097218 | 0.0072462 | 0.0010808 | 0.00069669 | 0.00077212 | 0.00097218 | 100000 | 100000 | 0 | 0 | 0
6177 |  |  |  | 9795.2055 |  |  |  |  | 3417.835 | 3492.33 | 3566.825 | 3641.32 | 3715.815 | 15705.7754 | 15281.4593 | 14857.1432 | 14432.8271 | 14008.511 |  | 0.09375 |  |  |  |  | 1 | 1 | 1 | 1 | 1 | [5 empty] | 10.5107 | 14.6844 | 570.7763 | 26826.484 | 684.9315 | 0.0029893 | 0.00048452 | 0.00027573 | 0.00059226 | 0.00060351 | 0.0029893 | 0.00048452 | 0.00027573 | 0.00059226 | 0.00060351 | 100000 | 100000 | 0 | 0 | 0
6178 |  |  |  | 9795.2055 |  |  |  |  | 3560.1774 | 3666.7074 | 3773.2374 | 3879.7674 | 3986.2974 | 14607.6189 | 14212.9712 | 13818.3235 | 13423.6758 | 13029.0281 |  | 0.08933 |  |  |  |  | 1 | 1 | 1 | 1 | 1 | [5 empty] | 10.5084 | 14.9962 | 570.7763 | 26826.484 | 684.9315 | 0.0027606 | 0.00048689 | 0.00030076 | 0.00060127 | 0.0006067 | 0.0027606 | 0.00048689 | 0.00030076 | 0.00060127 | 0.0006067 | 100000 | 100000 | 0 | 0 | 0
6179 |  |  |  | 9795.2055 |  |  |  |  | 4023.5989 | 4192.4422 | 4361.2856 | 4530.1289 | 4698.9722 | 13382.6293 | 13021.0767 | 12659.524 | 12297.9713 | 11936.4186 |  | 0.09658 |  |  |  |  | 1 | 1 | 1 | 1 | 1 | [5 empty] | 10.306 | 15.4136 | 570.7763 | 26826.484 | 684.9315 | 0.0028039 | 0.00050086 | 0.00030897 | 0.00052643 | 0.00052839 | 0.0028039 | 0.00050086 | 0.00030897 | 0.00052643 | 0.00052839 | 100000 | 100000 | 0 | 0 | 0
6180 |  |  |  | 9795.2055 |  |  |  |  | 4051.9056 | 4246.4606 | 4441.0156 | 4635.5706 | 4830.1256 | 12751.436 | 12406.936 | 12062.436 | 11717.936 | 11373.4359 |  | 0.06782 |  |  |  |  | 1 | 1 | 1 | 1 | 1 | [5 empty] | 10.3713 | 16.9575 | 570.7763 | 26826.484 | 684.9315 | 0.0028663 | 0.00051154 | 0.00032236 | 0.00053605 | 0.00053746 | 0.0028663 | 0.00051154 | 0.00032236 | 0.00053605 | 0.00053746 | 100000 | 100000 | 0 | 0 | 0
6181 |  |  |  | 9795.2055 |  |  |  |  | 3971.838 | 4234.068 | 4496.298 | 4758.528 | 5020.758 | 12474.7222 | 12137.6981 | 11800.6739 | 11463.6498 | 11126.6256 |  | 0.07764 |  |  |  |  | 1 | 1 | 1 | 1 | 1 | [5 empty] | 10.15 | 18.4962 | 570.7763 | 26826.484 | 684.9315 | 0.0028195 | 0.00050377 | 0.00032277 | 0.00052615 | 0.00052932 | 0.0028195 | 0.00050377 | 0.00032277 | 0.00052615 | 0.00052932 | 100000 | 100000 | 0 | 0 | 0
6182 |  |  |  | 9795.2055 |  |  |  |  | 3813.3204 | 4133.9854 | 4454.6504 | 4775.3154 | 5095.9804 | 12170.7574 | 11841.9454 | 11513.1333 | 11184.3213 | 10855.5092 |  | 0.04898 |  |  |  |  | 1 | 1 | 1 | 1 | 1 | [5 empty] | 9.7926 | 19.0891 | 570.7763 | 26826.484 | 684.9315 | 0.0027597 | 0.00049424 | 0.00029268 | 0.0005093 | 0.00051087 | 0.0027597 | 0.00049424 | 0.00029268 | 0.0005093 | 0.00051087 | 100000 | 100000 | 0 | 0 | 0
6183 |  |  |  | 9795.2055 |  |  |  |  | 3484.9623 | 3908.2248 | 4331.4873 | 4754.7498 | 5178.0123 | 12336.7273 | 12003.4313 | 11670.1353 | 11336.8393 | 11003.5433 |  | 0.03597 |  |  |  |  | 1 | 1 | 1 | 1 | 1 | [5 empty] | 10.2219 | 20.7333 | 570.7763 | 26826.484 | 684.9315 | 0.00617 | 0.0008057 | 0.00027615 | 0.00050557 | 0.00049956 | 0.00617 | 0.0008057 | 0.00027615 | 0.00050557 | 0.00049956 | 100000 | 100000 | 0 | 0 | 0
6184 |  |  |  | 9795.2055 |  |  |  |  | 3486.5799 | 4119.7424 | 4752.9049 | 5386.0674 | 6019.2299 | 12893.8501 | 12545.5026 | 12197.1551 | 11848.8075 | 11500.46 |  | 0.03837 |  |  |  |  | 1 | 1 | 1 | 1 | 1 | [5 empty] | 9.6889 | 21.8731 | 570.7763 | 26826.484 | 684.9315 | 0.0070162 | 0.00075412 | 0.00079847 | 0.0007853 | 0.00079142 | 0.0070162 | 0.00075412 | 0.00079847 | 0.0007853 | 0.00079142 | 100000 | 100000 | 0 | 0 | 0
6185 |  |  |  | 9795.2055 |  |  |  |  | 4123.0768 | 4898.9593 | 5674.8418 | 6450.7243 | 7226.6068 | 13634.0477 | 13265.7026 | 12897.3574 | 12529.0123 | 12160.6671 |  | 0.03196 |  |  |  |  | 1 | 1 | 1 | 1 | 1 | [5 empty] | 11.3271 | 25.3201 | 570.7763 | 26826.484 | 684.9315 | 0.0075808 | 0.0013366 | 0.0010452 | 0.00099504 | 0.00096209 | 0.0075808 | 0.0013366 | 0.0010452 | 0.00099504 | 0.00096209 | 100000 | 100000 | 0 | 0 | 0
6186 |  |  |  | 9795.2055 |  |  |  |  | 5041.0235 | 5832.9927 | 6624.9618 | 7416.931 | 8208.9002 | 14634.362 | 14238.9918 | 13843.6216 | 13448.2514 | 13052.8812 |  | 0.00918 |  |  |  |  | 1 | 1 | 1 | 1 | 1 | [5 empty] | 11.0682 | 21.8768 | 570.7763 | 26826.484 | 684.9315 | 0.010386 | 0.0016265 | 0.0010403 | 0.0020292 | 0.0025423 | 0.010386 | 0.0016265 | 0.0010403 | 0.0020292 | 0.0025423 | 100000 | 100000 | 0 | 0 | 0
6187 |  |  |  | 9795.2055 |  |  |  |  | 5849.7871 | 6614.9163 | 7380.0454 | 8145.1746 | 8910.3038 | 15893.0534 | 15463.6777 | 15034.302 | 14604.9263 | 14175.5506 |  | 0 |  |  |  |  | 1 | 1 | 1 | 1 | 1 | [5 empty] | 10.8935 | 21.0747 | 570.7763 | 26826.484 | 684.9315 | 0.010271 | 0.0016194 | 0.0012948 | 0.0020132 | 0.0025216 | 0.010271 | 0.0016194 | 0.0012948 | 0.0020132 | 0.0025216 | 100000 | 100000 | 0 | 0 | 0
6188 |  |  |  | 9795.2055 |  |  |  |  | 5618.4807 | 6260.0857 | 6901.6907 | 7543.2957 | 8184.9007 | 15871.0214 | 15442.2409 | 15013.4604 | 14584.6799 | 14155.8994 |  | 0 |  |  |  |  | 1 | 1 | 1 | 1 | 1 | [5 empty] | 11.0353 | 15.8978 | 570.7763 | 26826.484 | 684.9315 | 0.010187 | 0.0015423 | 0.0010453 | 0.0016378 | 0.0016925 | 0.010187 | 0.0015423 | 0.0010453 | 0.0016378 | 0.0016925 | 100000 | 100000 | 0 | 0 | 0
6189 |  |  |  | 9795.2055 |  |  |  |  | 4952.0595 | 5499.0128 | 6045.9662 | 6592.9195 | 7139.8728 | 14752.0646 | 14353.5145 | 13954.9644 | 13556.4142 | 13157.8641 |  | 0 |  |  |  |  | 1 | 1 | 1 | 1 | 1 | [5 empty] | 11.0265 | 13.5689 | 570.7763 | 26826.484 | 684.9315 | 0.009887 | 0.001535 | 0.001042 | 0.00098163 | 0.0016796 | 0.009887 | 0.001535 | 0.001042 | 0.00098163 | 0.0016796 | 100000 | 100000 | 0 | 0 | 0
6190 |  |  |  | 9795.2055 |  |  |  |  | 4584.0721 | 5036.2921 | 5488.5121 | 5940.7321 | 6392.9521 | 11223.4974 | 10920.2771 | 10617.0567 | 10313.8364 | 10010.616 |  | 0 |  |  |  |  | 1 | 1 | 1 | 1 | 1 | [5 empty] | 9.6516 | 12.9573 | 570.7763 | 26826.484 | 684.9315 | 0.0096108 | 0.0015188 | 0.001042 | 0.00097626 | 0.0010209 | 0.0096108 | 0.0015188 | 0.001042 | 0.00097626 | 0.0010209 | 100000 | 100000 | 0 | 0 | 0
6191 |  |  |  | 9795.2055 |  |  |  |  | 3205.1301 | 3582.5243 | 3959.9185 | 4337.3126 | 4714.7068 | 6618.2978 | 6439.4941 | 6260.6905 | 6081.8868 | 5903.0831 |  | 0 |  |  |  |  | 1 | 1 | 1 | 1 | 1 | [5 empty] | 8.9898 | 13.0037 | 570.7763 | 26826.484 | 684.9315 | 0.0092101 | 0.0014921 | 0.0010377 | 0.00096636 | 0.0010285 | 0.0092101 | 0.0014921 | 0.0010377 | 0.00096636 | 0.0010285 | 100000 | 100000 | 0 | 0 | 0
6192 |  |  |  | 9795.2055 |  |  |  |  | 2250.1223 | 2461.8648 | 2673.6073 | 2885.3498 | 3097.0923 | 5436.2467 | 5289.378 | 5142.5093 | 4995.6406 | 4848.7719 |  | 0 |  |  |  |  | 1 | 1 | 1 | 1 | 1 | [5 empty] | 9.0413 | 13.2102 | 570.7763 | 26826.484 | 684.9315 | 0.0090947 | 0.0014744 | 0.0010191 | 0.00095247 | 0.0010115 | 0.0090947 | 0.0014744 | 0.0010191 | 0.00095247 | 0.0010115 | 100000 | 100000 | 0 | 0 | 0
6193 |  |  |  | 9795.2055 |  |  |  |  | 1682.9259 | 1781.2609 | 1879.5959 | 1977.9309 | 2076.2659 | 5825.9108 | 5668.5147 | 5511.1186 | 5353.7225 | 5196.3264 |  | 0 |  |  |  |  | 1 | 1 | 1 | 1 | 1 | [5 empty] | 9.6313 | 15.711 | 570.7763 | 26826.484 | 684.9315 | 0.0091973 | 0.0014555 | 0.0010079 | 0.00094869 | 0.0010071 | 0.0091973 | 0.0014555 | 0.0010079 | 0.00094869 | 0.0010071 | 100000 | 100000 | 0 | 0 | 0
6194 |  |  |  | 9795.2055 |  |  |  |  | 1441.9283 | 1491.9208 | 1541.9133 | 1591.9058 | 1641.8983 | 6064.663 | 5900.8166 | 5736.9703 | 5573.1239 | 5409.2776 |  | 0 |  |  |  |  | 1 | 1 | 1 | 1 | 1 | [5 empty] | 11.233 | 16.6883 | 570.7763 | 26826.484 | 684.9315 | 0.0095789 | 0.0014427 | 0.0010165 | 0.0009577 | 0.0010169 | 0.0095789 | 0.0014427 | 0.0010165 | 0.0009577 | 0.0010168 | 100000 | 100000 | 0 | 0 | 0
6195 |  |  |  | 9795.2055 |  |  |  |  | 1412.7165 | 1454.1015 | 1495.4865 | 1536.8715 | 1578.2565 | 7120.6975 | 6928.3207 | 6735.944 | 6543.5672 | 6351.1904 |  | 0 |  |  |  |  | 1 | 1 | 1 | 1 | 1 | [5 empty] | 10.3207 | 13.5342 | 570.7763 | 26826.484 | 684.9315 | 0.0094101 | 0.001417 | 0.0010325 | 0.00096224 | 0.0010281 | 0.0094101 | 0.001417 | 0.0010325 | 0.00096224 | 0.0010281 | 100000 | 100000 | 0 | 0 | 0
6196 |  |  |  | 9795.2055 |  |  |  |  | 1551.4727 | 1593.6827 | 1635.8927 | 1678.1027 | 1720.3127 | 10072.6543 | 9800.5258 | 9528.3972 | 9256.2687 | 8984.1402 |  | 0 |  |  |  |  | 1 | 1 | 1 | 1 | 1 | [5 empty] | 11.5317 | 15.7826 | 570.7763 | 26826.484 | 684.9315 | 0.0084209 | 0.0013841 | 0.00097847 | 0.00091567 | 0.00098417 | 0.0084209 | 0.0013841 | 0.00097847 | 0.00091567 | 0.00098417 | 100000 | 100000 | 0 | 0 | 0
6197 |  |  |  | 9795.2055 |  |  |  |  | 2134.8978 | 2174.7703 | 2214.6428 | 2254.5153 | 2294.3878 | 16820.364 | 16365.9355 | 15911.507 | 15457.0786 | 15002.6501 |  | 0 |  |  |  |  | 1 | 1 | 1 | 1 | 1 | [5 empty] | 12.0137 | 18.3406 | 570.7763 | 26826.484 | 684.9315 | 0.0087266 | 0.0014078 | 0.00098846 | 0.00092576 | 0.0009952 | 0.0087266 | 0.0014077 | 0.00098846 | 0.00092576 | 0.0009952 | 100000 | 100000 | 0 | 0 | 0
6198 |  |  |  | 9795.2055 |  |  |  |  | 3342.3201 | 3382.7426 | 3423.1651 | 3463.5876 | 3504.0101 | 20600.8369 | 20044.2731 | 19487.7092 | 18931.1453 | 18374.5815 |  | 0 |  |  |  |  | 1 | 1 | 1 | 1 | 1 | [5 empty] | 11.992 | 14.1219 | 570.7763 | 26826.484 | 684.9315 | 0.0097235 | 0.0014688 | 0.001029 | 0.00096827 | 0.0010124 | 0.0097235 | 0.0014688 | 0.001029 | 0.00096827 | 0.0010124 | 100000 | 100000 | 0 | 0 | 0
6199 |  |  |  | 9795.2055 |  |  |  |  | 4118.0564 | 4158.8914 | 4199.7264 | 4240.5614 | 4281.3964 | 20749.5169 | 20188.9362 | 19628.3555 | 19067.7748 | 18507.1941 |  | 0.02538 |  |  |  |  | 1 | 1 | 1 | 1 | 1 | [5 empty] | 11.7103 | 16.3577 | 570.7763 | 26826.484 | 684.9315 | 0.010098 | 0.0015046 | 0.0010449 | 0.00098731 | 0.0010416 | 0.010098 | 0.0015046 | 0.0010448 | 0.00098731 | 0.0010416 | 100000 | 100000 | 0 | 0 | 0
6200 |  |  |  | 9795.2055 |  |  |  |  | 3623.0782 | 3672.7407 | 3722.4032 | 3772.0657 | 3821.7282 | 18188.409 | 17697.0207 | 17205.6324 | 16714.244 | 16222.8557 |  | 0.05137 |  |  |  |  | 1 | 1 | 1 | 1 | 1 | [5 empty] | 10.3317 | 15.5969 | 570.7763 | 26826.484 | 684.9315 | 0.028349 | 0.0012362 | 0.00070798 | 0.00067743 | 0.00097441 | 0.028349 | 0.0012362 | 0.00070798 | 0.00067743 | 0.00097441 | 100000 | 100000 | 0 | 0 | 0
6201 |  |  |  | 9795.2055 |  |  |  |  | 3429.1441 | 3502.6491 | 3576.1541 | 3649.6591 | 3723.1641 | 16861.1794 | 16405.6483 | 15950.1171 | 15494.5859 | 15039.0548 |  | 0.07301 |  |  |  |  | 1 | 1 | 1 | 1 | 1 | [5 empty] | 9.1802 | 14.6201 | 570.7763 | 26826.484 | 684.9315 | 0.024043 | 0.00089871 | 0.00039355 | 0.00066893 | 0.00066549 | 0.024043 | 0.00089871 | 0.00039355 | 0.00066893 | 0.00066549 | 100000 | 100000 | 0 | 0 | 0
6202 |  |  |  | 9795.2055 |  |  |  |  | 3571.9575 | 3680.99 | 3790.0225 | 3899.055 | 4008.0875 | 15681.5825 | 15257.92 | 14834.2575 | 14410.595 | 13986.9325 |  | 0.07687 |  |  |  |  | 1 | 1 | 1 | 1 | 1 | [5 empty] | 8.7003 | 12.2907 | 570.7763 | 26826.484 | 684.9315 | 0.0046919 | 0.00072219 | 0.00016287 | 0.0006944 | 0.00068011 | 0.0046919 | 0.00072219 | 0.00016287 | 0.0006944 | 0.00068011 | 100000 | 100000 | 0 | 0 | 0
6203 |  |  |  | 9795.2055 |  |  |  |  | 4036.9125 | 4197.5066 | 4358.1008 | 4518.695 | 4679.2891 | 14365.6556 | 13977.5449 | 13589.4342 | 13201.3236 | 12813.2129 |  | 0.20232 |  |  |  |  | 1 | 1 | 1 | 1 | 1 | [5 empty] | 8.3384 | 13.3278 | 570.7763 | 26826.484 | 684.9315 | 0.003824 | 0.00050014 | 0.00019713 | 0.00070541 | 0.00068486 | 0.003824 | 0.00050014 | 0.00019713 | 0.00070541 | 0.00068486 | 100000 | 100000 | 0 | 0 | 0
6204 |  |  |  | 9795.2055 |  |  |  |  | 4065.3129 | 4273.6179 | 4481.9229 | 4690.2279 | 4898.5329 | 13687.2844 | 13317.5009 | 12947.7175 | 12577.9341 | 12208.1507 |  | 0.20798 |  |  |  |  | 1 | 1 | 1 | 1 | 1 | [5 empty] | 8.5191 | 15.1018 | 570.7763 | 26826.484 | 684.9315 | 0.0038187 | 0.00048185 | 0.00020645 | 0.00069974 | 0.00068213 | 0.0038187 | 0.00048185 | 0.00020645 | 0.00069974 | 0.00068212 | 100000 | 100000 | 0 | 0 | 0
6205 |  |  |  | 9795.2055 |  |  |  |  | 3984.9803 | 4246.3303 | 4507.6803 | 4769.0303 | 5030.3803 | 13390.5538 | 13028.787 | 12667.0203 | 12305.2535 | 11943.4867 |  | 0.31638 |  |  |  |  | 1 | 1 | 1 | 1 | 1 | [5 empty] | 8.7291 | 16.5709 | 570.7763 | 26826.484 | 684.9315 | 0.0037596 | 0.00047932 | 0.00020001 | 0.00069554 | 0.0006765 | 0.0037596 | 0.00047932 | 0.00020001 | 0.00069553 | 0.0006765 | 100000 | 100000 | 0 | 0 | 0
6206 |  |  |  | 9795.2055 |  |  |  |  | 3825.9381 | 4154.1106 | 4482.2831 | 4810.4556 | 5138.6281 | 13064.6595 | 12711.6973 | 12358.7351 | 12005.7729 | 11652.8106 |  | 0.3929 |  |  |  |  | 1 | 1 | 1 | 1 | 1 | [5 empty] | 8.524 | 15.1914 | 570.7763 | 26826.484 | 684.9315 | 0.0037602 | 0.00048865 | 0.00018249 | 0.00068234 | 0.00066433 | 0.0037602 | 0.00048865 | 0.00018249 | 0.00068234 | 0.00066433 | 100000 | 100000 | 0 | 0 | 0
6207 |  |  |  | 9795.2055 |  |  |  |  | 3496.4936 | 3945.4961 | 4394.4986 | 4843.5011 | 5292.5036 | 13243.2701 | 12885.4825 | 12527.6948 | 12169.9071 | 11812.1194 |  | 0.26144 |  |  |  |  | 1 | 1 | 1 | 1 | 1 | [5 empty] | 8.0699 | 11.8428 | 570.7763 | 26826.484 | 684.9315 | 0.0083038 | 0.0010334 | 0.00068986 | 0.00066797 | 0.00065822 | 0.0083038 | 0.0010334 | 0.00068986 | 0.00066797 | 0.00065822 | 100000 | 100000 | 0 | 0 | 0
6208 |  |  |  | 9795.2055 |  |  |  |  | 3498.1165 | 4135.404 | 4772.6915 | 5409.979 | 6047.2665 | 13842.1736 | 13468.2056 | 13094.2377 | 12720.2697 | 12346.3017 |  | 0.15748 |  |  |  |  | 1 | 1 | 1 | 1 | 1 | [5 empty] | 7.8922 | 12.9575 | 570.7763 | 26826.484 | 684.9315 | 0.02843 | 0.0020005 | 0.0014959 | 0.0013555 | 0.0013976 | 0.02843 | 0.0020005 | 0.0014959 | 0.0013555 | 0.0013976 | 100000 | 100000 | 0 | 0 | 0
6209 |  |  |  | 9795.2055 |  |  |  |  | 4136.7196 | 4899.5396 | 5662.3596 | 6425.1796 | 7187.9996 | 14637.1997 | 14241.7529 | 13846.306 | 13450.8591 | 13055.4123 |  | 0.07022 |  |  |  |  | 1 | 1 | 1 | 1 | 1 | [5 empty] | 7.8975 | 12.5664 | 570.7763 | 26826.484 | 684.9315 | 0.059756 | 0.048128 | 0.035235 | 0.012489 | 0.01053 | 0.059756 | 0.048128 | 0.035235 | 0.012489 | 0.01053 | 100000 | 100000 | 0 | 0 | 0
6210 |  |  |  | 9795.2055 |  |  |  |  | 5057.7036 | 5899.1703 | 6740.6369 | 7582.1036 | 8423.5703 | 15711.0953 | 15286.6355 | 14862.1757 | 14437.7158 | 14013.256 |  | 0.01053 |  |  |  |  | 1 | 1 | 1 | 1 | 1 | [5 empty] | 8.5462 | 13.6283 | 570.7763 | 26826.484 | 684.9315 | 0.063398 | 0.049297 | 0.039542 | 0.047622 | 0.044155 | 0.063398 | 0.049297 | 0.039542 | 0.047622 | 0.044155 | 100000 | 100000 | 0 | 0 | 0
6211 |  |  |  | 9795.2055 |  |  |  |  | 5869.1433 | 6644.6133 | 7420.0833 | 8195.5533 | 8971.0233 | 17062.3953 | 16601.428 | 16140.4607 | 15679.4934 | 15218.5261 |  | 0 |  |  |  |  | 1 | 1 | 1 | 1 | 1 | [5 empty] | 9.5599 | 13.2353 | 570.7763 | 26826.484 | 684.9315 | 0.064434 | 0.049898 | 0.041631 | 0.04876 | 0.044261 | 0.064434 | 0.049898 | 0.041631 | 0.04876 | 0.044261 | 100000 | 100000 | 0 | 0 | 0
6212 |  |  |  | 9795.2055 |  |  |  |  | 5637.0715 | 6247.3282 | 6857.5849 | 7467.8415 | 8078.0982 | 17037.6268 | 16577.3287 | 16117.0305 | 15656.7323 | 15196.4342 |  | 0 |  |  |  |  | 1 | 1 | 1 | 1 | 1 | [5 empty] | 9.2127 | 12.9389 | 570.7763 | 26826.484 | 684.9315 | 0.065119 | 0.049912 | 0.041659 | 0.048747 | 0.044257 | 0.065119 | 0.049912 | 0.041659 | 0.048747 | 0.044257 | 100000 | 100000 | 0 | 0 | 0
6213 |  |  |  | 9795.2055 |  |  |  |  | 4968.4452 | 5495.7369 | 6023.0286 | 6550.3202 | 7077.6119 | 15835.0755 | 15407.2662 | 14979.4568 | 14551.6475 | 14123.8381 |  | 0 |  |  |  |  | 1 | 1 | 1 | 1 | 1 | [5 empty] | 8.4328 | 12.3807 | 570.7763 | 26826.484 | 684.9315 | 0.065193 | 0.048355 | 0.038559 | 0.046375 | 0.043925 | 0.065193 | 0.048355 | 0.038559 | 0.046375 | 0.043925 | 100000 | 100000 | 0 | 0 | 0
6214 |  |  |  | 9795.2055 |  |  |  |  | 4599.2402 | 5059.0227 | 5518.8052 | 5978.5877 | 6438.3702 | 12044.765 | 11719.3568 | 11393.9486 | 11068.5404 | 10743.1323 |  | 0 |  |  |  |  | 1 | 1 | 1 | 1 | 1 | [5 empty] | 7.8758 | 9.6619 | 570.7763 | 26826.484 | 684.9315 | 0.063725 | 0.047195 | 0.033967 | 0.044634 | 0.043738 | 0.063725 | 0.047195 | 0.033967 | 0.044634 | 0.043738 | 100000 | 100000 | 0 | 0 | 0
6215 |  |  |  | 9795.2055 |  |  |  |  | 3215.7355 | 3593.1305 | 3970.5255 | 4347.9205 | 4725.3155 | 7099.9751 | 6908.1582 | 6716.3413 | 6524.5243 | 6332.7074 |  | 0 |  |  |  |  | 1 | 1 | 1 | 1 | 1 | [5 empty] | 7.732 | 13.6047 | 570.7763 | 26826.484 | 684.9315 | 0.060792 | 0.046484 | 0.033354 | 0.044548 | 0.043677 | 0.060792 | 0.046484 | 0.033354 | 0.044548 | 0.043677 | 100000 | 100000 | 0 | 0 | 0
6216 |  |  |  | 9795.2055 |  |  |  |  | 2257.6499 | 2457.7049 | 2657.7599 | 2857.8149 | 3057.8699 | 5851.9857 | 5693.8851 | 5535.7846 | 5377.684 | 5219.5835 |  | 0 |  |  |  |  | 1 | 1 | 1 | 1 | 1 | [5 empty] | 7.8825 | 11.9988 | 570.7763 | 26826.484 | 684.9315 | 0.06094 | 0.046839 | 0.034586 | 0.044568 | 0.04366 | 0.06094 | 0.046839 | 0.034586 | 0.044568 | 0.04366 | 100000 | 100000 | 0 | 0 | 0
6217 |  |  |  | 9795.2055 |  |  |  |  | 1688.556 | 1787.2219 | 1885.8877 | 1984.5535 | 2083.2194 | 6272.6816 | 6103.2153 | 5933.749 | 5764.2827 | 5594.8164 |  | 0 |  |  |  |  | 1 | 1 | 1 | 1 | 1 | [5 empty] | 7.9992 | 11.5979 | 570.7763 | 26826.484 | 684.9315 | 0.062445 | 0.048202 | 0.035699 | 0.044578 | 0.043665 | 0.062445 | 0.048202 | 0.035699 | 0.044578 | 0.043665 | 100000 | 100000 | 0 | 0 | 0
6218 |  |  |  | 9795.2055 |  |  |  |  | 1446.7522 | 1496.4147 | 1546.0772 | 1595.7397 | 1645.4022 | 6530.6824 | 6354.2458 | 6177.8092 | 6001.3726 | 5824.936 |  | 0 |  |  |  |  | 1 | 1 | 1 | 1 | 1 | [5 empty] | 8.1093 | 13.3947 | 570.7763 | 26826.484 | 684.9315 | 0.063062 | 0.048574 | 0.034484 | 0.044528 | 0.043723 | 0.063062 | 0.048574 | 0.034484 | 0.044528 | 0.043723 | 100000 | 100000 | 0 | 0 | 0
6219 |  |  |  | 9795.2055 |  |  |  |  | 1417.4427 | 1458.6902 | 1499.9377 | 1541.1852 | 1582.4327 | 7668.1815 | 7461.0135 | 7253.8456 | 7046.6777 | 6839.5098 |  | 0 |  |  |  |  | 1 | 1 | 1 | 1 | 1 | [5 empty] | 8.393 | 13.3835 | 570.7763 | 26826.484 | 684.9315 | 0.062616 | 0.047957 | 0.033682 | 0.044405 | 0.043737 | 0.062616 | 0.047957 | 0.033682 | 0.044405 | 0.043737 | 100000 | 100000 | 0 | 0 | 0
6220 |  |  |  | 9795.2055 |  |  |  |  | 1556.663 | 1596.948 | 1637.233 | 1677.518 | 1717.803 | 10846.7285 | 10553.6872 | 10260.6458 | 9967.6045 | 9674.5631 |  | 0 |  |  |  |  | 1 | 1 | 1 | 1 | 1 | [5 empty] | 8.5052 | 13.1541 | 570.7763 | 26826.484 | 684.9315 | 0.059211 | 0.042819 | 0.024852 | 0.019048 | 0.038926 | 0.059211 | 0.042819 | 0.024851 | 0.019048 | 0.038926 | 100000 | 100000 | 0 | 0 | 0
6221 |  |  |  | 9795.2055 |  |  |  |  | 2142.04 | 2182.875 | 2223.71 | 2264.545 | 2305.38 | 18118.0704 | 17628.5824 | 17139.0944 | 16649.6063 | 16160.1183 |  | 0 |  |  |  |  | 1 | 1 | 1 | 1 | 1 | [5 empty] | 8.1601 | 14.6226 | 570.7763 | 26826.484 | 684.9315 | 0.059188 | 0.043243 | 0.025807 | 0.019661 | 0.039764 | 0.059188 | 0.043243 | 0.025807 | 0.019661 | 0.039764 | 100000 | 100000 | 0 | 0 | 0
6222 |  |  |  | 9795.2055 |  |  |  |  | 3353.5016 | 3397.0866 | 3440.6716 | 3484.2566 | 3527.8416 | 22192.4755 | 21592.911 | 20993.3466 | 20393.7821 | 19794.2176 |  | 0 |  |  |  |  | 1 | 1 | 1 | 1 | 1 | [5 empty] | 7.6445 | 15.3593 | 570.7763 | 26826.484 | 684.9315 | 0.059693 | 0.045973 | 0.032835 | 0.023962 | 0.041829 | 0.059693 | 0.045973 | 0.032835 | 0.023962 | 0.041829 | 100000 | 100000 | 0 | 0 | 0
6223 |  |  |  | 9795.2055 |  |  |  |  | 4131.8331 | 4174.1806 | 4216.5281 | 4258.8756 | 4301.2231 | 22355.6395 | 21751.6669 | 21147.6943 | 20543.7217 | 19939.7491 |  | 0.02494 |  |  |  |  | 1 | 1 | 1 | 1 | 1 | [5 empty] | 7.5579 | 15.354 | 570.7763 | 26826.484 | 684.9315 | 0.061026 | 0.04796 | 0.035535 | 0.029026 | 0.043011 | 0.061026 | 0.04796 | 0.035535 | 0.029026 | 0.043011 | 100000 | 100000 | 0 | 0 | 0
6224 |  |  |  | 9795.2055 |  |  |  |  | 3635.199 | 3685.5215 | 3735.844 | 3786.1665 | 3836.489 | 19593.2195 | 19063.878 | 18534.5365 | 18005.195 | 17475.8535 |  | 0.1494 |  |  |  |  | 1 | 1 | 1 | 1 | 1 | [5 empty] | 6.0329 | 15.7346 | 570.7763 | 26826.484 | 684.9315 | 0.061056 | 0.042397 | 0.019842 | 0.013274 | 0.037953 | 0.061056 | 0.042397 | 0.019842 | 0.013274 | 0.037953 | 100000 | 100000 | 0 | 0 | 0
6225 |  |  |  | 9795.2055 |  |  |  |  | 3440.6161 | 3516.3486 | 3592.0811 | 3667.8136 | 3743.5461 | 18162.7756 | 17672.0798 | 17181.3839 | 16690.6881 | 16199.9923 |  | 0.39637 |  |  |  |  | 1 | 1 | 1 | 1 | 1 | [5 empty] | 5.5135 | 16.1775 | 570.7763 | 26826.484 | 684.9315 | 0.05507 | 0.0017521 | 0.0019354 | 0.001023 | 0.0013233 | 0.05507 | 0.0017521 | 0.0019354 | 0.001023 | 0.0013233 | 100000 | 100000 | 0 | 0 | 0
6226 |  |  |  | 9795.2055 |  |  |  |  | 3583.9073 | 3694.0123 | 3804.1173 | 3914.2223 | 4024.3273 | 16891.3956 | 16435.0481 | 15978.7006 | 15522.3532 | 15066.0057 |  | 0.33765 |  |  |  |  | 1 | 1 | 1 | 1 | 1 | [5 empty] | 5.7054 | 16.2988 | 570.7763 | 26826.484 | 684.9315 | 0.050447 | 0.00050329 | 0.00030341 | 0.00078016 | 0.00068282 | 0.050447 | 0.00050329 | 0.00030341 | 0.00078016 | 0.00068282 | 100000 | 100000 | 0 | 0 | 0
6227 |  |  |  | 9795.2055 |  |  |  |  | 4050.4177 | 4208.261 | 4366.1044 | 4523.9477 | 4681.791 | 15472.9771 | 15054.9504 | 14636.9237 | 14218.897 | 13800.8703 |  | 0.52461 |  |  |  |  | 1 | 1 | 1 | 1 | 1 | [5 empty] | 5.6839 | 17.2638 | 570.7763 | 26826.484 | 684.9315 | 0.040172 | 0.00050517 | 0.00031625 | 0.00070675 | 0.00068723 | 0.040172 | 0.00050517 | 0.00031625 | 0.00070675 | 0.00068723 | 100000 | 100000 | 0 | 0 | 0
6228 |  |  |  | 9795.2055 |  |  |  |  | 4078.9131 | 4276.9056 | 4474.8981 | 4672.8906 | 4870.8831 | 14741.4153 | 14343.1529 | 13944.8905 | 13546.6281 | 13148.3657 |  | 0.55303 |  |  |  |  | 1 | 1 | 1 | 1 | 1 | [5 empty] | 5.684 | 18.4326 | 570.7763 | 26826.484 | 684.9315 | 0.039893 | 0.00050443 | 0.00031582 | 0.00069489 | 0.00068182 | 0.039893 | 0.00050443 | 0.00031582 | 0.00069489 | 0.00068182 | 100000 | 100000 | 0 | 0 | 0
6229 |  |  |  | 9795.2055 |  |  |  |  | 3998.3118 | 4258.7818 | 4519.2518 | 4779.7218 | 5040.1918 | 14422.1551 | 14032.518 | 13642.8809 | 13253.2438 | 12863.6067 |  | 0.49086 |  |  |  |  | 1 | 1 | 1 | 1 | 1 | [5 empty] | 5.5807 | 18.6222 | 570.7763 | 26826.484 | 684.9315 | 0.039622 | 0.00050377 | 0.00030512 | 0.00069471 | 0.0006812 | 0.039622 | 0.00050377 | 0.00030512 | 0.00069471 | 0.0006812 | 100000 | 100000 | 0 | 0 | 0
6230 |  |  |  | 9795.2055 |  |  |  |  | 3838.7376 | 4158.3301 | 4477.9226 | 4797.5151 | 5117.1076 | 14071.5818 | 13691.416 | 13311.2502 | 12931.0844 | 12550.9185 |  | 0.11472 |  |  |  |  | 1 | 1 | 1 | 1 | 1 | [5 empty] | 5.6208 | 11.6756 | 570.7763 | 26826.484 | 684.9315 | 0.038513 | 0.00049156 | 0.00049752 | 0.00069627 | 0.00067885 | 0.038513 | 0.00049156 | 0.00049752 | 0.00069628 | 0.00067885 | 100000 | 100000 | 0 | 0 | 0
6231 |  |  |  | 9795.2055 |  |  |  |  | 3508.1909 | 3948.6134 | 4389.0359 | 4829.4584 | 5269.8809 | 14264.4577 | 13879.081 | 13493.7044 | 13108.3277 | 12722.9511 |  | 0.39197 |  |  |  |  | 1 | 1 | 1 | 1 | 1 | [5 empty] | 5.9125 | 13.6039 | 570.7763 | 26826.484 | 684.9315 | 0.039429 | 0.00083116 | 0.00078593 | 0.00068743 | 0.00067119 | 0.039429 | 0.00083116 | 0.00078593 | 0.00068743 | 0.00067119 | 100000 | 100000 | 0 | 0 | 0
6232 |  |  |  | 9795.2055 |  |  |  |  | 3509.8192 | 4126.4834 | 4743.1476 | 5359.8117 | 5976.4759 | 14910.4748 | 14507.645 | 14104.8151 | 13701.9853 | 13299.1555 |  | 0.2149 |  |  |  |  | 1 | 1 | 1 | 1 | 1 | [5 empty] | 5.7063 | 16.1518 | 570.7763 | 26826.484 | 684.9315 | 0.053363 | 0.02439 | 0.010935 | 0.0021341 | 0.0016377 | 0.053363 | 0.02439 | 0.010935 | 0.0021341 | 0.0016377 | 100000 | 100000 | 0 | 0 | 0
6233 |  |  |  | 9795.2055 |  |  |  |  | 4150.5587 | 4923.8287 | 5697.0987 | 6470.3687 | 7243.6387 | 15767.2887 | 15341.3107 | 14915.3327 | 14489.3548 | 14063.3768 |  | 0.12249 |  |  |  |  | 1 | 1 | 1 | 1 | 1 | [5 empty] | 5.6927 | 15.3518 | 570.7763 | 26826.484 | 684.9315 | 0.061075 | 0.049547 | 0.024531 | 0.020638 | 0.014652 | 0.061075 | 0.049547 | 0.02453 | 0.020638 | 0.014652 | 100000 | 100000 | 0 | 0 | 0
6234 |  |  |  | 9795.2055 |  |  |  |  | 5074.6238 | 5883.0921 | 6691.5605 | 7500.0288 | 8308.4971 | 16924.0753 | 16466.8449 | 16009.6145 | 15552.3842 | 15095.1538 |  | 0.00964 |  |  |  |  | 1 | 1 | 1 | 1 | 1 | [5 empty] | 5.2316 | 17.129 | 570.7763 | 26826.484 | 684.9315 | 0.061284 | 0.05011 | 0.039794 | 0.025663 | 0.041501 | 0.061284 | 0.05011 | 0.039794 | 0.025663 | 0.041501 | 100000 | 100000 | 0 | 0 | 0
6235 |  |  |  | 9795.2055 |  |  |  |  | 5888.7781 | 6643.569 | 7398.3598 | 8153.1506 | 8907.9415 | 18379.7024 | 17883.1459 | 17386.5895 | 16890.0331 | 16393.4766 |  | 0 |  |  |  |  | 1 | 1 | 1 | 1 | 1 | [5 empty] | 5.8502 | 16.0331 | 570.7763 | 26826.484 | 684.9315 | 0.061856 | 0.05058 | 0.039879 | 0.033491 | 0.042102 | 0.061856 | 0.05058 | 0.039879 | 0.033491 | 0.042102 | 100000 | 100000 | 0 | 0 | 0
6236 |  |  |  | 9795.2055 |  |  |  |  | 5655.93 | 6274.5458 | 6893.1617 | 7511.7775 | 8130.3933 | 18351.786 | 17855.9837 | 17360.1815 | 16864.3793 | 16368.5771 |  | 0 |  |  |  |  | 1 | 1 | 1 | 1 | 1 | [5 empty] | 4.9798 | 14.6441 | 570.7763 | 26826.484 | 684.9315 | 0.061196 | 0.050355 | 0.039624 | 0.020905 | 0.041188 | 0.061196 | 0.050355 | 0.039624 | 0.020905 | 0.041188 | 100000 | 100000 | 0 | 0 | 0
6237 |  |  |  | 9795.2055 |  |  |  |  | 4985.0668 | 5524.871 | 6064.6752 | 6604.4793 | 7144.2835 | 17054.9885 | 16594.2213 | 16133.4541 | 15672.6869 | 15211.9197 |  | 0 |  |  |  |  | 1 | 1 | 1 | 1 | 1 | [5 empty] | 6.5663 | 16.212 | 570.7763 | 26826.484 | 684.9315 | 0.061065 | 0.050475 | 0.038683 | 0.020442 | 0.038042 | 0.061065 | 0.050475 | 0.038683 | 0.020442 | 0.038042 | 100000 | 100000 | 0 | 0 | 0
6238 |  |  |  | 9795.2055 |  |  |  |  | 4614.6266 | 5075.9208 | 5537.215 | 5998.5091 | 6459.8033 | 12969.6902 | 12619.2937 | 12268.8973 | 11918.5008 | 11568.1043 |  | 0 |  |  |  |  | 1 | 1 | 1 | 1 | 1 | [5 empty] | 5.8661 | 16.2324 | 570.7763 | 26826.484 | 684.9315 | 0.060477 | 0.048785 | 0.029023 | 0.019759 | 0.03306 | 0.060477 | 0.048785 | 0.029023 | 0.019759 | 0.03306 | 100000 | 100000 | 0 | 0 | 0
6239 |  |  |  | 9795.2055 |  |  |  |  | 3226.4935 | 3637.4927 | 4048.4919 | 4459.491 | 4870.4902 | 7642.2951 | 7435.8265 | 7229.3579 | 7022.8894 | 6816.4208 |  | 0 |  |  |  |  | 1 | 1 | 1 | 1 | 1 | [5 empty] | 6.1384 | 13.4486 | 570.7763 | 26826.484 | 684.9315 | 0.060806 | 0.048346 | 0.027874 | 0.017888 | 0.032116 | 0.060806 | 0.048346 | 0.027874 | 0.017888 | 0.032116 | 100000 | 100000 | 0 | 0 | 0
6240 |  |  |  | 9795.2055 |  |  |  |  | 2495.6508 | 2811.2283 | 3126.8058 | 3442.3833 | 3757.9608 | 6663.7068 | 6483.6763 | 6303.6459 | 6123.6154 | 5943.5849 |  | 0 |  |  |  |  | 1 | 1 | 1 | 1 | 1 | [5 empty] | 3.2516 | 14.1647 | 570.7763 | 26826.484 | 684.9315 | 0.06076 | 0.048565 | 0.027956 | 0.017752 | 0.03193 | 0.06076 | 0.048565 | 0.027956 | 0.017752 | 0.03193 | 100000 | 100000 | 0 | 0 | 0
6241 |  |  |  | 9795.2055 |  |  |  |  | 1796.3784 | 1969.0434 | 2141.7084 | 2314.3734 | 2487.0384 | 7145.2365 | 6952.1968 | 6759.157 | 6566.1173 | 6373.0775 |  | 0 |  |  |  |  | 1 | 1 | 1 | 1 | 1 | [5 empty] | 1.7344 | 13.8995 | 570.7763 | 26826.484 | 684.9315 | 0.061462 | 0.049515 | 0.028179 | 0.018085 | 0.031755 | 0.061462 | 0.049515 | 0.028179 | 0.018085 | 0.031755 | 100000 | 100000 | 0 | 0 | 0
6242 |  |  |  | 9795.2055 |  |  |  |  | 1445.9253 | 1553.8853 | 1661.8453 | 1769.8053 | 1877.7653 | 7441.0167 | 7239.986 | 7038.9553 | 6837.9246 | 6636.8938 |  | 0 |  |  |  |  | 1 | 1 | 1 | 1 | 1 | [5 empty] | 1.0494 | 15.6014 | 570.7763 | 26826.484 | 684.9315 | 0.060513 | 0.048619 | 0.028149 | 0.018564 | 0.031867 | 0.060513 | 0.048619 | 0.028149 | 0.018564 | 0.031867 | 100000 | 100000 | 0 | 0 | 0
6243 |  |  |  | 9795.2055 |  |  |  |  | 1376.4882 | 1435.1982 | 1493.9082 | 1552.6182 | 1611.3282 | 8737.7132 | 8501.6502 | 8265.5872 | 8029.5242 | 7793.4612 |  | 0 |  |  |  |  | 1 | 1 | 1 | 1 | 1 | [5 empty] | 0.31299 | 16.1461 | 570.7763 | 26826.484 | 684.9315 | 0.061496 | 0.049156 | 0.02814 | 0.018748 | 0.032285 | 0.061496 | 0.049156 | 0.02814 | 0.018748 | 0.032285 | 100000 | 100000 | 0 | 0 | 0
6244 |  |  |  | 9795.2055 |  |  |  |  | 1481.0523 | 1530.2198 | 1579.3873 | 1628.5548 | 1677.7223 | 12358.8394 | 12024.946 | 11691.0527 | 11357.1593 | 11023.2659 |  | 0 |  |  |  |  | 1 | 1 | 1 | 1 | 1 | [5 empty] | 0.82365 | 13.5654 | 570.7763 | 26826.484 | 684.9315 | 0.058409 | 0.043931 | 0.021242 | 0.016515 | 0.016755 | 0.058409 | 0.043931 | 0.021242 | 0.016515 | 0.016755 | 100000 | 100000 | 0 | 0 | 0
6245 |  |  |  | 9795.2055 |  |  |  |  | 1815.1673 | 1865.3248 | 1915.4823 | 1965.6398 | 2015.7973 | 20654.0719 | 20096.0698 | 19538.0677 | 18980.0656 | 18422.0635 |  | 0 |  |  |  |  | 1 | 1 | 1 | 1 | 1 | [5 empty] | 1.4246 | 13.4133 | 570.7763 | 26826.484 | 684.9315 | 0.057917 | 0.044563 | 0.02092 | 0.014905 | 0.018446 | 0.057917 | 0.044563 | 0.02092 | 0.014905 | 0.018446 | 100000 | 100000 | 0 | 0 | 0
6246 |  |  |  | 9795.2055 |  |  |  |  | 2421.3122 | 2463.2472 | 2505.1822 | 2547.1172 | 2589.0522 | 25303.3306 | 24619.7215 | 23936.1124 | 23252.5033 | 22568.8942 |  | 0 |  |  |  |  | 1 | 1 | 1 | 1 | 1 | [5 empty] | 0.87933 | 13.8704 | 570.7763 | 26826.484 | 684.9315 | 0.059115 | 0.035924 | 0.023286 | 0.016257 | 0.018259 | 0.059115 | 0.035924 | 0.023286 | 0.016257 | 0.018259 | 100000 | 100000 | 0 | 0 | 0
6247 |  |  |  | 9795.2055 |  |  |  |  | 3113.2324 | 3154.2049 | 3195.1774 | 3236.1499 | 3277.1224 | 25495.3931 | 24806.5951 | 24117.7972 | 23428.9992 | 22740.2013 |  | 0.07691 |  |  |  |  | 1 | 1 | 1 | 1 | 1 | [5 empty] | 0.43416 | 13.4821 | 570.7763 | 26826.484 | 684.9315 | 0.058035 | 0.026627 | 0.019407 | 0.012783 | 0.013934 | 0.058035 | 0.026627 | 0.019407 | 0.012783 | 0.013934 | 100000 | 100000 | 0 | 0 | 0
6248 |  |  |  | 9795.2055 |  |  |  |  | 3364.8398 | 3439.0873 | 3513.3348 | 3587.5823 | 3661.8298 | 22338.8324 | 21735.3139 | 21131.7954 | 20528.2769 | 19924.7583 |  | 0.25673 |  |  |  |  | 1 | 1 | 1 | 1 | 1 | [5 empty] | 1.003 | 15.8902 | 570.7763 | 26826.484 | 684.9315 | 0.055246 | 0.02193 | 0.014068 | 0.0015258 | 0.0020229 | 0.055246 | 0.02193 | 0.014068 | 0.0015258 | 0.0020229 | 100000 | 100000 | 0 | 0 | 0
6249 |  |  |  | 9795.2055 |  |  |  |  | 3948.1114 | 4071.0314 | 4193.9514 | 4316.8714 | 4439.7914 | 20706.5242 | 20147.105 | 19587.6859 | 19028.2667 | 18468.8475 |  | 0.46031 |  |  |  |  | 1 | 1 | 1 | 1 | 1 | [5 empty] | 0.16608 | 15.1254 | 570.7763 | 26826.484 | 684.9315 | 0.038748 | 0.0014544 | 0.00097703 | 0.00067148 | 0.00064597 | 0.038748 | 0.0014544 | 0.00097702 | 0.00067148 | 0.00064597 | 100000 | 100000 | 0 | 0 | 0
6250 |  |  |  | 9795.2055 |  |  |  |  | 4355.7479 | 4596.9954 | 4838.2429 | 5079.4904 | 5320.7379 | 19255.6273 | 18735.4064 | 18215.1854 | 17694.9645 | 17174.7436 |  | 0.59666 |  |  |  |  | 1 | 1 | 1 | 1 | 1 | [5 empty] | 0.74452 | 13.4778 | 570.7763 | 26826.484 | 684.9315 | 0.036953 | 0.00046263 | 0.00049034 | 0.00067922 | 0.00065903 | 0.036953 | 0.00046263 | 0.00049034 | 0.00067922 | 0.00065903 | 100000 | 100000 | 0 | 0 | 0
6251 |  |  |  | 9795.2055 |  |  |  |  | 4892.4558 | 5195.9608 | 5499.4658 | 5802.9708 | 6106.4758 | 17636.7275 | 17160.2437 | 16683.7599 | 16207.2761 | 15730.7923 |  | 0.62896 |  |  |  |  | 1 | 1 | 1 | 1 | 1 | [5 empty] | 1.1028 | 11.939 | 570.7763 | 26826.484 | 684.9315 | 0.040205 | 0.00048222 | 0.00051922 | 0.00068778 | 0.00067295 | 0.040205 | 0.00048222 | 0.00051922 | 0.00068778 | 0.00067295 | 100000 | 100000 | 0 | 0 | 0
6252 |  |  |  | 9795.2055 |  |  |  |  | 4799.3284 | 5235.9018 | 5672.4751 | 6109.0484 | 6545.6218 | 16801.0515 | 16347.1448 | 15893.2381 | 15439.3314 | 14985.4247 |  | 0.53131 |  |  |  |  | 1 | 1 | 1 | 1 | 1 | [5 empty] | 1.7058 | 12.1602 | 570.7763 | 26826.484 | 684.9315 | 0.050374 | 0.00051612 | 0.00055738 | 0.0006902 | 0.00068214 | 0.050374 | 0.00051612 | 0.00055739 | 0.0006902 | 0.00068214 | 100000 | 100000 | 0 | 0 | 0
6253 |  |  |  | 9795.2055 |  |  |  |  | 4593.4679 | 5093.0137 | 5592.5595 | 6092.1054 | 6591.6512 | 16437.8349 | 15993.741 | 15549.6472 | 15105.5534 | 14661.4595 |  | 0.36361 |  |  |  |  | 1 | 1 | 1 | 1 | 1 | [5 empty] | 1.6014 | 11.5941 | 570.7763 | 26826.484 | 684.9315 | 0.048745 | 0.00050362 | 0.00054436 | 0.00069735 | 0.00068511 | 0.048745 | 0.00050362 | 0.00054436 | 0.00069735 | 0.00068511 | 100000 | 100000 | 0 | 0 | 0
6254 |  |  |  | 9795.2055 |  |  |  |  | 4747.8633 | 5259.4816 | 5771.1 | 6282.7183 | 6794.3366 | 16039.1249 | 15605.8028 | 15172.4807 | 14739.1587 | 14305.8366 |  | 0.43327 |  |  |  |  | 1 | 1 | 1 | 1 | 1 | [5 empty] | 1.8845 | 11.1737 | 570.7763 | 26826.484 | 684.9315 | 0.04897 | 0.00047871 | 0.00050547 | 0.00067885 | 0.00066411 | 0.04897 | 0.00047871 | 0.00050547 | 0.00067884 | 0.00066411 | 100000 | 100000 | 0 | 0 | 0
6255 |  |  |  | 9795.2055 |  |  |  |  | 4870.3993 | 5360.0443 | 5849.6893 | 6339.3343 | 6828.9793 | 16259.9739 | 15820.6853 | 15381.3966 | 14942.108 | 14502.8193 |  | 0.41505 |  |  |  |  | 1 | 1 | 1 | 1 | 1 | [5 empty] | 1.8619 | 12.5128 | 570.7763 | 26826.484 | 684.9315 | 0.052685 | 0.0011543 | 0.00096698 | 0.00067407 | 0.00065122 | 0.052685 | 0.0011543 | 0.00096698 | 0.00067407 | 0.00065122 | 100000 | 100000 | 0 | 0 | 0
6256 |  |  |  | 9795.2055 |  |  |  |  | 5046.8512 | 5520.5471 | 5994.2429 | 6467.9387 | 6941.6346 | 16998.24 | 16539.006 | 16079.7719 | 15620.5378 | 15161.3038 |  | 0.20309 |  |  |  |  | 1 | 1 | 1 | 1 | 1 | [5 empty] | 2.1221 | 11.4712 | 570.7763 | 26826.484 | 684.9315 | 0.060602 | 0.023831 | 0.0015589 | 0.0014011 | 0.0088571 | 0.060602 | 0.023831 | 0.0015589 | 0.0014011 | 0.0088571 | 100000 | 100000 | 0 | 0 | 0
6257 |  |  |  | 9795.2055 |  |  |  |  | 5632.5735 | 6139.1035 | 6645.6335 | 7152.1635 | 7658.6935 | 17975.8897 | 17490.2429 | 17004.5961 | 16518.9493 | 16033.3025 |  | 0.06869 |  |  |  |  | 1 | 1 | 1 | 1 | 1 | [5 empty] | 3.5132 | 11.4667 | 570.7763 | 26826.484 | 684.9315 | 0.075774 | 0.049264 | 0.048496 | 0.043312 | 0.043835 | 0.075774 | 0.049264 | 0.048496 | 0.043312 | 0.043835 | 100000 | 100000 | 0 | 0 | 0
6258 |  |  |  | 9795.2055 |  |  |  |  | 6139.0559 | 6650.5359 | 7162.0159 | 7673.4959 | 8184.9759 | 19294.6711 | 18773.3953 | 18252.1196 | 17730.8438 | 17209.5681 |  | 0.00067 |  |  |  |  | 1 | 1 | 1 | 1 | 1 | [5 empty] | 5.1088 | 12.453 | 570.7763 | 26826.484 | 684.9315 | 0.076639 | 0.051842 | 0.061002 | 0.047518 | 0.044481 | 0.076639 | 0.051842 | 0.061002 | 0.047518 | 0.044481 | 100000 | 100000 | 0 | 0 | 0
6259 |  |  |  | 9795.2055 |  |  |  |  | 6306.5218 | 6773.7834 | 7241.0451 | 7708.3068 | 8175.5684 | 20954.1902 | 20388.08 | 19821.9697 | 19255.8595 | 18689.7492 |  | 0 |  |  |  |  | 1 | 1 | 1 | 1 | 1 | [5 empty] | 5.806 | 11.6948 | 570.7763 | 26826.484 | 684.9315 | 0.077272 | 0.052303 | 0.063584 | 0.060018 | 0.044688 | 0.077272 | 0.052303 | 0.063584 | 0.060018 | 0.044688 | 100000 | 100000 | 0 | 0 | 0
6260 |  |  |  | 9795.2055 |  |  |  |  | 5659.5315 | 6078.8623 | 6498.1931 | 6917.524 | 7336.8548 | 20919.8786 | 20354.6953 | 19789.512 | 19224.3288 | 18659.1455 |  | 0 |  |  |  |  | 1 | 1 | 1 | 1 | 1 | [5 empty] | 4.6215 | 11.3533 | 570.7763 | 26826.484 | 684.9315 | 0.078311 | 0.052722 | 0.062344 | 0.059275 | 0.044743 | 0.078311 | 0.052722 | 0.062344 | 0.059275 | 0.044743 | 100000 | 100000 | 0 | 0 | 0
6261 |  |  |  | 9795.2055 |  |  |  |  | 4892.4558 | 5277.6058 | 5662.7558 | 6047.9058 | 6433.0558 | 19438.6143 | 18913.4497 | 18388.2851 | 17863.1205 | 17337.9559 |  | 0 |  |  |  |  | 1 | 1 | 1 | 1 | 1 | [5 empty] | 4.0931 | 10.2938 | 570.7763 | 26826.484 | 684.9315 | 0.077587 | 0.053007 | 0.060416 | 0.051128 | 0.04474 | 0.077587 | 0.053006 | 0.060416 | 0.051128 | 0.04474 | 100000 | 100000 | 0 | 0 | 0
6262 |  |  |  | 9795.2055 |  |  |  |  | 4887.5544 | 5242.0702 | 5596.586 | 5951.1019 | 6305.6177 | 14776.341 | 14377.135 | 13977.929 | 13578.723 | 13179.517 |  | 0 |  |  |  |  | 1 | 1 | 1 | 1 | 1 | [5 empty] | 4.6471 | 11.0469 | 570.7763 | 26826.484 | 684.9315 | 0.075255 | 0.057294 | 0.059648 | 0.047512 | 0.044618 | 0.075255 | 0.057294 | 0.059648 | 0.047512 | 0.044618 | 100000 | 100000 | 0 | 0 | 0
6263 |  |  |  | 9795.2055 |  |  |  |  | 3775.744 | 4114.1465 | 4452.549 | 4790.9515 | 5129.354 | 8701.0328 | 8465.9608 | 8230.8888 | 7995.8168 | 7760.7447 |  | 0 |  |  |  |  | 1 | 1 | 1 | 1 | 1 | [5 empty] | 2.2267 | 10.8162 | 570.7763 | 26826.484 | 684.9315 | 0.074357 | 0.056745 | 0.059175 | 0.047069 | 0.044549 | 0.074357 | 0.056745 | 0.059175 | 0.047069 | 0.044549 | 100000 | 100000 | 0 | 0 | 0
6264 |  |  |  | 9795.2055 |  |  |  |  | 2828.7749 | 3186.7558 | 3544.7366 | 3902.7174 | 4260.6983 | 7041.7157 | 6851.4727 | 6661.2297 | 6470.9868 | 6280.7438 |  | 0 |  |  |  |  | 1 | 1 | 1 | 1 | 1 | [5 empty] | 0.57654 | 10.5359 | 570.7763 | 26826.484 | 684.9315 | 0.076567 | 0.061207 | 0.059518 | 0.047359 | 0.044537 | 0.076567 | 0.061207 | 0.059518 | 0.047359 | 0.044537 | 100000 | 100000 | 0 | 0 | 0
6265 |  |  |  | 9795.2055 |  |  |  |  | 2159.902 | 2483.8395 | 2807.777 | 3131.7145 | 3455.652 | 7551.7026 | 7347.6815 | 7143.6605 | 6939.6394 | 6735.6183 |  | 0 |  |  |  |  | 1 | 1 | 1 | 1 | 1 | [5 empty] | 0.68435 | 10.5358 | 570.7763 | 26826.484 | 684.9315 | 0.079016 | 0.062162 | 0.060299 | 0.047793 | 0.044615 | 0.079016 | 0.062162 | 0.060299 | 0.047793 | 0.044615 | 100000 | 100000 | 0 | 0 | 0
6266 |  |  |  | 9795.2055 |  |  |  |  | 1749.2338 | 1968.0154 | 2186.7971 | 2405.5788 | 2624.3604 | 7865.1787 | 7652.6886 | 7440.1985 | 7227.7084 | 7015.2183 |  | 0 |  |  |  |  | 1 | 1 | 1 | 1 | 1 | [5 empty] | 0.7986 | 8.8704 | 570.7763 | 26826.484 | 684.9315 | 0.0791 | 0.062359 | 0.05987 | 0.047759 | 0.044572 | 0.0791 | 0.062359 | 0.05987 | 0.047759 | 0.044572 | 100000 | 100000 | 0 | 0 | 0
6267 |  |  |  | 9795.2055 |  |  |  |  | 1645.1322 | 1737.1989 | 1829.2655 | 1921.3322 | 2013.3989 | 9236.0845 | 8986.5572 | 8737.0299 | 8487.5026 | 8237.9754 |  | 0 |  |  |  |  | 1 | 1 | 1 | 1 | 1 | [5 empty] | 1.7672 | 9.6089 | 570.7763 | 26826.484 | 684.9315 | 0.080295 | 0.061423 | 0.059147 | 0.047526 | 0.044576 | 0.080295 | 0.061423 | 0.059147 | 0.047526 | 0.044576 | 100000 | 100000 | 0 | 0 | 0
6268 |  |  |  | 9795.2055 |  |  |  |  | 1738.5777 | 1795.7477 | 1852.9177 | 1910.0877 | 1967.2577 | 13063.4015 | 12710.4732 | 12357.545 | 12004.6168 | 11651.6885 |  | 0 |  |  |  |  | 1 | 1 | 1 | 1 | 1 | [5 empty] | 2.5472 | 11.9917 | 570.7763 | 26826.484 | 684.9315 | 0.071663 | 0.049365 | 0.045586 | 0.043128 | 0.043728 | 0.071663 | 0.049365 | 0.045586 | 0.043128 | 0.043728 | 100000 | 100000 | 0 | 0 | 0
6269 |  |  |  | 9795.2055 |  |  |  |  | 2000.0611 | 2040.8961 | 2081.7311 | 2122.5661 | 2163.4011 | 21836.2347 | 21246.2947 | 20656.3546 | 20066.4145 | 19476.4745 |  | 0 |  |  |  |  | 1 | 1 | 1 | 1 | 1 | [5 empty] | 3.0631 | 12.1763 | 570.7763 | 26826.484 | 684.9315 | 0.076266 | 0.051326 | 0.045696 | 0.043814 | 0.043729 | 0.076266 | 0.051326 | 0.045696 | 0.043814 | 0.043729 | 100000 | 100000 | 0 | 0 | 0
6270 |  |  |  | 9795.2055 |  |  |  |  | 2439.4188 | 2479.4288 | 2519.4388 | 2559.4488 | 2599.4588 | 26753.6951 | 26030.9022 | 25308.1092 | 24585.3163 | 23862.5233 |  | 0 |  |  |  |  | 1 | 1 | 1 | 1 | 1 | [5 empty] | 3.1974 | 12.7645 | 570.7763 | 26826.484 | 684.9315 | 0.078224 | 0.053143 | 0.045179 | 0.043364 | 0.043817 | 0.078224 | 0.053143 | 0.045179 | 0.043364 | 0.043817 | 100000 | 100000 | 0 | 0 | 0
6271 |  |  |  | 9795.2055 |  |  |  |  | 3325.5114 | 3368.8214 | 3412.1314 | 3455.4414 | 3498.7514 | 26959.5379 | 26231.1838 | 25502.8297 | 24774.4755 | 24046.1214 |  | 0.08321 |  |  |  |  | 1 | 1 | 1 | 1 | 1 | [5 empty] | 2.5165 | 12.164 | 570.7763 | 26826.484 | 684.9315 | 0.063835 | 0.035755 | 0.034207 | 0.04166 | 0.043382 | 0.063835 | 0.035755 | 0.034207 | 0.04166 | 0.043382 | 100000 | 100000 | 0 | 0 | 0
6272 |  |  |  | 9795.2055 |  |  |  |  | 4233.7359 | 4275.1209 | 4316.5059 | 4357.8909 | 4399.2759 | 23618.866 | 22980.7654 | 22342.6647 | 21704.5641 | 21066.4634 |  | 0.30326 |  |  |  |  | 1 | 1 | 1 | 1 | 1 | [5 empty] | 1.301 | 11.6532 | 570.7763 | 26826.484 | 684.9315 | 0.051279 | 0.0024925 | 0.0036215 | 0.024859 | 0.037311 | 0.051279 | 0.0024925 | 0.0036215 | 0.024859 | 0.037311 | 100000 | 100000 | 0 | 0 | 0
6273 |  |  |  | 9795.2055 |  |  |  |  | 5082.1224 | 5140.2549 | 5198.3874 | 5256.5199 | 5314.6524 | 21892.3744 | 21300.9176 | 20709.4608 | 20118.0041 | 19526.5473 |  | 0.48761 |  |  |  |  | 1 | 1 | 1 | 1 | 1 | [5 empty] | 0.84215 | 11.494 | 570.7763 | 26826.484 | 684.9315 | 0.026488 | 0.00016174 | 0.0007837 | 0.0027963 | 0.0062985 | 0.026488 | 0.00016174 | 0.0007837 | 0.0027963 | 0.0062985 | 100000 | 100000 | 0 | 0 | 0
6274 |  |  |  | 9795.2055 |  |  |  |  | 5712.4696 | 5788.9446 | 5865.4196 | 5941.8946 | 6018.3696 | 20357.7156 | 19807.7201 | 19257.7245 | 18707.7289 | 18157.7334 |  | 0.63293 |  |  |  |  | 1 | 1 | 1 | 1 | 1 | [5 empty] | 0.87396 | 11.5727 | 570.7763 | 26826.484 | 684.9315 | 0.0067688 | 0.00015257 | 0.00023387 | 0.0012621 | 0.0023698 | 0.0067688 | 0.00015257 | 0.00023387 | 0.0012621 | 0.0023698 | 100000 | 100000 | 0 | 0 | 0
6275 |  |  |  | 9795.2055 |  |  |  |  | 6457.5743 | 6578.8443 | 6700.1143 | 6821.3843 | 6942.6543 | 18645.2619 | 18141.531 | 17637.8 | 17134.0691 | 16630.3382 |  | 0.70723 |  |  |  |  | 1 | 1 | 1 | 1 | 1 | [5 empty] | 1.0492 | 10.7689 | 570.7763 | 26826.484 | 684.9315 | 0.0060209 | 0.00015211 | 0.00024019 | 0.0012925 | 0.0024466 | 0.0060209 | 0.00015211 | 0.00024019 | 0.0012925 | 0.0024466 | 100000 | 100000 | 0 | 0 | 0
6276 |  |  |  | 9795.2055 |  |  |  |  | 6149.3681 | 6323.7656 | 6498.1631 | 6672.5606 | 6846.9581 | 17760.9652 | 17281.1249 | 16801.2847 | 16321.4444 | 15841.6041 |  | 0.74558 |  |  |  |  | 1 | 1 | 1 | 1 | 1 | [5 empty] | 1.1785 | 9.8395 | 570.7763 | 26826.484 | 684.9315 | 0.0059085 | 0.0001539 | 0.00023684 | 0.0012986 | 0.0024846 | 0.0059085 | 0.0001539 | 0.00023684 | 0.0012986 | 0.0024846 | 100000 | 100000 | 0 | 0 | 0
6277 |  |  |  | 9795.2055 |  |  |  |  | 5443.6089 | 5688.4314 | 5933.2539 | 6178.0764 | 6422.8989 | 17377.2955 | 16907.8207 | 16438.3458 | 15968.871 | 15499.3962 |  | 0.70269 |  |  |  |  | 1 | 1 | 1 | 1 | 1 | [5 empty] | 1.076 | 8.9205 | 570.7763 | 26826.484 | 684.9315 | 0.0058937 | 0.00017442 | 0.00024639 | 0.0013278 | 0.0025644 | 0.0058937 | 0.00017442 | 0.00024639 | 0.0013278 | 0.0025644 | 100000 | 100000 | 0 | 0 | 0
6278 |  |  |  | 9795.2055 |  |  |  |  | 4916.5436 | 5245.7611 | 5574.9786 | 5904.1961 | 6233.4136 | 16956.1941 | 16498.0959 | 16039.9978 | 15581.8997 | 15123.8016 |  | 0.66518 |  |  |  |  | 1 | 1 | 1 | 1 | 1 | [5 empty] | 1.4175 | 13.0659 | 570.7763 | 26826.484 | 684.9315 | 0.0061041 | 0.00017201 | 0.00024708 | 0.001319 | 0.0026396 | 0.0061041 | 0.00017201 | 0.00024708 | 0.001319 | 0.0026396 | 100000 | 100000 | 0 | 0 | 0
6279 |  |  |  | 9795.2055 |  |  |  |  | 4630.4693 | 4936.1193 | 5241.7693 | 5547.4193 | 5853.0693 | 17190.1327 | 16725.7143 | 16261.296 | 15796.8776 | 15332.4593 |  | 0.547 |  |  |  |  | 1 | 1 | 1 | 1 | 1 | [5 empty] | 1.5514 | 13.8995 | 570.7763 | 26826.484 | 684.9315 | 0.0069149 | 0.00018454 | 0.00025374 | 0.0019368 | 0.0043737 | 0.0069149 | 0.00018454 | 0.00025374 | 0.0019368 | 0.0043737 | 100000 | 100000 | 0 | 0 | 0
6280 |  |  |  | 9795.2055 |  |  |  |  | 4664.8966 | 5019.4124 | 5373.9282 | 5728.4441 | 6082.9599 | 17971.494 | 17485.9659 | 17000.4379 | 16514.9098 | 16029.3818 |  | 0.37894 |  |  |  |  | 1 | 1 | 1 | 1 | 1 | [5 empty] | 1.6226 | 15.4659 | 570.7763 | 26826.484 | 684.9315 | 0.035373 | 0.001252 | 0.0042113 | 0.012777 | 0.03473 | 0.035373 | 0.001252 | 0.0042113 | 0.012777 | 0.03473 | 100000 | 100000 | 0 | 0 | 0
6281 |  |  |  | 9795.2055 |  |  |  |  | 5247.7013 | 5662.1654 | 6076.6296 | 6491.0938 | 6905.5579 | 19005.5177 | 18492.0539 | 17978.5901 | 17465.1263 | 16951.6625 |  | 0.1785 |  |  |  |  | 1 | 1 | 1 | 1 | 1 | [5 empty] | 1.6279 | 15.7876 | 570.7763 | 26826.484 | 684.9315 | 0.083948 | 0.039668 | 0.035092 | 0.04166 | 0.043548 | 0.083948 | 0.039668 | 0.035092 | 0.04166 | 0.043548 | 100000 | 100000 | 0 | 0 | 0
6282 |  |  |  | 9795.2055 |  |  |  |  | 5723.9453 | 6215.6261 | 6707.307 | 7198.9878 | 7690.6686 | 20399.8173 | 19848.6843 | 19297.5514 | 18746.4184 | 18195.2854 |  | 0.00394 |  |  |  |  | 1 | 1 | 1 | 1 | 1 | [5 empty] | 1.5525 | 14.7208 | 570.7763 | 26826.484 | 684.9315 | 0.09172 | 0.07025 | 0.043334 | 0.043702 | 0.044172 | 0.09172 | 0.07025 | 0.043334 | 0.043702 | 0.044172 | 100000 | 100000 | 0 | 0 | 0
6283 |  |  |  | 9795.2055 |  |  |  |  | 5924.7711 | 6461.5503 | 6998.3295 | 7535.1086 | 8071.8878 | 22154.3888 | 21555.8533 | 20957.3178 | 20358.7823 | 19760.2468 |  | 0 |  |  |  |  | 1 | 1 | 1 | 1 | 1 | [5 empty] | 0.52145 | 11.0953 | 570.7763 | 26826.484 | 684.9315 | 0.095396 | 0.071127 | 0.043749 | 0.043704 | 0.044658 | 0.095396 | 0.071127 | 0.043749 | 0.043704 | 0.044658 | 100000 | 100000 | 0 | 0 | 0
6284 |  |  |  | 9795.2055 |  |  |  |  | 5492.7907 | 5989.2557 | 6485.7207 | 6982.1857 | 7478.6507 | 22116.969 | 21519.4445 | 20921.92 | 20324.3954 | 19726.8709 |  | 0 |  |  |  |  | 1 | 1 | 1 | 1 | 1 | [5 empty] | 0.82107 | 11.8445 | 570.7763 | 26826.484 | 684.9315 | 0.095365 | 0.069903 | 0.042905 | 0.043163 | 0.044154 | 0.095365 | 0.069903 | 0.042905 | 0.043163 | 0.044154 | 100000 | 100000 | 0 | 0 | 0
6285 |  |  |  | 9795.2055 |  |  |  |  | 4827.1966 | 5228.7366 | 5630.2766 | 6031.8166 | 6433.3566 | 20549.5645 | 19994.3858 | 19439.2072 | 18884.0285 | 18328.8499 |  | 0 |  |  |  |  | 1 | 1 | 1 | 1 | 1 | [5 empty] | 1.6756 | 10.7951 | 570.7763 | 26826.484 | 684.9315 | 0.090199 | 0.067769 | 0.042108 | 0.042646 | 0.043948 | 0.090199 | 0.067769 | 0.042108 | 0.042646 | 0.043948 | 100000 | 100000 | 0 | 0 | 0
6286 |  |  |  | 9795.2055 |  |  |  |  | 4613.2557 | 4955.3423 | 5297.429 | 5639.5157 | 5981.6023 | 15618.0701 | 15196.1235 | 14774.1769 | 14352.2303 | 13930.2837 |  | 0 |  |  |  |  | 1 | 1 | 1 | 1 | 1 | [5 empty] | 2.7472 | 8.3468 | 570.7763 | 26826.484 | 684.9315 | 0.075408 | 0.027705 | 0.038259 | 0.041806 | 0.043781 | 0.075408 | 0.027705 | 0.038259 | 0.041806 | 0.043781 | 100000 | 100000 | 0 | 0 | 0
6287 |  |  |  | 9795.2055 |  |  |  |  | 3341.0856 | 3602.4356 | 3863.7856 | 4125.1356 | 4386.4856 | 9194.0067 | 8945.6163 | 8697.2258 | 8448.8353 | 8200.4448 |  | 0 |  |  |  |  | 1 | 1 | 1 | 1 | 1 | [5 empty] | 3.3752 | 11.0668 | 570.7763 | 26826.484 | 684.9315 | 0.071303 | 0.027135 | 0.035066 | 0.041136 | 0.043555 | 0.071303 | 0.027135 | 0.035066 | 0.041136 | 0.043555 | 100000 | 100000 | 0 | 0 | 0
6288 |  |  |  | 9795.2055 |  |  |  |  | 2280.8602 | 2477.4777 | 2674.0952 | 2870.7127 | 3067.3302 | 6158.9847 | 5992.5901 | 5826.1954 | 5659.8008 | 5493.4062 |  | 0 |  |  |  |  | 1 | 1 | 1 | 1 | 1 | [5 empty] | 4.0786 | 10.623 | 570.7763 | 26826.484 | 684.9315 | 0.070023 | 0.027212 | 0.035061 | 0.041147 | 0.043566 | 0.070023 | 0.027212 | 0.035061 | 0.041147 | 0.043566 | 100000 | 100000 | 0 | 0 | 0
6289 |  |  |  | 9795.2055 |  |  |  |  | 1705.9156 | 1805.9006 | 1905.8856 | 2005.8706 | 2105.8556 | 6602.6475 | 6424.2666 | 6245.8858 | 6067.5049 | 5889.124 |  | 0 |  |  |  |  | 1 | 1 | 1 | 1 | 1 | [5 empty] | 4.4321 | 14.0875 | 570.7763 | 26826.484 | 684.9315 | 0.065701 | 0.025682 | 0.034846 | 0.041099 | 0.043585 | 0.065701 | 0.025682 | 0.034846 | 0.041099 | 0.043585 | 100000 | 100000 | 0 | 0 | 0
6290 |  |  |  | 9795.2055 |  |  |  |  | 1461.6259 | 1510.4634 | 1559.3009 | 1608.1384 | 1656.9759 | 6874.9038 | 6689.1675 | 6503.4313 | 6317.695 | 6131.9587 |  | 0 |  |  |  |  | 1 | 1 | 1 | 1 | 1 | [5 empty] | 3.5641 | 14.3568 | 570.7763 | 26826.484 | 684.9315 | 0.065237 | 0.02656 | 0.035188 | 0.041182 | 0.043583 | 0.065237 | 0.02656 | 0.035188 | 0.041182 | 0.043583 | 100000 | 100000 | 0 | 0 | 0
6291 |  |  |  | 9795.2055 |  |  |  |  | 1432.015 | 1473.4 | 1514.785 | 1556.17 | 1597.555 | 8072.5891 | 7854.4955 | 7636.4019 | 7418.3082 | 7200.2146 |  | 0 |  |  |  |  | 1 | 1 | 1 | 1 | 1 | [5 empty] | 2.1205 | 14.3062 | 570.7763 | 26826.484 | 684.9315 | 0.06534 | 0.026784 | 0.035224 | 0.041211 | 0.043594 | 0.06534 | 0.026784 | 0.035224 | 0.041211 | 0.043594 | 100000 | 100000 | 0 | 0 | 0
6292 |  |  |  | 9795.2055 |  |  |  |  | 1572.6667 | 1613.6392 | 1654.6117 | 1695.5842 | 1736.5567 | 11418.4951 | 11110.0066 | 10801.5181 | 10493.0296 | 10184.541 |  | 0 |  |  |  |  | 1 | 1 | 1 | 1 | 1 | [5 empty] | 0.84832 | 14.6245 | 570.7763 | 26826.484 | 684.9315 | 0.047313 | 0.024244 | 0.012631 | 0.039227 | 0.041793 | 0.047313 | 0.024245 | 0.012631 | 0.039227 | 0.041793 | 100000 | 100000 | 0 | 0 | 0
6293 |  |  |  | 9795.2055 |  |  |  |  | 2164.0617 | 2205.1717 | 2246.2817 | 2287.3917 | 2328.5017 | 19076.8276 | 18561.4373 | 18046.0469 | 17530.6566 | 17015.2662 |  | 0 |  |  |  |  | 1 | 1 | 1 | 1 | 1 | [5 empty] | 1.7363 | 14.5425 | 570.7763 | 26826.484 | 684.9315 | 0.049351 | 0.024882 | 0.01134 | 0.039349 | 0.042062 | 0.049351 | 0.024882 | 0.01134 | 0.039349 | 0.042062 | 100000 | 100000 | 0 | 0 | 0
6294 |  |  |  | 9795.2055 |  |  |  |  | 3387.978 | 3429.2255 | 3470.473 | 3511.7205 | 3552.968 | 23368.4865 | 22737.1503 | 22105.8141 | 21474.4778 | 20843.1416 |  | 0 |  |  |  |  | 1 | 1 | 1 | 1 | 1 | [5 empty] | 2.3075 | 15.1321 | 570.7763 | 26826.484 | 684.9315 | 0.053149 | 0.026294 | 0.012078 | 0.03936 | 0.042605 | 0.053149 | 0.026294 | 0.012078 | 0.03936 | 0.042605 | 100000 | 100000 | 0 | 0 | 0
6295 |  |  |  | 9795.2055 |  |  |  |  | 4174.3114 | 4215.8339 | 4257.3564 | 4298.8789 | 4340.4014 | 23542.4767 | 22906.4399 | 22270.403 | 21634.3661 | 20998.3293 |  | 0.08715 |  |  |  |  | 1 | 1 | 1 | 1 | 1 | [5 empty] | 2.8076 | 14.906 | 570.7763 | 26826.484 | 684.9315 | 0.067601 | 0.028138 | 0.013353 | 0.039769 | 0.043437 | 0.067601 | 0.028138 | 0.013353 | 0.039769 | 0.043437 | 100000 | 100000 | 0 | 0 | 0
6296 |  |  |  | 9795.2055 |  |  |  |  | 3672.5715 | 3722.234 | 3771.8965 | 3821.559 | 3871.2215 | 20631.1709 | 20073.7875 | 19516.4041 | 18959.0207 | 18401.6374 |  | 0.30721 |  |  |  |  | 1 | 1 | 1 | 1 | 1 | [5 empty] | 2.5216 | 15.0532 | 570.7763 | 26826.484 | 684.9315 | 0.056753 | 0.012659 | 0.0039963 | 0.033918 | 0.036727 | 0.056753 | 0.012659 | 0.0039963 | 0.033918 | 0.036727 | 100000 | 100000 | 0 | 0 | 0
6297 |  |  |  | 9795.2055 |  |  |  |  | 3475.9881 | 3551.4731 | 3626.9581 | 3702.4431 | 3777.9281 | 19124.4373 | 18607.7607 | 18091.0841 | 17574.4075 | 17057.7308 |  | 0.48615 |  |  |  |  | 1 | 1 | 1 | 1 | 1 | [5 empty] | 1.8592 | 15.3354 | 570.7763 | 26826.484 | 684.9315 | 0.047871 | 0.0012674 | 0.0020439 | 0.0035336 | 0.010812 | 0.047871 | 0.0012674 | 0.0020439 | 0.0035336 | 0.010812 | 100000 | 100000 | 0 | 0 | 0
6298 |  |  |  | 9795.2055 |  |  |  |  | 3620.7524 | 3730.4999 | 3840.2474 | 3949.9949 | 4059.7424 | 17785.2149 | 17304.7195 | 16824.2241 | 16343.7287 | 15863.2333 |  | 0.63045 |  |  |  |  | 1 | 1 | 1 | 1 | 1 | [5 empty] | 1.2861 | 16.0504 | 570.7763 | 26826.484 | 684.9315 | 0.025683 | 0.00059354 | 0.0015302 | 0.0021651 | 0.0055744 | 0.025683 | 0.00059354 | 0.0015302 | 0.0021651 | 0.0055745 | 100000 | 100000 | 0 | 0 | 0
6299 |  |  |  | 9795.2055 |  |  |  |  | 4092.0589 | 4257.0523 | 4422.0456 | 4587.0389 | 4752.0323 | 16291.0346 | 15850.9068 | 15410.779 | 14970.6512 | 14530.5234 |  | 0.70736 |  |  |  |  | 1 | 1 | 1 | 1 | 1 | [5 empty] | 1.1065 | 17.0108 | 570.7763 | 26826.484 | 684.9315 | 0.023455 | 0.00058998 | 0.0013492 | 0.0015975 | 0.0044307 | 0.023455 | 0.00058998 | 0.0013492 | 0.0015975 | 0.0044307 | 100000 | 100000 | 0 | 0 | 0
6300 |  |  |  | 9795.2055 |  |  |  |  | 4120.8473 | 4322.9648 | 4525.0823 | 4727.1998 | 4929.3173 | 15520.1396 | 15100.8387 | 14681.5378 | 14262.237 | 13842.9361 |  | 0.74825 |  |  |  |  | 1 | 1 | 1 | 1 | 1 | [5 empty] | 1.2185 | 16.4604 | 570.7763 | 26826.484 | 684.9315 | 0.022784 | 0.00056496 | 0.0012792 | 0.0015697 | 0.0043486 | 0.022784 | 0.00056496 | 0.0012792 | 0.0015697 | 0.0043486 | 100000 | 100000 | 0 | 0 | 0
6301 |  |  |  | 9795.2055 |  |  |  |  | 4039.4174 | 4309.5674 | 4579.7174 | 4849.8674 | 5120.0174 | 15184.2493 | 14774.023 | 14363.7968 | 13953.5705 | 13543.3442 |  | 0.71865 |  |  |  |  | 1 | 1 | 1 | 1 | 1 | [5 empty] | 1.7774 | 15.8928 | 570.7763 | 26826.484 | 684.9315 | 0.022243 | 0.00057102 | 0.0012932 | 0.0015746 | 0.0043745 | 0.022243 | 0.00057103 | 0.0012932 | 0.0015746 | 0.0043745 | 100000 | 100000 | 0 | 0 | 0
6302 |  |  |  | 9795.2055 |  |  |  |  | 3878.2026 | 4202.0851 | 4525.9676 | 4849.8501 | 5173.7326 | 14815.4622 | 14415.1993 | 14014.9364 | 13614.6735 | 13214.4106 |  | 0.6558 |  |  |  |  | 1 | 1 | 1 | 1 | 1 | [5 empty] | 1.879 | 14.333 | 570.7763 | 26826.484 | 684.9315 | 0.020574 | 0.00057301 | 0.0013177 | 0.0015842 | 0.0043638 | 0.020574 | 0.00057301 | 0.0013177 | 0.0015842 | 0.0043638 | 100000 | 100000 | 0 | 0 | 0
6303 |  |  |  | 9795.2055 |  |  |  |  | 3544.2577 | 3966.0902 | 4387.9227 | 4809.7552 | 5231.5877 | 15018.8977 | 14613.1386 | 14207.3796 | 13801.6206 | 13395.8615 |  | 0.53707 |  |  |  |  | 1 | 1 | 1 | 1 | 1 | [5 empty] | 1.5207 | 15.4574 | 570.7763 | 26826.484 | 684.9315 | 0.034491 | 0.00057787 | 0.0013437 | 0.0015764 | 0.0043501 | 0.034491 | 0.00057787 | 0.0013437 | 0.0015764 | 0.0043501 | 100000 | 100000 | 0 | 0 | 0
6304 |  |  |  | 9795.2055 |  |  |  |  | 3545.9027 | 4158.441 | 4770.9794 | 5383.5177 | 5996.056 | 15699.7604 | 15275.6068 | 14851.4532 | 14427.2996 | 14003.146 |  | 0.37669 |  |  |  |  | 1 | 1 | 1 | 1 | 1 | [5 empty] | 1.7365 | 14.8145 | 570.7763 | 26826.484 | 684.9315 | 0.066761 | 0.010987 | 0.0024001 | 0.021189 | 0.034957 | 0.066761 | 0.010987 | 0.0024001 | 0.021189 | 0.034957 | 100000 | 100000 | 0 | 0 | 0
6305 |  |  |  | 9795.2055 |  |  |  |  | 4193.2294 | 4976.9486 | 5760.6678 | 6544.3869 | 7328.1061 | 16602.2425 | 16153.7069 | 15705.1714 | 15256.6358 | 14808.1002 |  | 0.16553 |  |  |  |  | 1 | 1 | 1 | 1 | 1 | [5 empty] | 1.7749 | 14.4539 | 570.7763 | 26826.484 | 684.9315 | 0.076573 | 0.051878 | 0.045709 | 0.054137 | 0.044248 | 0.076573 | 0.051878 | 0.045709 | 0.054137 | 0.044248 | 100000 | 100000 | 0 | 0 | 0
6306 |  |  |  | 9795.2055 |  |  |  |  | 5126.7946 | 5957.2621 | 6787.7296 | 7618.1971 | 8448.6646 | 17820.2714 | 17338.8288 | 16857.3863 | 16375.9438 | 15894.5012 |  | 0.00385 |  |  |  |  | 1 | 1 | 1 | 1 | 1 | [5 empty] | 1.8025 | 16.3601 | 570.7763 | 26826.484 | 684.9315 | 0.077291 | 0.053163 | 0.062485 | 0.05665 | 0.052414 | 0.077291 | 0.053163 | 0.062485 | 0.05665 | 0.052414 | 100000 | 100000 | 0 | 0 | 0
6307 |  |  |  | 9795.2055 |  |  |  |  | 5949.319 | 6724.789 | 7500.259 | 8275.729 | 9051.199 | 19352.9792 | 18830.1281 | 18307.2771 | 17784.4261 | 17261.5751 |  | 0 |  |  |  |  | 1 | 1 | 1 | 1 | 1 | [5 empty] | 2.6034 | 16.6096 | 570.7763 | 26826.484 | 684.9315 | 0.077305 | 0.052919 | 0.059696 | 0.056932 | 0.052241 | 0.077305 | 0.052919 | 0.059696 | 0.056932 | 0.052241 | 100000 | 100000 | 0 | 0 | 0
6308 |  |  |  | 9795.2055 |  |  |  |  | 5714.077 | 6343.1429 | 6972.2087 | 7601.2745 | 8230.3404 | 19322.6857 | 18800.6531 | 18278.6205 | 17756.5879 | 17234.5553 |  | 0 |  |  |  |  | 1 | 1 | 1 | 1 | 1 | [5 empty] | 3.12 | 15.3564 | 570.7763 | 26826.484 | 684.9315 | 0.076857 | 0.053785 | 0.057004 | 0.056191 | 0.052258 | 0.076857 | 0.053785 | 0.057004 | 0.056191 | 0.052258 | 100000 | 100000 | 0 | 0 | 0
6309 |  |  |  | 9795.2055 |  |  |  |  | 5036.3169 | 5570.7578 | 6105.1986 | 6639.6394 | 7174.0803 | 17956.1972 | 17471.0825 | 16985.9677 | 16500.8529 | 16015.7381 |  | 0 |  |  |  |  | 1 | 1 | 1 | 1 | 1 | [5 empty] | 3.215 | 14.6989 | 570.7763 | 26826.484 | 684.9315 | 0.074543 | 0.050894 | 0.047929 | 0.054472 | 0.050418 | 0.074543 | 0.050894 | 0.047929 | 0.054472 | 0.050418 | 100000 | 100000 | 0 | 0 | 0
6310 |  |  |  | 9795.2055 |  |  |  |  | 4662.0683 | 5115.8 | 5569.5317 | 6023.2633 | 6476.995 | 13652.8529 | 13283.9997 | 12915.1465 | 12546.2933 | 12177.4401 |  | 0 |  |  |  |  | 1 | 1 | 1 | 1 | 1 | [5 empty] | 2.8343 | 13.9987 | 570.7763 | 26826.484 | 684.9315 | 0.072447 | 0.049508 | 0.044904 | 0.053382 | 0.04961 | 0.072447 | 0.049508 | 0.044904 | 0.053382 | 0.04961 | 100000 | 100000 | 0 | 0 | 0
6311 |  |  |  | 9795.2055 |  |  |  |  | 3259.6642 | 3633.1826 | 4006.7009 | 4380.2192 | 4753.7376 | 8042.7393 | 7825.4521 | 7608.1649 | 7390.8777 | 7173.5905 |  | 0 |  |  |  |  | 1 | 1 | 1 | 1 | 1 | [5 empty] | 2.6227 | 13.6807 | 570.7763 | 26826.484 | 684.9315 | 0.071426 | 0.049169 | 0.044776 | 0.052819 | 0.049313 | 0.071426 | 0.049169 | 0.044776 | 0.05282 | 0.049313 | 100000 | 100000 | 0 | 0 | 0
6312 |  |  |  | 9795.2055 |  |  |  |  | 2288.8014 | 2487.4814 | 2686.1614 | 2884.8414 | 3083.5214 | 5077.9932 | 4940.8032 | 4803.6133 | 4666.4234 | 4529.2334 |  | 0 |  |  |  |  | 1 | 1 | 1 | 1 | 1 | [5 empty] | 2.3141 | 13.387 | 570.7763 | 26826.484 | 684.9315 | 0.070383 | 0.047997 | 0.046032 | 0.053132 | 0.049742 | 0.070383 | 0.047997 | 0.046032 | 0.053132 | 0.049742 | 100000 | 100000 | 0 | 0 | 0
6313 |  |  |  | 9795.2055 |  |  |  |  | 1711.8551 | 1810.5201 | 1909.1851 | 2007.8501 | 2106.5151 | 5440.9721 | 5293.9757 | 5146.9793 | 4999.9829 | 4852.9866 |  | 0 |  |  |  |  | 1 | 1 | 1 | 1 | 1 | [5 empty] | 1.6225 | 13.7386 | 570.7763 | 26826.484 | 684.9315 | 0.072668 | 0.048486 | 0.053662 | 0.055792 | 0.051181 | 0.072668 | 0.048486 | 0.053662 | 0.055792 | 0.051181 | 100000 | 100000 | 0 | 0 | 0
6314 |  |  |  | 9795.2055 |  |  |  |  | 1466.7148 | 1514.7273 | 1562.7398 | 1610.7523 | 1658.7648 | 5663.182 | 5510.1822 | 5357.1825 | 5204.1828 | 5051.1831 |  | 0 |  |  |  |  | 1 | 1 | 1 | 1 | 1 | [5 empty] | 1.5739 | 12.8892 | 570.7763 | 26826.484 | 684.9315 | 0.072854 | 0.049849 | 0.056425 | 0.058022 | 0.052623 | 0.072854 | 0.049849 | 0.056425 | 0.058022 | 0.052623 | 100000 | 100000 | 0 | 0 | 0
6315 |  |  |  | 9795.2055 |  |  |  |  | 1437.0008 | 1477.9733 | 1518.9458 | 1559.9183 | 1600.8908 | 6649.0482 | 6469.4137 | 6289.7793 | 6110.1449 | 5930.5104 |  | 0 |  |  |  |  | 1 | 1 | 1 | 1 | 1 | [5 empty] | 2.0021 | 12.1738 | 570.7763 | 26826.484 | 684.9315 | 0.073802 | 0.059683 | 0.056925 | 0.059354 | 0.05363 | 0.073802 | 0.059683 | 0.056925 | 0.059354 | 0.05363 | 100000 | 100000 | 0 | 0 | 0
6316 |  |  |  | 9795.2055 |  |  |  |  | 1578.1422 | 1620.7647 | 1663.3872 | 1706.0097 | 1748.6322 | 9405.7838 | 9151.6719 | 8897.5599 | 8643.4479 | 8389.3359 |  | 0 |  |  |  |  | 1 | 1 | 1 | 1 | 1 | [5 empty] | 2.0092 | 10.9144 | 570.7763 | 26826.484 | 684.9315 | 0.076229 | 0.059483 | 0.05577 | 0.058378 | 0.051926 | 0.076229 | 0.059483 | 0.05577 | 0.058378 | 0.051926 | 100000 | 100000 | 0 | 0 | 0
6317 |  |  |  | 9795.2055 |  |  |  |  | 2171.5963 | 2210.5063 | 2249.4163 | 2288.3263 | 2327.2363 | 15702.6092 | 15278.3787 | 14854.1481 | 14429.9175 | 14005.687 |  | 0 |  |  |  |  | 1 | 1 | 1 | 1 | 1 | [5 empty] | 1.8005 | 8.9658 | 570.7763 | 26826.484 | 684.9315 | 0.097194 | 0.065549 | 0.060003 | 0.068654 | 0.054072 | 0.097194 | 0.065549 | 0.060003 | 0.068654 | 0.054072 | 100000 | 100000 | 0 | 0 | 0
6318 |  |  |  | 9795.2055 |  |  |  |  | 3399.7739 | 3439.7839 | 3479.7939 | 3519.8039 | 3559.8139 | 19230.011 | 18710.4821 | 18190.9533 | 17671.4244 | 17151.8956 |  | 0 |  |  |  |  | 1 | 1 | 1 | 1 | 1 | [5 empty] | 1.6878 | 9.288 | 570.7763 | 26826.484 | 684.9315 | 0.10087 | 0.080341 | 0.071549 | 0.078736 | 0.064115 | 0.10087 | 0.080341 | 0.071549 | 0.078736 | 0.064115 | 100000 | 100000 | 0 | 0 | 0
6319 |  |  |  | 9795.2055 |  |  |  |  | 4188.845 | 4230.6425 | 4272.44 | 4314.2375 | 4356.035 | 19366.3506 | 18843.1383 | 18319.926 | 17796.7137 | 17273.5015 |  | 0.08343 |  |  |  |  | 1 | 1 | 1 | 1 | 1 | [5 empty] | 1.609 | 9.0773 | 570.7763 | 26826.484 | 684.9315 | 0.10308 | 0.088265 | 0.078594 | 0.086891 | 0.067529 | 0.10308 | 0.088265 | 0.078594 | 0.086891 | 0.067529 | 100000 | 100000 | 0 | 0 | 0
6320 |  |  |  | 9795.2055 |  |  |  |  | 3685.3582 | 3734.5257 | 3783.6932 | 3832.8607 | 3882.0282 | 16978.4722 | 16519.7722 | 16061.0722 | 15602.3722 | 15143.6722 |  | 0.30055 |  |  |  |  | 1 | 1 | 1 | 1 | 1 | [5 empty] | 1.4593 | 7.7012 | 570.7763 | 26826.484 | 684.9315 | 0.10317 | 0.080806 | 0.072081 | 0.064899 | 0.045792 | 0.10317 | 0.080806 | 0.072081 | 0.064899 | 0.045792 | 100000 | 100000 | 0 | 0 | 0
6321 |  |  |  | 9795.2055 |  |  |  |  | 3488.0904 | 3563.0804 | 3638.0704 | 3713.0604 | 3788.0504 | 15740.1076 | 15314.864 | 14889.6203 | 14464.3767 | 14039.133 |  | 0.48008 |  |  |  |  | 1 | 1 | 1 | 1 | 1 | [5 empty] | 0.34607 | 6.8898 | 570.7763 | 26826.484 | 684.9315 | 0.099928 | 0.041082 | 0.038686 | 0.038167 | 0.039965 | 0.099928 | 0.041082 | 0.038686 | 0.038167 | 0.039965 | 100000 | 100000 | 0 | 0 | 0
6322 |  |  |  | 9795.2055 |  |  |  |  | 3633.3587 | 3738.8162 | 3844.2737 | 3949.7312 | 4055.1887 | 14639.5315 | 14244.0217 | 13848.5118 | 13453.0019 | 13057.4921 |  | 0.61695 |  |  |  |  | 1 | 1 | 1 | 1 | 1 | [5 empty] | 0.58288 | 6.5073 | 570.7763 | 26826.484 | 684.9315 | 0.095994 | 0.036849 | 0.036574 | 0.036924 | 0.038876 | 0.095994 | 0.036849 | 0.036574 | 0.036924 | 0.038876 | 100000 | 100000 | 0 | 0 | 0
6323 |  |  |  | 9795.2055 |  |  |  |  | 4106.3062 | 4275.1487 | 4443.9912 | 4612.8337 | 4781.6762 | 13411.8403 | 13049.4985 | 12687.1566 | 12324.8147 | 11962.4729 |  | 0.69163 |  |  |  |  | 1 | 1 | 1 | 1 | 1 | [5 empty] | 0.40403 | 5.9648 | 570.7763 | 26826.484 | 684.9315 | 0.095988 | 0.036876 | 0.03658 | 0.036932 | 0.03891 | 0.095988 | 0.036876 | 0.03658 | 0.036932 | 0.03891 | 100000 | 100000 | 0 | 0 | 0
6324 |  |  |  | 9795.2055 |  |  |  |  | 4135.1947 | 4348.3122 | 4561.4297 | 4774.5472 | 4987.6647 | 12779.2455 | 12433.9942 | 12088.7429 | 11743.4916 | 11398.2403 |  | 0.73399 |  |  |  |  | 1 | 1 | 1 | 1 | 1 | [5 empty] | 0.35498 | 5.4335 | 570.7763 | 26826.484 | 684.9315 | 0.096218 | 0.036912 | 0.036582 | 0.036934 | 0.038983 | 0.096218 | 0.036912 | 0.036582 | 0.036934 | 0.038983 | 100000 | 100000 | 0 | 0 | 0
6325 |  |  |  | 9795.2055 |  |  |  |  | 4053.4813 | 4312.1913 | 4570.9013 | 4829.6113 | 5088.3213 | 12501.9368 | 12164.1774 | 11826.418 | 11488.6586 | 11150.8992 |  | 0.70767 |  |  |  |  | 1 | 1 | 1 | 1 | 1 | [5 empty] | 0.45978 | 5.4975 | 570.7763 | 26826.484 | 684.9315 | 0.096362 | 0.036947 | 0.036622 | 0.036999 | 0.038986 | 0.096362 | 0.036947 | 0.036622 | 0.036999 | 0.038986 | 100000 | 100000 | 0 | 0 | 0
6326 |  |  |  | 9795.2055 |  |  |  |  | 3891.7052 | 4215.5877 | 4539.4702 | 4863.3527 | 5187.2352 | 12197.3201 | 11867.7904 | 11538.2608 | 11208.7311 | 10879.2014 |  | 0.64712 |  |  |  |  | 1 | 1 | 1 | 1 | 1 | [5 empty] | 0.71739 | 5.6446 | 570.7763 | 26826.484 | 684.9315 | 0.096392 | 0.036941 | 0.036635 | 0.03712 | 0.038994 | 0.096392 | 0.036941 | 0.036635 | 0.03712 | 0.038994 | 100000 | 100000 | 0 | 0 | 0
6327 |  |  |  | 9795.2055 |  |  |  |  | 3556.5976 | 3978.431 | 4400.2643 | 4822.0976 | 5243.931 | 12363.6654 | 12029.6416 | 11695.6178 | 11361.594 | 11027.5703 |  | 0.53135 |  |  |  |  | 1 | 1 | 1 | 1 | 1 | [5 empty] | 1.0011 | 5.4986 | 570.7763 | 26826.484 | 684.9315 | 0.097767 | 0.037478 | 0.038615 | 0.03912 | 0.040459 | 0.097767 | 0.037478 | 0.038615 | 0.03912 | 0.040459 | 100000 | 100000 | 0 | 0 | 0
6328 |  |  |  | 9795.2055 |  |  |  |  | 3558.2484 | 4189.3484 | 4820.4484 | 5451.5484 | 6082.6484 | 12922.0292 | 12572.9203 | 12223.8115 | 11874.7027 | 11525.5938 |  | 0.36809 |  |  |  |  | 1 | 1 | 1 | 1 | 1 | [5 empty] | 0.82088 | 5.2058 | 570.7763 | 26826.484 | 684.9315 | 0.10487 | 0.092721 | 0.067377 | 0.044446 | 0.044195 | 0.10487 | 0.092721 | 0.067377 | 0.044446 | 0.044195 | 100000 | 100000 | 0 | 0 | 0
6329 |  |  |  | 9795.2055 |  |  |  |  | 4207.8289 | 4968.0364 | 5728.2439 | 6488.4514 | 7248.6589 | 13663.8557 | 13294.7053 | 12925.5548 | 12556.4044 | 12187.2539 |  | 0.15938 |  |  |  |  | 1 | 1 | 1 | 1 | 1 | [5 empty] | 0.72566 | 4.6514 | 570.7763 | 26826.484 | 684.9315 | 0.11153 | 0.11134 | 0.10313 | 0.10486 | 0.10557 | 0.11153 | 0.11134 | 0.10313 | 0.10486 | 0.10557 | 100000 | 100000 | 0 | 0 | 0
6330 |  |  |  | 9795.2055 |  |  |  |  | 5144.6445 | 5969.612 | 6794.5795 | 7619.547 | 8444.5145 | 14666.3565 | 14270.1219 | 13873.8873 | 13477.6527 | 13081.4182 |  | 0.00289 |  |  |  |  | 1 | 1 | 1 | 1 | 1 | [5 empty] | 1.3684 | 3.8326 | 570.7763 | 26826.484 | 684.9315 | 0.11325 | 0.14163 | 0.10716 | 0.11434 | 0.10976 | 0.11325 | 0.14163 | 0.10716 | 0.11434 | 0.10976 | 100000 | 100000 | 0 | 0 | 0
6331 |  |  |  | 9795.2055 |  |  |  |  | 5970.0327 | 6724.8235 | 7479.6143 | 8234.4052 | 8989.196 | 15927.7997 | 15497.4852 | 15067.1708 | 14636.8564 | 14206.5419 |  | 0 |  |  |  |  | 1 | 1 | 1 | 1 | 1 | [5 empty] | 2.8238 | 3.3216 | 570.7763 | 26826.484 | 684.9315 | 0.1135 | 0.14541 | 0.11065 | 0.12043 | 0.11005 | 0.11351 | 0.14542 | 0.11065 | 0.12043 | 0.11005 | 100000 | 100000 | 0 | 0 | 0
6332 |  |  |  | 9795.2055 |  |  |  |  | 5733.9716 | 6390.2058 | 7046.44 | 7702.6741 | 8358.9083 | 15905.687 | 15475.97 | 15046.253 | 14616.5359 | 14186.8189 |  | 0 |  |  |  |  | 1 | 1 | 1 | 1 | 1 | [5 empty] | 4.4384 | 2.4468 | 570.7763 | 26826.484 | 684.9315 | 0.1136 | 0.14282 | 0.1072 | 0.12056 | 0.10954 | 0.1136 | 0.14282 | 0.1072 | 0.12056 | 0.10954 | 100000 | 100000 | 0 | 0 | 0
6333 |  |  |  | 9795.2055 |  |  |  |  | 5053.8518 | 5573.9943 | 6094.1368 | 6614.2793 | 7134.4218 | 14784.247 | 14384.8275 | 13985.4079 | 13585.9883 | 13186.5687 |  | 0 |  |  |  |  | 1 | 1 | 1 | 1 | 1 | [5 empty] | 7.0306 | 1.7254 | 570.7763 | 26826.484 | 684.9315 | 0.11369 | 0.14265 | 0.1058 | 0.1128 | 0.10914 | 0.11369 | 0.14265 | 0.1058 | 0.1128 | 0.10914 | 100000 | 100000 | 0 | 0 | 0
6334 |  |  |  | 9795.2055 |  |  |  |  | 4678.3002 | 5132.0327 | 5585.7652 | 6039.4977 | 6493.2302 | 11247.9036 | 10944.0239 | 10640.1442 | 10336.2645 | 10032.3847 |  | 0 |  |  |  |  | 1 | 1 | 1 | 1 | 1 | [5 empty] | 8.2968 | 1.1799 | 570.7763 | 26826.484 | 684.9315 | 0.11361 | 0.12131 | 0.10473 | 0.10641 | 0.10874 | 0.11361 | 0.12131 | 0.10473 | 0.10641 | 0.10874 | 100000 | 100000 | 0 | 0 | 0
6335 |  |  |  | 9795.2055 |  |  |  |  | 3271.0133 | 3654.8708 | 4038.7283 | 4422.5858 | 4806.4433 | 6632.6138 | 6453.4233 | 6274.2329 | 6095.0425 | 5915.852 |  | 0 |  |  |  |  | 1 | 1 | 1 | 1 | 1 | [5 empty] | 8.1018 | 1.3554 | 570.7763 | 26826.484 | 684.9315 | 0.11314 | 0.11733 | 0.10429 | 0.10626 | 0.10877 | 0.11314 | 0.11733 | 0.10429 | 0.10626 | 0.10877 | 100000 | 100000 | 0 | 0 | 0
6336 |  |  |  | 9795.2055 |  |  |  |  | 2296.8425 | 2505.1475 | 2713.4525 | 2921.7575 | 3130.0625 | 4521.4094 | 4399.2564 | 4277.1035 | 4154.9505 | 4032.7976 |  | 0 |  |  |  |  | 1 | 1 | 1 | 1 | 1 | [5 empty] | 7.7795 | 1.6496 | 570.7763 | 26826.484 | 684.9315 | 0.11287 | 0.11734 | 0.10407 | 0.10587 | 0.10879 | 0.11287 | 0.11734 | 0.10407 | 0.10587 | 0.10879 | 100000 | 100000 | 0 | 0 | 0
6337 |  |  |  | 9795.2055 |  |  |  |  | 1717.8692 | 1817.1942 | 1916.5192 | 2015.8442 | 2115.1692 | 4843.0087 | 4712.1672 | 4581.3257 | 4450.4843 | 4319.6428 |  | 0 |  |  |  |  | 1 | 1 | 1 | 1 | 1 | [5 empty] | 6.826 | 2.4438 | 570.7763 | 26826.484 | 684.9315 | 0.11234 | 0.11735 | 0.10409 | 0.10586 | 0.10882 | 0.11234 | 0.11735 | 0.10409 | 0.10586 | 0.10882 | 100000 | 100000 | 0 | 0 | 0
6338 |  |  |  | 9795.2055 |  |  |  |  | 1471.8677 | 1520.8702 | 1569.8727 | 1618.8752 | 1667.8777 | 5039.5815 | 4903.4293 | 4767.2771 | 4631.1249 | 4494.9728 |  | 0 |  |  |  |  | 1 | 1 | 1 | 1 | 1 | [5 empty] | 6.0023 | 3.4512 | 570.7763 | 26826.484 | 684.9315 | 0.11231 | 0.11736 | 0.1041 | 0.10582 | 0.10885 | 0.11231 | 0.11736 | 0.1041 | 0.10582 | 0.10885 | 100000 | 100000 | 0 | 0 | 0
6339 |  |  |  | 9795.2055 |  |  |  |  | 1442.0493 | 1482.7468 | 1523.4443 | 1564.1418 | 1604.8393 | 5916.4789 | 5756.636 | 5596.793 | 5436.9501 | 5277.1072 |  | 0 |  |  |  |  | 1 | 1 | 1 | 1 | 1 | [5 empty] | 5.2455 | 4.05 | 570.7763 | 26826.484 | 684.9315 | 0.11231 | 0.11736 | 0.10408 | 0.10568 | 0.10883 | 0.11231 | 0.11736 | 0.10408 | 0.10568 | 0.10883 | 100000 | 100000 | 0 | 0 | 0
6340 |  |  |  | 9795.2055 |  |  |  |  | 1583.6866 | 1625.6216 | 1667.5566 | 1709.4916 | 1751.4266 | 8369.9719 | 8143.844 | 7917.7161 | 7691.5882 | 7465.4604 |  | 0 |  |  |  |  | 1 | 1 | 1 | 1 | 1 | [5 empty] | 4.3018 | 4.9787 | 570.7763 | 26826.484 | 684.9315 | 0.10977 | 0.1084 | 0.099705 | 0.10424 | 0.1064 | 0.10977 | 0.1084 | 0.099705 | 0.10424 | 0.1064 | 100000 | 100000 | 0 | 0 | 0
6341 |  |  |  | 9795.2055 |  |  |  |  | 2179.2256 | 2219.3731 | 2259.5206 | 2299.6681 | 2339.8156 | 13966.7867 | 13589.452 | 13212.1174 | 12834.7828 | 12457.4482 |  | 0 |  |  |  |  | 1 | 1 | 1 | 1 | 1 | [5 empty] | 3.2027 | 5.9873 | 570.7763 | 26826.484 | 684.9315 | 0.10985 | 0.11013 | 0.10176 | 0.1054 | 0.10732 | 0.10985 | 0.11013 | 0.10176 | 0.1054 | 0.10732 | 100000 | 100000 | 0 | 0 | 0
6342 |  |  |  | 9795.2055 |  |  |  |  | 3411.7181 | 3454.3406 | 3496.9631 | 3539.5856 | 3582.2081 | 17101.3235 | 16639.3045 | 16177.2854 | 15715.2664 | 15253.2474 |  | 0 |  |  |  |  | 1 | 1 | 1 | 1 | 1 | [5 empty] | 3.1603 | 6.5813 | 570.7763 | 26826.484 | 684.9315 | 0.11103 | 0.11224 | 0.10315 | 0.10557 | 0.10855 | 0.11103 | 0.11224 | 0.10315 | 0.10557 | 0.10855 | 100000 | 100000 | 0 | 0 | 0
6343 |  |  |  | 9795.2055 |  |  |  |  | 4203.5613 | 4244.2588 | 4284.9563 | 4325.6538 | 4366.3513 | 17218.6895 | 16753.4997 | 16288.3098 | 15823.12 | 15357.9301 |  | 0.08105 |  |  |  |  | 1 | 1 | 1 | 1 | 1 | [5 empty] | 3.0904 | 6.7954 | 570.7763 | 26826.484 | 684.9315 | 0.11275 | 0.11315 | 0.10343 | 0.10428 | 0.10502 | 0.11275 | 0.11315 | 0.10343 | 0.10428 | 0.10502 | 100000 | 100000 | 0 | 0 | 0
6344 |  |  |  | 9795.2055 |  |  |  |  | 3698.3057 | 3745.1632 | 3792.0207 | 3838.8782 | 3885.7357 | 15099.5935 | 14691.6544 | 14283.7152 | 13875.7761 | 13467.8369 |  | 0.29131 |  |  |  |  | 1 | 1 | 1 | 1 | 1 | [5 empty] | 2.3658 | 7.1348 | 570.7763 | 26826.484 | 684.9315 | 0.10751 | 0.094459 | 0.075925 | 0.045768 | 0.04502 | 0.10751 | 0.094459 | 0.075925 | 0.045768 | 0.04502 | 100000 | 100000 | 0 | 0 | 0
6345 |  |  |  | 9795.2055 |  |  |  |  | 3500.3449 | 3574.8399 | 3649.3349 | 3723.8299 | 3798.3249 | 13999.1806 | 13620.9708 | 13242.7611 | 12864.5513 | 12486.3415 |  | 0.47494 |  |  |  |  | 1 | 1 | 1 | 1 | 1 | [5 empty] | 0.34772 | 6.7709 | 570.7763 | 26826.484 | 684.9315 | 0.098825 | 0.039146 | 0.039184 | 0.038845 | 0.0411 | 0.098825 | 0.039146 | 0.039184 | 0.038845 | 0.0411 | 100000 | 100000 | 0 | 0 | 0
6346 |  |  |  | 9795.2055 |  |  |  |  | 3646.1235 | 3752.6535 | 3859.1835 | 3965.7135 | 4072.2435 | 13021.2711 | 12669.4811 | 12317.6911 | 11965.901 | 11614.111 |  | 0.60942 |  |  |  |  | 1 | 1 | 1 | 1 | 1 | [5 empty] | 0.72052 | 6.2846 | 570.7763 | 26826.484 | 684.9315 | 0.097484 | 0.039087 | 0.039117 | 0.038243 | 0.039811 | 0.097484 | 0.039087 | 0.039117 | 0.038243 | 0.039811 | 100000 | 100000 | 0 | 0 | 0
6347 |  |  |  | 9795.2055 |  |  |  |  | 4120.7325 | 4289.5759 | 4458.4192 | 4627.2625 | 4796.1059 | 11930.545 | 11608.2227 | 11285.9003 | 10963.578 | 10641.2556 |  | 0.67508 |  |  |  |  | 1 | 1 | 1 | 1 | 1 | [5 empty] | 0.70767 | 6.3084 | 570.7763 | 26826.484 | 684.9315 | 0.097695 | 0.039078 | 0.039126 | 0.038251 | 0.039816 | 0.097695 | 0.039078 | 0.039126 | 0.038251 | 0.039816 | 100000 | 100000 | 0 | 0 | 0
6348 |  |  |  | 9795.2055 |  |  |  |  | 4149.7226 | 4344.2776 | 4538.8326 | 4733.3876 | 4927.9426 | 11368.985 | 11061.834 | 10754.6831 | 10447.5322 | 10140.3813 |  | 0.72367 |  |  |  |  | 1 | 1 | 1 | 1 | 1 | [5 empty] | 1.0115 | 6.3032 | 570.7763 | 26826.484 | 684.9315 | 0.097721 | 0.03909 | 0.039121 | 0.038247 | 0.039819 | 0.097721 | 0.03909 | 0.039121 | 0.038247 | 0.039819 | 100000 | 100000 | 0 | 0 | 0
6349 |  |  |  | 9795.2055 |  |  |  |  | 4067.7221 | 4329.9521 | 4592.1821 | 4854.4121 | 5116.6421 | 11121.8604 | 10821.3859 | 10520.9115 | 10220.437 | 9919.9625 |  | 0.68377 |  |  |  |  | 1 | 1 | 1 | 1 | 1 | [5 empty] | 1.003 | 6.3633 | 570.7763 | 26826.484 | 684.9315 | 0.097794 | 0.039099 | 0.039127 | 0.038294 | 0.03983 | 0.097794 | 0.039099 | 0.039127 | 0.038294 | 0.03983 | 100000 | 100000 | 0 | 0 | 0
6350 |  |  |  | 9795.2055 |  |  |  |  | 3905.3777 | 4226.0427 | 4546.7077 | 4867.3727 | 5188.0377 | 10850.3162 | 10557.178 | 10264.0397 | 9970.9014 | 9677.7631 |  | 0.61638 |  |  |  |  | 1 | 1 | 1 | 1 | 1 | [5 empty] | 0.79321 | 7.1492 | 570.7763 | 26826.484 | 684.9315 | 0.097803 | 0.039162 | 0.039164 | 0.038404 | 0.039907 | 0.097803 | 0.039162 | 0.039164 | 0.038404 | 0.039907 | 100000 | 100000 | 0 | 0 | 0
6351 |  |  |  | 9795.2055 |  |  |  |  | 3569.0928 | 3992.3553 | 4415.6178 | 4838.8803 | 5262.1428 | 10997.6446 | 10700.526 | 10403.4074 | 10106.2888 | 9809.1702 |  | 0.5185 |  |  |  |  | 1 | 1 | 1 | 1 | 1 | [5 empty] | 0.88403 | 7.2274 | 570.7763 | 26826.484 | 684.9315 | 0.09787 | 0.039169 | 0.039222 | 0.03869 | 0.040419 | 0.09787 | 0.039169 | 0.039222 | 0.03869 | 0.040419 | 100000 | 100000 | 0 | 0 | 0
6352 |  |  |  | 9795.2055 |  |  |  |  | 3570.7493 | 4203.9118 | 4837.0743 | 5470.2368 | 6103.3993 | 11493.1095 | 11182.6052 | 10872.1008 | 10561.5965 | 10251.0921 |  | 0.35858 |  |  |  |  | 1 | 1 | 1 | 1 | 1 | [5 empty] | 0.8306 | 6.9556 | 570.7763 | 26826.484 | 684.9315 | 0.10525 | 0.08796 | 0.048401 | 0.042049 | 0.04311 | 0.10525 | 0.08796 | 0.048401 | 0.042049 | 0.04311 | 100000 | 100000 | 0 | 0 | 0
6353 |  |  |  | 9795.2055 |  |  |  |  | 4222.612 | 4998.4945 | 5774.377 | 6550.2595 | 7326.142 | 12152.348 | 11824.0333 | 11495.7186 | 11167.4039 | 10839.0892 |  | 0.14943 |  |  |  |  | 1 | 1 | 1 | 1 | 1 | [5 empty] | 1.0408 | 7.8316 | 570.7763 | 26826.484 | 684.9315 | 0.11067 | 0.10319 | 0.093716 | 0.095994 | 0.076298 | 0.11067 | 0.10319 | 0.093716 | 0.095994 | 0.076298 | 100000 | 100000 | 0 | 0 | 0
6354 |  |  |  | 9795.2055 |  |  |  |  | 5162.7188 | 5954.6879 | 6746.6571 | 7538.6263 | 8330.5954 | 13043.9783 | 12691.5748 | 12339.1713 | 11986.7678 | 11634.3643 |  | 0.00157 |  |  |  |  | 1 | 1 | 1 | 1 | 1 | [5 empty] | 1.3605 | 8.5147 | 570.7763 | 26826.484 | 684.9315 | 0.11292 | 0.14028 | 0.10347 | 0.10548 | 0.1044 | 0.11292 | 0.14028 | 0.10347 | 0.10548 | 0.1044 | 100000 | 100000 | 0 | 0 | 0
6355 |  |  |  | 9795.2055 |  |  |  |  | 5991.0067 | 6756.1359 | 7521.2651 | 8286.3942 | 9051.5234 | 14165.8825 | 13783.169 | 13400.4555 | 13017.742 | 12635.0286 |  | 0 |  |  |  |  | 1 | 1 | 1 | 1 | 1 | [5 empty] | 1.0518 | 9.116 | 570.7763 | 26826.484 | 684.9315 | 0.11292 | 0.14028 | 0.10346 | 0.10547 | 0.10368 | 0.11292 | 0.14028 | 0.10346 | 0.10547 | 0.10368 | 100000 | 100000 | 0 | 0 | 0
6356 |  |  |  | 9795.2055 |  |  |  |  | 5754.1164 | 6395.7214 | 7037.3264 | 7678.9314 | 8320.5364 | 14147.8161 | 13765.5907 | 13383.3653 | 13001.1399 | 12618.9145 |  | 0 |  |  |  |  | 1 | 1 | 1 | 1 | 1 | [5 empty] | 1.2651 | 9.7207 | 570.7763 | 26826.484 | 684.9315 | 0.11311 | 0.11319 | 0.099593 | 0.10481 | 0.097904 | 0.11311 | 0.11319 | 0.099593 | 0.10481 | 0.097904 | 100000 | 100000 | 0 | 0 | 0
6357 |  |  |  | 9795.2055 |  |  |  |  | 5071.6071 | 5618.5604 | 6165.5138 | 6712.4671 | 7259.4204 | 13152.2455 | 12796.917 | 12441.5885 | 12086.26 | 11730.9315 |  | 0 |  |  |  |  | 1 | 1 | 1 | 1 | 1 | [5 empty] | 1.8378 | 9.8533 | 570.7763 | 26826.484 | 684.9315 | 0.11285 | 0.10504 | 0.09799 | 0.10389 | 0.089434 | 0.11285 | 0.10504 | 0.09799 | 0.10389 | 0.089434 | 100000 | 100000 | 0 | 0 | 0
6358 |  |  |  | 9795.2055 |  |  |  |  | 4694.7361 | 5146.9561 | 5599.1761 | 6051.3961 | 6503.6161 | 10010.1396 | 9739.7 | 9469.2604 | 9198.8208 | 8928.3812 |  | 0 |  |  |  |  | 1 | 1 | 1 | 1 | 1 | [5 empty] | 2.3821 | 10.6157 | 570.7763 | 26826.484 | 684.9315 | 0.11153 | 0.10139 | 0.09321 | 0.086063 | 0.075325 | 0.11153 | 0.10139 | 0.09321 | 0.086063 | 0.075325 | 100000 | 100000 | 0 | 0 | 0
6359 |  |  |  | 9795.2055 |  |  |  |  | 3282.5051 | 3659.8993 | 4037.2935 | 4414.6876 | 4792.0818 | 5906.4782 | 5746.9054 | 5587.3327 | 5427.7599 | 5268.1872 |  | 0 |  |  |  |  | 1 | 1 | 1 | 1 | 1 | [5 empty] | 1.0166 | 9.9512 | 570.7763 | 26826.484 | 684.9315 | 0.10618 | 0.10105 | 0.085283 | 0.085803 | 0.069034 | 0.10618 | 0.10105 | 0.085283 | 0.085803 | 0.069034 | 100000 | 100000 | 0 | 0 | 0
6360 |  |  |  | 9795.2055 |  |  |  |  | 2304.9819 | 2516.7244 | 2728.4669 | 2940.2094 | 3151.9519 | 3518.8026 | 3423.7366 | 3328.6707 | 3233.6047 | 3138.5387 |  | 0 |  |  |  |  | 1 | 1 | 1 | 1 | 1 | [5 empty] | 0.72064 | 9.7652 | 570.7763 | 26826.484 | 684.9315 | 0.10588 | 0.10109 | 0.084237 | 0.086123 | 0.068983 | 0.10588 | 0.10109 | 0.084237 | 0.086123 | 0.068983 | 100000 | 100000 | 0 | 0 | 0
6361 |  |  |  | 9795.2055 |  |  |  |  | 1723.9569 | 1822.2919 | 1920.6269 | 2018.9619 | 2117.2969 | 3795.7933 | 3693.244 | 3590.6947 | 3488.1454 | 3385.5961 |  | 0 |  |  |  |  | 1 | 1 | 1 | 1 | 1 | [5 empty] | 1.2561 | 7.9574 | 570.7763 | 26826.484 | 684.9315 | 0.10589 | 0.10067 | 0.083021 | 0.084885 | 0.068773 | 0.10589 | 0.10067 | 0.083021 | 0.084885 | 0.068773 | 100000 | 100000 | 0 | 0 | 0
6362 |  |  |  | 9795.2055 |  |  |  |  | 1477.0836 | 1527.0761 | 1577.0686 | 1627.0611 | 1677.0536 | 3696.2972 | 3596.436 | 3496.5747 | 3396.7135 | 3296.8522 |  | 0 |  |  |  |  | 1 | 1 | 1 | 1 | 1 | [5 empty] | 1.6721 | 7.7654 | 570.7763 | 26826.484 | 684.9315 | 0.10598 | 0.10064 | 0.083357 | 0.086054 | 0.069303 | 0.10598 | 0.10064 | 0.083357 | 0.086054 | 0.069303 | 100000 | 100000 | 0 | 0 | 0
6363 |  |  |  | 9795.2055 |  |  |  |  | 1447.1596 | 1488.5446 | 1529.9296 | 1571.3146 | 1612.6996 | 4683.5123 | 4556.9799 | 4430.4475 | 4303.915 | 4177.3826 |  | 0 |  |  |  |  | 1 | 1 | 1 | 1 | 1 | [5 empty] | 2.0489 | 7.9305 | 570.7763 | 26826.484 | 684.9315 | 0.10592 | 0.10023 | 0.080528 | 0.081898 | 0.067434 | 0.10592 | 0.10023 | 0.080528 | 0.081898 | 0.067434 | 100000 | 100000 | 0 | 0 | 0
6364 |  |  |  | 9795.2055 |  |  |  |  | 1589.2988 | 1631.5088 | 1673.7188 | 1715.9288 | 1758.1388 | 7511.4778 | 7308.5434 | 7105.6091 | 6902.6748 | 6699.7404 |  | 0 |  |  |  |  | 1 | 1 | 1 | 1 | 1 | [5 empty] | 2.6633 | 8.8757 | 570.7763 | 26826.484 | 684.9315 | 0.10301 | 0.080919 | 0.060111 | 0.043964 | 0.045207 | 0.10301 | 0.080919 | 0.060111 | 0.043964 | 0.045207 | 100000 | 100000 | 0 | 0 | 0
6365 |  |  |  | 9795.2055 |  |  |  |  | 2186.9482 | 2226.8207 | 2266.6932 | 2306.5657 | 2346.4382 | 14120.5231 | 13739.0351 | 13357.5471 | 12976.059 | 12594.571 |  | 0 |  |  |  |  | 1 | 1 | 1 | 1 | 1 | [5 empty] | 3.5555 | 9.884 | 570.7763 | 26826.484 | 684.9315 | 0.10214 | 0.079264 | 0.061151 | 0.044288 | 0.045416 | 0.10214 | 0.079264 | 0.061151 | 0.044288 | 0.045416 | 100000 | 100000 | 0 | 0 | 0
6366 |  |  |  | 9795.2055 |  |  |  |  | 3423.8084 | 3464.2309 | 3504.6534 | 3545.0759 | 3585.4984 | 16666.9486 | 16216.6649 | 15766.3811 | 15316.0974 | 14865.8137 |  | 0 |  |  |  |  | 1 | 1 | 1 | 1 | 1 | [5 empty] | 4.1451 | 10.3066 | 570.7763 | 26826.484 | 684.9315 | 0.10119 | 0.077992 | 0.06375 | 0.046534 | 0.046708 | 0.10119 | 0.077992 | 0.06375 | 0.046534 | 0.046708 | 100000 | 100000 | 0 | 0 | 0
6367 |  |  |  | 9795.2055 |  |  |  |  | 4218.4577 | 4259.2927 | 4300.1277 | 4340.9627 | 4381.7977 | 16986.156 | 16527.2484 | 16068.3408 | 15609.4332 | 15150.5256 |  | 0.07636 |  |  |  |  | 1 | 1 | 1 | 1 | 1 | [5 empty] | 4.9851 | 10.2052 | 570.7763 | 26826.484 | 684.9315 | 0.099406 | 0.075312 | 0.061418 | 0.044068 | 0.044914 | 0.099406 | 0.075312 | 0.061418 | 0.044068 | 0.044914 | 100000 | 100000 | 0 | 0 | 0
6368 |  |  |  | 9795.2055 |  |  |  |  | 3711.4116 | 3761.0741 | 3810.7366 | 3860.3991 | 3910.0616 | 14015.9035 | 13637.2419 | 13258.5803 | 12879.9188 | 12501.2572 |  | 0.28159 |  |  |  |  | 1 | 1 | 1 | 1 | 1 | [5 empty] | 4.5041 | 9.9193 | 570.7763 | 26826.484 | 684.9315 | 0.091613 | 0.045911 | 0.031337 | 0.037106 | 0.040625 | 0.091613 | 0.045911 | 0.031337 | 0.037106 | 0.040625 | 100000 | 100000 | 0 | 0 | 0
6369 |  |  |  | 9795.2055 |  |  |  |  | 3512.7492 | 3586.2542 | 3659.7592 | 3733.2642 | 3806.7692 | 13743.2164 | 13371.9219 | 13000.6274 | 12629.3329 | 12258.0384 |  | 0.39881 |  |  |  |  | 1 | 1 | 1 | 1 | 1 | [5 empty] | 3.046 | 9.5438 | 570.7763 | 26826.484 | 684.9315 | 0.089032 | 0.012488 | 0.0093843 | 0.011553 | 0.030132 | 0.089032 | 0.012488 | 0.0093843 | 0.011553 | 0.030132 | 100000 | 100000 | 0 | 0 | 0
6370 |  |  |  | 9795.2055 |  |  |  |  | 3659.0445 | 3768.077 | 3877.1095 | 3986.142 | 4095.1745 | 12491.9215 | 12154.4327 | 11816.9439 | 11479.4551 | 11141.9663 |  | 0.58906 |  |  |  |  | 1 | 1 | 1 | 1 | 1 | [5 empty] | 3.0648 | 8.6926 | 570.7763 | 26826.484 | 684.9315 | 0.089782 | 0.01177 | 0.0093927 | 0.011444 | 0.028958 | 0.089782 | 0.01177 | 0.0093927 | 0.011444 | 0.028958 | 100000 | 100000 | 0 | 0 | 0
6371 |  |  |  | 9795.2055 |  |  |  |  | 4135.3354 | 4295.9296 | 4456.5237 | 4617.1179 | 4777.7121 | 11491.2627 | 11180.8083 | 10870.3538 | 10559.8994 | 10249.4449 |  | 0.61366 |  |  |  |  | 1 | 1 | 1 | 1 | 1 | [5 empty] | 3.1014 | 8.9593 | 570.7763 | 26826.484 | 684.9315 | 0.092786 | 0.011827 | 0.0097944 | 0.01154 | 0.029064 | 0.092786 | 0.011827 | 0.0097944 | 0.01154 | 0.029064 | 100000 | 100000 | 0 | 0 | 0
6372 |  |  |  | 9795.2055 |  |  |  |  | 4164.4282 | 4372.7332 | 4581.0382 | 4789.3432 | 4997.6482 | 10854.1798 | 10560.9372 | 10267.6945 | 9974.4519 | 9681.2092 |  | 0.62534 |  |  |  |  | 1 | 1 | 1 | 1 | 1 | [5 empty] | 2.9546 | 9.1786 | 570.7763 | 26826.484 | 684.9315 | 0.094643 | 0.011847 | 0.0097968 | 0.011544 | 0.029059 | 0.094643 | 0.011847 | 0.0097968 | 0.011544 | 0.029059 | 100000 | 100000 | 0 | 0 | 0
6373 |  |  |  | 9795.2055 |  |  |  |  | 4082.1371 | 4343.4871 | 4604.8371 | 4866.1871 | 5127.5371 | 9914.5714 | 9646.7137 | 9378.856 | 9110.9984 | 8843.1407 |  | 0.67352 |  |  |  |  | 1 | 1 | 1 | 1 | 1 | [5 empty] | 3.0742 | 8.4021 | 570.7763 | 26826.484 | 684.9315 | 0.094589 | 0.012188 | 0.0098042 | 0.011546 | 0.029045 | 0.094589 | 0.012188 | 0.0098042 | 0.011546 | 0.029045 | 100000 | 100000 | 0 | 0 | 0
6374 |  |  |  | 9795.2055 |  |  |  |  | 3919.2174 | 4247.3899 | 4575.5624 | 4903.7349 | 5231.9074 | 9657.4798 | 9396.5679 | 9135.656 | 8874.744 | 8613.8321 |  | 0.56564 |  |  |  |  | 1 | 1 | 1 | 1 | 1 | [5 empty] | 2.9533 | 7.886 | 570.7763 | 26826.484 | 684.9315 | 0.094685 | 0.01249 | 0.01019 | 0.011833 | 0.03087 | 0.094684 | 0.01249 | 0.01019 | 0.011833 | 0.03087 | 100000 | 100000 | 0 | 0 | 0
6375 |  |  |  | 9795.2055 |  |  |  |  | 3581.7408 | 4030.7433 | 4479.7458 | 4928.7483 | 5377.7508 | 9100.8137 | 8854.941 | 8609.0683 | 8363.1955 | 8117.3228 |  | 0.45676 |  |  |  |  | 1 | 1 | 1 | 1 | 1 | [5 empty] | 2.9563 | 7.3368 | 570.7763 | 26826.484 | 684.9315 | 0.095399 | 0.037748 | 0.033375 | 0.036083 | 0.040799 | 0.0954 | 0.037748 | 0.033375 | 0.036083 | 0.040799 | 100000 | 100000 | 0 | 0 | 0
6376 |  |  |  | 9795.2055 |  |  |  |  | 3583.4032 | 4220.6907 | 4857.9782 | 5495.2657 | 6132.5532 | 9687.339 | 9425.6204 | 9163.9018 | 8902.1831 | 8640.4645 |  | 0.17556 |  |  |  |  | 1 | 1 | 1 | 1 | 1 | [5 empty] | 3.7545 | 7.7856 | 570.7763 | 26826.484 | 684.9315 | 0.10272 | 0.083992 | 0.043513 | 0.041639 | 0.04289 | 0.10271 | 0.083992 | 0.043513 | 0.041639 | 0.04289 | 100000 | 100000 | 0 | 0 | 0
6377 |  |  |  | 9795.2055 |  |  |  |  | 4237.5759 | 5000.3959 | 5763.2159 | 6526.0359 | 7288.8559 | 10232.7132 | 9956.2605 | 9679.8077 | 9403.3549 | 9126.9022 |  | 0.13266 |  |  |  |  | 1 | 1 | 1 | 1 | 1 | [5 empty] | 6.3744 | 8.3244 | 570.7763 | 26826.484 | 684.9315 | 0.10981 | 0.10204 | 0.066689 | 0.047437 | 0.046655 | 0.10981 | 0.10204 | 0.066689 | 0.047437 | 0.046655 | 100000 | 100000 | 0 | 0 | 0
6378 |  |  |  | 9795.2055 |  |  |  |  | 5181.0142 | 6022.4809 | 6863.9475 | 7705.4142 | 8546.8809 | 10686.6452 | 10397.9287 | 10109.2123 | 9820.4958 | 9531.7794 |  | 0 |  |  |  |  | 1 | 1 | 1 | 1 | 1 | [5 empty] | 7.4864 | 8.9739 | 570.7763 | 26826.484 | 684.9315 | 0.11118 | 0.1097 | 0.097907 | 0.098324 | 0.050271 | 0.11118 | 0.1097 | 0.097907 | 0.098324 | 0.050271 | 100000 | 100000 | 0 | 0 | 0
6379 |  |  |  | 9795.2055 |  |  |  |  | 6012.2374 | 6787.7074 | 7563.1774 | 8338.6474 | 9114.1174 | 11810.2038 | 11491.1326 | 11172.0615 | 10852.9903 | 10533.9192 |  | 0 |  |  |  |  | 1 | 1 | 1 | 1 | 1 | [5 empty] | 7.2778 | 9.1116 | 570.7763 | 26826.484 | 684.9315 | 0.11117 | 0.10727 | 0.09391 | 0.087407 | 0.05027 | 0.11118 | 0.10727 | 0.09391 | 0.087407 | 0.05027 | 100000 | 100000 | 0 | 0 | 0
6380 |  |  |  | 9795.2055 |  |  |  |  | 5774.5076 | 6384.7642 | 6995.0209 | 7605.2776 | 8215.5342 | 12204.438 | 11874.716 | 11544.994 | 11215.272 | 10885.55 |  | 0 |  |  |  |  | 1 | 1 | 1 | 1 | 1 | [5 empty] | 6.3818 | 10.7972 | 570.7763 | 26826.484 | 684.9315 | 0.10987 | 0.10336 | 0.092033 | 0.059716 | 0.049562 | 0.10987 | 0.10336 | 0.092033 | 0.059716 | 0.049562 | 100000 | 100000 | 0 | 0 | 0
6381 |  |  |  | 9795.2055 |  |  |  |  | 5089.5796 | 5616.8713 | 6144.163 | 6671.4546 | 7198.7463 | 11279.8716 | 10975.1282 | 10670.3848 | 10365.6414 | 10060.8981 |  | 0 |  |  |  |  | 1 | 1 | 1 | 1 | 1 | [5 empty] | 6.5851 | 12.1752 | 570.7763 | 26826.484 | 684.9315 | 0.10804 | 0.097306 | 0.071112 | 0.047928 | 0.046779 | 0.10804 | 0.097306 | 0.071112 | 0.047928 | 0.046779 | 100000 | 100000 | 0 | 0 | 0
6382 |  |  |  | 9795.2055 |  |  |  |  | 4711.3731 | 5171.1556 | 5630.9381 | 6090.7206 | 6550.5031 | 8902.5999 | 8662.0823 | 8421.5646 | 8181.0469 | 7940.5292 |  | 0 |  |  |  |  | 1 | 1 | 1 | 1 | 1 | [5 empty] | 7.5913 | 11.9396 | 570.7763 | 26826.484 | 684.9315 | 0.10518 | 0.093635 | 0.057885 | 0.04637 | 0.046136 | 0.10518 | 0.093635 | 0.057885 | 0.04637 | 0.046136 | 100000 | 100000 | 0 | 0 | 0
6383 |  |  |  | 9795.2055 |  |  |  |  | 3294.1375 | 3671.5325 | 4048.9275 | 4426.3225 | 4803.7175 | 4980.6479 | 4846.0879 | 4711.5279 | 4576.9679 | 4442.4079 |  | 0 |  |  |  |  | 1 | 1 | 1 | 1 | 1 | [5 empty] | 7.6694 | 8.949 | 570.7763 | 26826.484 | 684.9315 | 0.1028 | 0.093128 | 0.057382 | 0.046247 | 0.045994 | 0.1028 | 0.093128 | 0.057382 | 0.046247 | 0.045994 | 100000 | 100000 | 0 | 0 | 0
6384 |  |  |  | 9795.2055 |  |  |  |  | 2313.2183 | 2513.2733 | 2713.3283 | 2913.3833 | 3113.4383 | 4665.1148 | 4539.0794 | 4413.0441 | 4287.0087 | 4160.9733 |  | 0 |  |  |  |  | 1 | 1 | 1 | 1 | 1 | [5 empty] | 6.6138 | 7.2373 | 570.7763 | 26826.484 | 684.9315 | 0.10229 | 0.092499 | 0.056868 | 0.046181 | 0.045969 | 0.10229 | 0.092499 | 0.056868 | 0.046181 | 0.045969 | 100000 | 100000 | 0 | 0 | 0
6385 |  |  |  | 9795.2055 |  |  |  |  | 1730.1171 | 1828.7829 | 1927.4488 | 2026.1146 | 2124.7804 | 4997.3907 | 4862.3783 | 4727.366 | 4592.3537 | 4457.3413 |  | 0 |  |  |  |  | 1 | 1 | 1 | 1 | 1 | [5 empty] | 6.1556 | 9.255 | 570.7763 | 26826.484 | 684.9315 | 0.10188 | 0.09232 | 0.056525 | 0.046114 | 0.045942 | 0.10188 | 0.09232 | 0.056525 | 0.046114 | 0.045942 | 100000 | 100000 | 0 | 0 | 0
6386 |  |  |  | 9795.2055 |  |  |  |  | 1482.3616 | 1532.0241 | 1581.6866 | 1631.3491 | 1681.0116 | 5200.5769 | 5060.0752 | 4919.5735 | 4779.0717 | 4638.57 |  | 0 |  |  |  |  | 1 | 1 | 1 | 1 | 1 | [5 empty] | 5.5881 | 8.4836 | 570.7763 | 26826.484 | 684.9315 | 0.10187 | 0.092365 | 0.057382 | 0.046282 | 0.045856 | 0.10187 | 0.092365 | 0.057382 | 0.046282 | 0.045856 | 100000 | 100000 | 0 | 0 | 0
6387 |  |  |  | 9795.2055 |  |  |  |  | 1452.3307 | 1493.5782 | 1534.8257 | 1576.0732 | 1617.3207 | 6105.605 | 5940.6525 | 5775.7001 | 5610.7476 | 5445.7951 |  | 0 |  |  |  |  | 1 | 1 | 1 | 1 | 1 | [5 empty] | 4.9808 | 8.3152 | 570.7763 | 26826.484 | 684.9315 | 0.10177 | 0.092206 | 0.057053 | 0.04619 | 0.04571 | 0.10177 | 0.092206 | 0.057053 | 0.04619 | 0.04571 | 100000 | 100000 | 0 | 0 | 0
6388 |  |  |  | 9795.2055 |  |  |  |  | 1594.9778 | 1635.2628 | 1675.5478 | 1715.8328 | 1756.1178 | 8637.3878 | 8404.0353 | 8170.6827 | 7937.3302 | 7703.9776 |  | 0 |  |  |  |  | 1 | 1 | 1 | 1 | 1 | [5 empty] | 5.6704 | 7.8768 | 570.7763 | 26826.484 | 684.9315 | 0.098487 | 0.079897 | 0.049475 | 0.044136 | 0.045117 | 0.098487 | 0.079897 | 0.049475 | 0.044136 | 0.045117 | 100000 | 100000 | 0 | 0 | 0
6389 |  |  |  | 9795.2055 |  |  |  |  | 2194.7628 | 2235.5978 | 2276.4328 | 2317.2678 | 2358.1028 | 14414.8946 | 14025.4537 | 13636.0127 | 13246.5718 | 12857.1308 |  | 0 |  |  |  |  | 1 | 1 | 1 | 1 | 1 | [5 empty] | 5.1675 | 7.2974 | 570.7763 | 26826.484 | 684.9315 | 0.10277 | 0.079149 | 0.052344 | 0.044896 | 0.045748 | 0.10277 | 0.079149 | 0.052344 | 0.044896 | 0.045748 | 100000 | 100000 | 0 | 0 | 0
6390 |  |  |  | 9795.2055 |  |  |  |  | 3436.0426 | 3479.6276 | 3523.2126 | 3566.7976 | 3610.3826 | 17650.8374 | 17173.9724 | 16697.1074 | 16220.2424 | 15743.3774 |  | 0 |  |  |  |  | 1 | 1 | 1 | 1 | 1 | [5 empty] | 5.7922 | 6.8814 | 570.7763 | 26826.484 | 684.9315 | 0.10273 | 0.079642 | 0.055832 | 0.045516 | 0.04594 | 0.10273 | 0.079642 | 0.055832 | 0.045516 | 0.04594 | 100000 | 100000 | 0 | 0 | 0
6391 |  |  |  | 9795.2055 |  |  |  |  | 4233.5314 | 4275.8789 | 4318.2264 | 4360.5739 | 4402.9214 | 17773.0838 | 17292.9161 | 16812.7484 | 16332.5808 | 15852.4131 |  | 0.04908 |  |  |  |  | 1 | 1 | 1 | 1 | 1 | [5 empty] | 6.8161 | 6.092 | 570.7763 | 26826.484 | 684.9315 | 0.10329 | 0.08231 | 0.061398 | 0.046891 | 0.046277 | 0.10329 | 0.08231 | 0.061398 | 0.046891 | 0.046277 | 100000 | 100000 | 0 | 0 | 0
6392 |  |  |  | 9795.2055 |  |  |  |  | 3724.6735 | 3774.996 | 3825.3185 | 3875.641 | 3925.9635 | 15584.6227 | 15163.5797 | 14742.5367 | 14321.4938 | 13900.4508 |  | 0.00909 |  |  |  |  | 1 | 1 | 1 | 1 | 1 | [5 empty] | 5.5432 | 5.5346 | 570.7763 | 26826.484 | 684.9315 | 0.10401 | 0.081398 | 0.06059 | 0.044118 | 0.044487 | 0.10401 | 0.081398 | 0.06059 | 0.044118 | 0.044487 | 100000 | 100000 | 0 | 0 | 0
6393 |  |  |  | 9795.2055 |  |  |  |  | 3525.3013 | 3601.0338 | 3676.7663 | 3752.4988 | 3828.2313 | 14448.6019 | 14058.2503 | 13667.8987 | 13277.5471 | 12887.1955 |  | 0.04809 |  |  |  |  | 1 | 1 | 1 | 1 | 1 | [5 empty] | 3.9539 | 6.5198 | 570.7763 | 26826.484 | 684.9315 | 0.10301 | 0.079684 | 0.052739 | 0.042686 | 0.042415 | 0.10301 | 0.079684 | 0.052739 | 0.042686 | 0.042415 | 100000 | 100000 | 0 | 0 | 0
6394 |  |  |  | 9795.2055 |  |  |  |  | 3672.1193 | 3782.2243 | 3892.3293 | 4002.4343 | 4112.5393 | 13439.0302 | 13075.9538 | 12712.8774 | 12349.8009 | 11986.7245 |  | 0.12838 |  |  |  |  | 1 | 1 | 1 | 1 | 1 | [5 empty] | 4.5381 | 6.7562 | 570.7763 | 26826.484 | 684.9315 | 0.10516 | 0.088419 | 0.05398 | 0.042713 | 0.043206 | 0.10516 | 0.088419 | 0.05398 | 0.042713 | 0.043206 | 100000 | 100000 | 0 | 0 | 0
6395 |  |  |  | 9795.2055 |  |  |  |  | 4150.1121 | 4307.9554 | 4465.7988 | 4623.6421 | 4781.4854 | 12312.9519 | 11980.2982 | 11647.6445 | 11314.9909 | 10982.3372 |  | 0.09919 |  |  |  |  | 1 | 1 | 1 | 1 | 1 | [5 empty] | 6.7288 | 5.873 | 570.7763 | 26826.484 | 684.9315 | 0.10539 | 0.089032 | 0.05018 | 0.043025 | 0.043414 | 0.10539 | 0.089032 | 0.05018 | 0.043025 | 0.043414 | 100000 | 100000 | 0 | 0 | 0
6396 |  |  |  | 9795.2055 |  |  |  |  | 4179.3089 | 4377.3014 | 4575.2939 | 4773.2864 | 4971.2789 | 11733.059 | 11416.072 | 11099.0851 | 10782.0981 | 10465.1112 |  | 0.04817 |  |  |  |  | 1 | 1 | 1 | 1 | 1 | [5 empty] | 6.3463 | 5.4747 | 570.7763 | 26826.484 | 684.9315 | 0.10583 | 0.088926 | 0.049216 | 0.042805 | 0.043316 | 0.10583 | 0.088926 | 0.049216 | 0.042805 | 0.043316 | 100000 | 100000 | 0 | 0 | 0
6397 |  |  |  | 9795.2055 |  |  |  |  | 4096.7237 | 4357.1937 | 4617.6637 | 4878.1337 | 5138.6037 | 11478.1402 | 11168.0403 | 10857.9403 | 10547.8404 | 10237.7405 |  | 0.05207 |  |  |  |  | 1 | 1 | 1 | 1 | 1 | [5 empty] | 9.7191 | 5.6503 | 570.7763 | 26826.484 | 684.9315 | 0.10545 | 0.088762 | 0.049556 | 0.042609 | 0.043043 | 0.10545 | 0.088762 | 0.049556 | 0.042609 | 0.043043 | 100000 | 100000 | 0 | 0 | 0
6398 |  |  |  | 9795.2055 |  |  |  |  | 3933.2218 | 4252.8143 | 4572.4068 | 4891.9993 | 5211.5918 | 11198.0555 | 10895.5225 | 10592.9895 | 10290.4565 | 9987.9235 |  | 0.05389 |  |  |  |  | 1 | 1 | 1 | 1 | 1 | [5 empty] | 10.1124 | 4.3059 | 570.7763 | 26826.484 | 684.9315 | 0.10554 | 0.089293 | 0.050169 | 0.042646 | 0.043078 | 0.10554 | 0.089293 | 0.050169 | 0.042646 | 0.043078 | 100000 | 100000 | 0 | 0 | 0
6399 |  |  |  | 9795.2055 |  |  |  |  | 3594.5393 | 4034.9618 | 4475.3843 | 4915.8068 | 5356.2293 | 11350.2902 | 11043.6444 | 10736.9985 | 10430.3527 | 10123.7068 |  | 0.0306 |  |  |  |  | 1 | 1 | 1 | 1 | 1 | [5 empty] | 9.194 | 4.1679 | 570.7763 | 26826.484 | 684.9315 | 0.10702 | 0.092662 | 0.0504 | 0.043426 | 0.044212 | 0.10702 | 0.092662 | 0.0504 | 0.043426 | 0.044212 | 100000 | 100000 | 0 | 0 | 0
6400 |  |  |  | 9795.2055 |  |  |  |  | 3596.2077 | 4212.8719 | 4829.536 | 5446.2002 | 6062.8644 | 11861.9874 | 11541.5172 | 11221.0471 | 10900.5769 | 10580.1068 |  | 0.01219 |  |  |  |  | 1 | 1 | 1 | 1 | 1 | [5 empty] | 7.7791 | 3.7443 | 570.7763 | 26826.484 | 684.9315 | 0.10879 | 0.094587 | 0.055078 | 0.043758 | 0.04489 | 0.10879 | 0.094587 | 0.055078 | 0.043758 | 0.04489 | 100000 | 100000 | 0 | 0 | 0
6401 |  |  |  | 9795.2055 |  |  |  |  | 4252.7179 | 5025.9879 | 5799.2579 | 6572.5279 | 7345.7979 | 12542.5436 | 12203.6872 | 11864.8307 | 11525.9743 | 11187.1178 |  | 0.00343 |  |  |  |  | 1 | 1 | 1 | 1 | 1 | [5 empty] | 10.2619 | 3.9445 | 570.7763 | 26826.484 | 684.9315 | 0.1097 | 0.092955 | 0.056614 | 0.046218 | 0.045599 | 0.1097 | 0.092955 | 0.056614 | 0.046218 | 0.045599 | 100000 | 100000 | 0 | 0 | 0
6402 |  |  |  | 9795.2055 |  |  |  |  | 5199.5274 | 6007.9957 | 6816.464 | 7624.9324 | 8433.4007 | 13462.7952 | 13099.0767 | 12735.3582 | 12371.6397 | 12007.9213 |  | 0 |  |  |  |  | 1 | 1 | 1 | 1 | 1 | [5 empty] | 12.2874 | 4.6808 | 570.7763 | 26826.484 | 684.9315 | 0.10997 | 0.090255 | 0.056128 | 0.046717 | 0.045479 | 0.10997 | 0.090255 | 0.056128 | 0.046717 | 0.045479 | 100000 | 100000 | 0 | 0 | 0
6403 |  |  |  | 9795.2055 |  |  |  |  | 6033.7208 | 6788.5116 | 7543.3024 | 8298.0933 | 9052.8841 | 14620.7214 | 14225.7197 | 13830.7181 | 13435.7164 | 13040.7147 |  | 0 |  |  |  |  | 1 | 1 | 1 | 1 | 1 | [5 empty] | 10.1285 | 4.6969 | 570.7763 | 26826.484 | 684.9315 | 0.10846 | 0.087505 | 0.051929 | 0.045392 | 0.045303 | 0.10846 | 0.087505 | 0.051929 | 0.045392 | 0.045303 | 100000 | 100000 | 0 | 0 | 0
6404 |  |  |  | 9795.2055 |  |  |  |  | 5795.1415 | 6413.7573 | 7032.3731 | 7650.989 | 8269.6048 | 14601.6177 | 14207.1322 | 13812.6466 | 13418.161 | 13023.6755 |  | 0 |  |  |  |  | 1 | 1 | 1 | 1 | 1 | [5 empty] | 9.7061 | 4.1228 | 570.7763 | 26826.484 | 684.9315 | 0.10515 | 0.084301 | 0.048983 | 0.044895 | 0.044675 | 0.10515 | 0.084301 | 0.048983 | 0.044895 | 0.044675 | 100000 | 100000 | 0 | 0 | 0
6405 |  |  |  | 9795.2055 |  |  |  |  | 5107.7661 | 5647.5703 | 6187.3744 | 6727.1786 | 7266.9828 | 13573.5622 | 13206.8511 | 12840.1401 | 12473.4291 | 12106.7181 |  | 0 |  |  |  |  | 1 | 1 | 1 | 1 | 1 | [5 empty] | 9.4953 | 5.694 | 570.7763 | 26826.484 | 684.9315 | 0.10416 | 0.080705 | 0.043676 | 0.042975 | 0.044306 | 0.10416 | 0.080705 | 0.043676 | 0.042975 | 0.044306 | 100000 | 100000 | 0 | 0 | 0
6406 |  |  |  | 9795.2055 |  |  |  |  | 4728.2081 | 5189.5023 | 5650.7965 | 6112.0906 | 6573.3848 | 10329.6977 | 10050.6248 | 9771.5518 | 9492.4789 | 9213.4059 |  | 0 |  |  |  |  | 1 | 1 | 1 | 1 | 1 | [5 empty] | 7.8081 | 10.4133 | 570.7763 | 26826.484 | 684.9315 | 0.10041 | 0.078127 | 0.042538 | 0.04246 | 0.044091 | 0.10041 | 0.078127 | 0.042538 | 0.04246 | 0.044091 | 100000 | 100000 | 0 | 0 | 0
6407 |  |  |  | 9795.2055 |  |  |  |  | 3305.9084 | 3716.9076 | 4127.9067 | 4538.9059 | 4949.9051 | 6093.9644 | 5929.3264 | 5764.6884 | 5600.0504 | 5435.4124 |  | 0 |  |  |  |  | 1 | 1 | 1 | 1 | 1 | [5 empty] | 6.7126 | 9.6509 | 570.7763 | 26826.484 | 684.9315 | 0.096102 | 0.077254 | 0.041909 | 0.042222 | 0.044045 | 0.096102 | 0.077254 | 0.041909 | 0.042222 | 0.044045 | 100000 | 100000 | 0 | 0 | 0
6408 |  |  |  | 9795.2055 |  |  |  |  | 2557.6398 | 2873.2173 | 3188.7948 | 3504.3723 | 3819.9498 | 6719.2229 | 6537.6926 | 6356.1623 | 6174.632 | 5993.1016 |  | 0 |  |  |  |  | 1 | 1 | 1 | 1 | 1 | [5 empty] | 5.5196 | 10.0478 | 570.7763 | 26826.484 | 684.9315 | 0.095969 | 0.076799 | 0.041697 | 0.042186 | 0.044074 | 0.095969 | 0.076799 | 0.041697 | 0.042186 | 0.044074 | 100000 | 100000 | 0 | 0 | 0
6409 |  |  |  | 9795.2055 |  |  |  |  | 1840.9983 | 2013.6633 | 2186.3283 | 2358.9933 | 2531.6583 | 7204.9266 | 7010.2742 | 6815.6219 | 6620.9695 | 6426.3171 |  | 0 |  |  |  |  | 1 | 1 | 1 | 1 | 1 | [5 empty] | 5.7333 | 9.9469 | 570.7763 | 26826.484 | 684.9315 | 0.09633 | 0.077621 | 0.04169 | 0.042165 | 0.044099 | 0.09633 | 0.077621 | 0.04169 | 0.042165 | 0.044099 | 100000 | 100000 | 0 | 0 | 0
6410 |  |  |  | 9795.2055 |  |  |  |  | 1481.8404 | 1589.8004 | 1697.7604 | 1805.7204 | 1913.6804 | 7503.3013 | 7300.5879 | 7097.8745 | 6895.161 | 6692.4476 |  | 0 |  |  |  |  | 1 | 1 | 1 | 1 | 1 | [5 empty] | 5.4652 | 9.2625 | 570.7763 | 26826.484 | 684.9315 | 0.096598 | 0.079287 | 0.041689 | 0.042185 | 0.044128 | 0.096598 | 0.079287 | 0.041689 | 0.042185 | 0.044128 | 100000 | 100000 | 0 | 0 | 0
6411 |  |  |  | 9795.2055 |  |  |  |  | 1410.6786 | 1469.3886 | 1528.0986 | 1586.8086 | 1645.5186 | 8810.8934 | 8572.8534 | 8334.8133 | 8096.7732 | 7858.7331 |  | 0 |  |  |  |  | 1 | 1 | 1 | 1 | 1 | [5 empty] | 5.386 | 8.4524 | 570.7763 | 26826.484 | 684.9315 | 0.096612 | 0.080026 | 0.041647 | 0.042151 | 0.044131 | 0.096612 | 0.080026 | 0.041647 | 0.04215 | 0.044131 | 100000 | 100000 | 0 | 0 | 0
6412 |  |  |  | 9795.2055 |  |  |  |  | 1517.8399 | 1567.0074 | 1616.1749 | 1665.3424 | 1714.5099 | 12462.2981 | 12125.6097 | 11788.9212 | 11452.2327 | 11115.5442 |  | 0 |  |  |  |  | 1 | 1 | 1 | 1 | 1 | [5 empty] | 5.4587 | 8.6597 | 570.7763 | 26826.484 | 684.9315 | 0.095008 | 0.072608 | 0.040126 | 0.040719 | 0.043021 | 0.095008 | 0.072608 | 0.040126 | 0.040719 | 0.043021 | 100000 | 100000 | 0 | 0 | 0
6413 |  |  |  | 9795.2055 |  |  |  |  | 1860.2539 | 1910.4114 | 1960.5689 | 2010.7264 | 2060.8839 | 20827.6399 | 20264.9486 | 19702.2573 | 19139.566 | 18576.8747 |  | 0 |  |  |  |  | 1 | 1 | 1 | 1 | 1 | [5 empty] | 4.1593 | 8.4065 | 570.7763 | 26826.484 | 684.9315 | 0.097516 | 0.074681 | 0.040098 | 0.04104 | 0.043022 | 0.097516 | 0.074681 | 0.040098 | 0.04104 | 0.043022 | 100000 | 100000 | 0 | 0 | 0
6414 |  |  |  | 9795.2055 |  |  |  |  | 2481.4548 | 2523.3898 | 2565.3248 | 2607.2598 | 2649.1948 | 25516.2667 | 24826.9049 | 24137.543 | 23448.1811 | 22758.8192 |  | 0 |  |  |  |  | 1 | 1 | 1 | 1 | 1 | [5 empty] | 4.7559 | 6.9987 | 570.7763 | 26826.484 | 684.9315 | 0.099823 | 0.078652 | 0.041388 | 0.041495 | 0.043124 | 0.099823 | 0.078652 | 0.041388 | 0.041495 | 0.043124 | 100000 | 100000 | 0 | 0 | 0
6415 |  |  |  | 9795.2055 |  |  |  |  | 3190.5615 | 3231.534 | 3272.5065 | 3313.479 | 3354.4515 | 25710.3394 | 25015.7343 | 24321.1293 | 23626.5242 | 22931.9191 |  | 0.03527 |  |  |  |  | 1 | 1 | 1 | 1 | 1 | [5 empty] | 6.0751 | 6.8731 | 570.7763 | 26826.484 | 684.9315 | 0.10047 | 0.079674 | 0.041445 | 0.041953 | 0.043223 | 0.10047 | 0.079674 | 0.041445 | 0.041953 | 0.043223 | 100000 | 100000 | 0 | 0 | 0
6416 |  |  |  | 9795.2055 |  |  |  |  | 3448.4184 | 3522.6659 | 3596.9134 | 3671.1609 | 3745.4084 | 22526.7633 | 21918.1675 | 21309.5717 | 20700.976 | 20092.3802 |  | 0.03521 |  |  |  |  | 1 | 1 | 1 | 1 | 1 | [5 empty] | 7.0382 | 6.8884 | 570.7763 | 26826.484 | 684.9315 | 0.098962 | 0.075871 | 0.040084 | 0.040757 | 0.043103 | 0.098962 | 0.075871 | 0.040084 | 0.040757 | 0.043103 | 100000 | 100000 | 0 | 0 | 0
6417 |  |  |  | 9795.2055 |  |  |  |  | 4046.1778 | 4169.0978 | 4292.0178 | 4414.9378 | 4537.8578 | 20880.6303 | 20316.5074 | 19752.3845 | 19188.2616 | 18624.1387 |  | 0.0994 |  |  |  |  | 1 | 1 | 1 | 1 | 1 | [5 empty] | 7.21 | 5.7113 | 570.7763 | 26826.484 | 684.9315 | 0.097767 | 0.076939 | 0.038815 | 0.038222 | 0.040775 | 0.097767 | 0.076939 | 0.038815 | 0.038222 | 0.040775 | 100000 | 100000 | 0 | 0 | 0
6418 |  |  |  | 9795.2055 |  |  |  |  | 4463.9396 | 4705.1871 | 4946.4346 | 5187.6821 | 5428.9296 | 19417.4387 | 18892.8462 | 18368.2537 | 17843.6612 | 17319.0687 |  | 0.05977 |  |  |  |  | 1 | 1 | 1 | 1 | 1 | [5 empty] | 7.4184 | 4.5348 | 570.7763 | 26826.484 | 684.9315 | 0.096696 | 0.064513 | 0.030554 | 0.034789 | 0.036118 | 0.096696 | 0.064513 | 0.030554 | 0.034789 | 0.036118 | 100000 | 100000 | 0 | 0 | 0
6419 |  |  |  | 9795.2055 |  |  |  |  | 5013.9786 | 5317.4836 | 5620.9886 | 5924.4936 | 6227.9986 | 17784.8073 | 17304.3229 | 16823.8385 | 16343.3541 | 15862.8697 |  | 0.09914 |  |  |  |  | 1 | 1 | 1 | 1 | 1 | [5 empty] | 7.4466 | 5.0014 | 570.7763 | 26826.484 | 684.9315 | 0.094039 | 0.061089 | 0.03036 | 0.034736 | 0.03614 | 0.094039 | 0.061089 | 0.03036 | 0.034736 | 0.03614 | 100000 | 100000 | 0 | 0 | 0
6420 |  |  |  | 9795.2055 |  |  |  |  | 4918.5381 | 5355.1114 | 5791.6847 | 6228.2581 | 6664.8314 | 16941.9964 | 16484.2819 | 16026.5673 | 15568.8527 | 15111.1382 |  | 0.08062 |  |  |  |  | 1 | 1 | 1 | 1 | 1 | [5 empty] | 6.9667 | 4.4461 | 570.7763 | 26826.484 | 684.9315 | 0.094473 | 0.062389 | 0.031037 | 0.035181 | 0.036698 | 0.094473 | 0.062389 | 0.031037 | 0.035181 | 0.036698 | 100000 | 100000 | 0 | 0 | 0
6421 |  |  |  | 9795.2055 |  |  |  |  | 4707.5642 | 5207.11 | 5706.6558 | 6206.2017 | 6705.7475 | 16575.7752 | 16127.9547 | 15680.1342 | 15232.3137 | 14784.4932 |  | 0.09401 |  |  |  |  | 1 | 1 | 1 | 1 | 1 | [5 empty] | 7.7303 | 4.5825 | 570.7763 | 26826.484 | 684.9315 | 0.094342 | 0.062607 | 0.031165 | 0.03534 | 0.036793 | 0.094342 | 0.062607 | 0.031165 | 0.03534 | 0.036793 | 100000 | 100000 | 0 | 0 | 0
6422 |  |  |  | 9795.2055 |  |  |  |  | 4865.7946 | 5377.4129 | 5889.0313 | 6400.6496 | 6912.2679 | 16173.7756 | 15736.8158 | 15299.8559 | 14862.896 | 14425.9362 |  | 0.06868 |  |  |  |  | 1 | 1 | 1 | 1 | 1 | [5 empty] | 9.1082 | 4.2653 | 570.7763 | 26826.484 | 684.9315 | 0.094348 | 0.062704 | 0.035082 | 0.03762 | 0.039531 | 0.094348 | 0.062704 | 0.035082 | 0.03762 | 0.039531 | 100000 | 100000 | 0 | 0 | 0
6423 |  |  |  | 9795.2055 |  |  |  |  | 4991.3743 | 5481.0193 | 5970.6643 | 6460.3093 | 6949.9543 | 16396.5444 | 15953.5661 | 15510.5878 | 15067.6095 | 14624.6312 |  | 0.0809 |  |  |  |  | 1 | 1 | 1 | 1 | 1 | [5 empty] | 9.844 | 4.0935 | 570.7763 | 26826.484 | 684.9315 | 0.094895 | 0.065793 | 0.038159 | 0.03864 | 0.040157 | 0.094895 | 0.065793 | 0.038159 | 0.03864 | 0.040157 | 100000 | 100000 | 0 | 0 | 0
6424 |  |  |  | 9795.2055 |  |  |  |  | 5172.209 | 5645.9049 | 6119.6007 | 6593.2965 | 7066.9924 | 17141.1339 | 16678.0393 | 16214.9448 | 15751.8502 | 15288.7557 |  | 0.05979 |  |  |  |  | 1 | 1 | 1 | 1 | 1 | [5 empty] | 10.715 | 3.9672 | 570.7763 | 26826.484 | 684.9315 | 0.097368 | 0.084157 | 0.041154 | 0.040676 | 0.041571 | 0.097368 | 0.084157 | 0.041154 | 0.040676 | 0.04157 | 100000 | 100000 | 0 | 0 | 0
6425 |  |  |  | 9795.2055 |  |  |  |  | 5772.48 | 6279.01 | 6785.54 | 7292.07 | 7798.6 | 18127.0586 | 17637.3277 | 17147.5969 | 16657.866 | 16168.1352 |  | 0.00514 |  |  |  |  | 1 | 1 | 1 | 1 | 1 | [5 empty] | 9.4178 | 2.9568 | 570.7763 | 26826.484 | 684.9315 | 0.10034 | 0.091627 | 0.044086 | 0.043021 | 0.044126 | 0.10034 | 0.091627 | 0.044086 | 0.043021 | 0.044126 | 100000 | 100000 | 0 | 0 | 0
6426 |  |  |  | 9795.2055 |  |  |  |  | 6291.5427 | 6803.0227 | 7314.5027 | 7825.9827 | 8337.4627 | 19456.9276 | 18931.2682 | 18405.6089 | 17879.9495 | 17354.2902 |  | 0 |  |  |  |  | 1 | 1 | 1 | 1 | 1 | [5 empty] | 13.2385 | 1.486 | 570.7763 | 26826.484 | 684.9315 | 0.10735 | 0.095766 | 0.046349 | 0.044549 | 0.045496 | 0.10735 | 0.095766 | 0.046349 | 0.04455 | 0.045496 | 100000 | 100000 | 0 | 0 | 0
6427 |  |  |  | 9795.2055 |  |  |  |  | 6463.1683 | 6930.43 | 7397.6916 | 7864.9533 | 8332.215 | 21130.4023 | 20559.5314 | 19988.6605 | 19417.7896 | 18846.9187 |  | 0 |  |  |  |  | 1 | 1 | 1 | 1 | 1 | [5 empty] | 12.7247 | 0.50855 | 570.7763 | 26826.484 | 684.9315 | 0.10827 | 0.09644 | 0.047256 | 0.044451 | 0.045315 | 0.10827 | 0.09644 | 0.047256 | 0.044451 | 0.045315 | 100000 | 100000 | 0 | 0 | 0
6428 |  |  |  | 9795.2055 |  |  |  |  | 5800.1075 | 6219.4384 | 6638.7692 | 7058.1 | 7477.4309 | 21095.6396 | 20525.7079 | 19955.7762 | 19385.8444 | 18815.9127 |  | 0 |  |  |  |  | 1 | 1 | 1 | 1 | 1 | [5 empty] | 12.5723 | 1.0265 | 570.7763 | 26826.484 | 684.9315 | 0.10773 | 0.096441 | 0.046611 | 0.04445 | 0.045242 | 0.10773 | 0.096441 | 0.046611 | 0.04445 | 0.045242 | 100000 | 100000 | 0 | 0 | 0
6429 |  |  |  | 9795.2055 |  |  |  |  | 5013.9786 | 5399.1286 | 5784.2786 | 6169.4286 | 6554.5786 | 19601.7344 | 19072.1628 | 18542.5913 | 18013.0198 | 17483.4482 |  | 0 |  |  |  |  | 1 | 1 | 1 | 1 | 1 | [5 empty] | 12.69 | 1.7679 | 570.7763 | 26826.484 | 684.9315 | 0.10611 | 0.095206 | 0.046612 | 0.044457 | 0.045213 | 0.10611 | 0.095206 | 0.046612 | 0.044457 | 0.045213 | 100000 | 100000 | 0 | 0 | 0
6430 |  |  |  | 9795.2055 |  |  |  |  | 5008.9554 | 5363.4713 | 5717.9871 | 6072.5029 | 6427.0188 | 14899.9445 | 14497.3992 | 14094.8539 | 13692.3086 | 13289.7632 |  | 0 |  |  |  |  | 1 | 1 | 1 | 1 | 1 | [5 empty] | 12.0973 | 2.859 | 570.7763 | 26826.484 | 684.9315 | 0.10264 | 0.092899 | 0.045634 | 0.04384 | 0.04437 | 0.10264 | 0.092899 | 0.045634 | 0.04384 | 0.04437 | 100000 | 100000 | 0 | 0 | 0
6431 |  |  |  | 9795.2055 |  |  |  |  | 3869.529 | 4207.9315 | 4546.334 | 4884.7365 | 5223.139 | 8773.4361 | 8536.408 | 8299.3799 | 8062.3518 | 7825.3237 |  | 0 |  |  |  |  | 1 | 1 | 1 | 1 | 1 | [5 empty] | 11.1024 | 3.4324 | 570.7763 | 26826.484 | 684.9315 | 0.1016 | 0.092115 | 0.04557 | 0.043675 | 0.044371 | 0.1016 | 0.092115 | 0.04557 | 0.043675 | 0.044371 | 100000 | 100000 | 0 | 0 | 0
6432 |  |  |  | 9795.2055 |  |  |  |  | 2899.6558 | 3257.6366 | 3615.6174 | 3973.5983 | 4331.5791 | 10837.9264 | 10545.1229 | 10252.3193 | 9959.5158 | 9666.7122 |  | 0 |  |  |  |  | 1 | 1 | 1 | 1 | 1 | [5 empty] | 9.3654 | 4.6392 | 570.7763 | 26826.484 | 684.9315 | 0.10021 | 0.090613 | 0.04502 | 0.043574 | 0.044361 | 0.10021 | 0.090613 | 0.04502 | 0.043574 | 0.044361 | 100000 | 100000 | 0 | 0 | 0
6433 |  |  |  | 9795.2055 |  |  |  |  | 2214.0229 | 2537.9604 | 2861.8979 | 3185.8354 | 3509.7729 | 11764.314 | 11446.4827 | 11128.6513 | 10810.8199 | 10492.9886 |  | 0 |  |  |  |  | 1 | 1 | 1 | 1 | 1 | [5 empty] | 7.3287 | 3.9484 | 570.7763 | 26826.484 | 684.9315 | 0.10025 | 0.09059 | 0.04492 | 0.043511 | 0.044329 | 0.10025 | 0.09059 | 0.04492 | 0.043511 | 0.044329 | 100000 | 100000 | 0 | 0 | 0
6434 |  |  |  | 9795.2055 |  |  |  |  | 1793.0644 | 2011.8461 | 2230.6278 | 2449.4094 | 2668.1911 | 11861.1332 | 11540.6861 | 11220.239 | 10899.7919 | 10579.3449 |  | 0 |  |  |  |  | 1 | 1 | 1 | 1 | 1 | [5 empty] | 6.6643 | 4.2197 | 570.7763 | 26826.484 | 684.9315 | 0.10026 | 0.090649 | 0.045036 | 0.043532 | 0.044301 | 0.10026 | 0.090649 | 0.045036 | 0.043532 | 0.044301 | 100000 | 100000 | 0 | 0 | 0
6435 |  |  |  | 9795.2055 |  |  |  |  | 1686.3544 | 1778.4211 | 1870.4878 | 1962.5544 | 2054.6211 | 13443.0826 | 13079.8967 | 12716.7108 | 12353.5249 | 11990.3389 |  | 0 |  |  |  |  | 1 | 1 | 1 | 1 | 1 | [5 empty] | 6.1013 | 3.9365 | 570.7763 | 26826.484 | 684.9315 | 0.10024 | 0.090557 | 0.04496 | 0.043439 | 0.044222 | 0.10024 | 0.090557 | 0.04496 | 0.043439 | 0.044222 | 100000 | 100000 | 0 | 0 | 0
6436 |  |  |  | 9795.2055 |  |  |  |  | 1782.1414 | 1839.3114 | 1896.4814 | 1953.6514 | 2010.8214 | 17266.3311 | 16799.8541 | 16333.3772 | 15866.9002 | 15400.4232 |  | 0 |  |  |  |  | 1 | 1 | 1 | 1 | 1 | [5 empty] | 5.14 | 4.7835 | 570.7763 | 26826.484 | 684.9315 | 0.094139 | 0.088206 | 0.042877 | 0.042851 | 0.044071 | 0.094139 | 0.088206 | 0.042877 | 0.042851 | 0.044071 | 100000 | 100000 | 0 | 0 | 0
6437 |  |  |  | 9795.2055 |  |  |  |  | 2050.1768 | 2091.0118 | 2131.8468 | 2172.6818 | 2213.5168 | 25522.5208 | 24832.99 | 24143.4591 | 23453.9283 | 22764.3974 |  | 0 |  |  |  |  | 1 | 1 | 1 | 1 | 1 | [5 empty] | 5.3281 | 6.1044 | 570.7763 | 26826.484 | 684.9315 | 0.097134 | 0.089703 | 0.043671 | 0.042974 | 0.044115 | 0.097134 | 0.089703 | 0.043671 | 0.042974 | 0.044115 | 100000 | 100000 | 0 | 0 | 0
6438 |  |  |  | 9795.2055 |  |  |  |  | 2500.5435 | 2540.5535 | 2580.5635 | 2620.5735 | 2660.5835 | 30093.4388 | 29280.4174 | 28467.3961 | 27654.3747 | 26841.3533 |  | 0 |  |  |  |  | 1 | 1 | 1 | 1 | 1 | [5 empty] | 5.3701 | 7.0758 | 570.7763 | 26826.484 | 684.9315 | 0.09735 | 0.090698 | 0.043739 | 0.042966 | 0.044109 | 0.09735 | 0.090698 | 0.043739 | 0.042966 | 0.044109 | 100000 | 100000 | 0 | 0 | 0
6439 |  |  |  | 9795.2055 |  |  |  |  | 3408.839 | 3452.149 | 3495.459 | 3538.769 | 3582.079 | 28891.4676 | 28110.9194 | 27330.3712 | 26549.8229 | 25769.2747 |  | 0.03756 |  |  |  |  | 1 | 1 | 1 | 1 | 1 | [5 empty] | 4.6619 | 7.9584 | 570.7763 | 26826.484 | 684.9315 | 0.096542 | 0.088078 | 0.043691 | 0.042962 | 0.044173 | 0.096542 | 0.088078 | 0.043691 | 0.042962 | 0.044173 | 100000 | 100000 | 0 | 0 | 0
6440 |  |  |  | 9795.2055 |  |  |  |  | 4339.8209 | 4381.2059 | 4422.5909 | 4463.9759 | 4505.3609 | 27084.2381 | 26352.515 | 25620.7919 | 24889.0688 | 24157.3457 |  | 0.18571 |  |  |  |  | 1 | 1 | 1 | 1 | 1 | [5 empty] | 4.9632 | 8.6981 | 570.7763 | 26826.484 | 684.9315 | 0.091189 | 0.081909 | 0.041685 | 0.041062 | 0.043554 | 0.091189 | 0.081909 | 0.041685 | 0.041062 | 0.043554 | 100000 | 100000 | 0 | 0 | 0
6441 |  |  |  | 9795.2055 |  |  |  |  | 5209.4656 | 5267.5981 | 5325.7306 | 5383.8631 | 5441.9956 | 25329.8526 | 24645.527 | 23961.2013 | 23276.8757 | 22592.5501 |  | 0.26657 |  |  |  |  | 1 | 1 | 1 | 1 | 1 | [5 empty] | 4.7398 | 8.454 | 570.7763 | 26826.484 | 684.9315 | 0.090697 | 0.078254 | 0.040282 | 0.040864 | 0.042765 | 0.090697 | 0.078254 | 0.040282 | 0.040864 | 0.042765 | 100000 | 100000 | 0 | 0 | 0
6442 |  |  |  | 9795.2055 |  |  |  |  | 5855.6073 | 5932.0823 | 6008.5573 | 6085.0323 | 6161.5073 | 23943.112 | 23296.2514 | 22649.3907 | 22002.5301 | 21355.6694 |  | 0.16751 |  |  |  |  | 1 | 1 | 1 | 1 | 1 | [5 empty] | 4.759 | 8.6376 | 570.7763 | 26826.484 | 684.9315 | 0.090803 | 0.042239 | 0.039397 | 0.038479 | 0.039904 | 0.090803 | 0.042239 | 0.039397 | 0.038479 | 0.039904 | 100000 | 100000 | 0 | 0 | 0
6443 |  |  |  | 9795.2055 |  |  |  |  | 6619.3822 | 6740.6522 | 6861.9222 | 6983.1922 | 7104.4622 | 22680.3979 | 22067.6515 | 21454.905 | 20842.1586 | 20229.4121 |  | 0.14052 |  |  |  |  | 1 | 1 | 1 | 1 | 1 | [5 empty] | 4.7155 | 7.5063 | 570.7763 | 26826.484 | 684.9315 | 0.090191 | 0.040074 | 0.038048 | 0.037685 | 0.039872 | 0.090191 | 0.040074 | 0.038048 | 0.037685 | 0.039872 | 100000 | 100000 | 0 | 0 | 0
6444 |  |  |  | 9795.2055 |  |  |  |  | 6303.4533 | 6477.8508 | 6652.2483 | 6826.6458 | 7001.0433 | 22384.2588 | 21779.513 | 21174.7672 | 20570.0214 | 19965.2756 |  | 0.09385 |  |  |  |  | 1 | 1 | 1 | 1 | 1 | [5 empty] | 4.2198 | 7.3803 | 570.7763 | 26826.484 | 684.9315 | 0.090175 | 0.040081 | 0.037998 | 0.037425 | 0.039855 | 0.090175 | 0.040082 | 0.037998 | 0.037425 | 0.039855 | 100000 | 100000 | 0 | 0 | 0
6445 |  |  |  | 9795.2055 |  |  |  |  | 5580.0098 | 5824.8323 | 6069.6548 | 6314.4773 | 6559.2998 | 22016.6138 | 21421.8006 | 20826.9873 | 20232.174 | 19637.3607 |  | 0.14107 |  |  |  |  | 1 | 1 | 1 | 1 | 1 | [5 empty] | 3.625 | 8.2004 | 570.7763 | 26826.484 | 684.9315 | 0.090304 | 0.039774 | 0.038007 | 0.037401 | 0.039813 | 0.090304 | 0.039774 | 0.038007 | 0.037401 | 0.039813 | 100000 | 100000 | 0 | 0 | 0
6446 |  |  |  | 9795.2055 |  |  |  |  | 5039.7378 | 5368.9553 | 5698.1728 | 6027.3903 | 6356.6078 | 22298.2024 | 21695.7816 | 21093.3607 | 20490.9399 | 19888.519 |  | 0.3763 |  |  |  |  | 1 | 1 | 1 | 1 | 1 | [5 empty] | 4.1436 | 9.7879 | 570.7763 | 26826.484 | 684.9315 | 0.090193 | 0.039926 | 0.038044 | 0.037315 | 0.039499 | 0.090193 | 0.039926 | 0.038044 | 0.037315 | 0.039499 | 100000 | 100000 | 0 | 0 | 0
6447 |  |  |  | 9795.2055 |  |  |  |  | 4746.4953 | 5052.1453 | 5357.7953 | 5663.4453 | 5969.0953 | 22999.9566 | 22378.5768 | 21757.1969 | 21135.8171 | 20514.4373 |  | 0.17248 |  |  |  |  | 1 | 1 | 1 | 1 | 1 | [5 empty] | 4.0121 | 10.5037 | 570.7763 | 26826.484 | 684.9315 | 0.089825 | 0.041785 | 0.038204 | 0.037374 | 0.040364 | 0.089825 | 0.041785 | 0.038204 | 0.037374 | 0.040364 | 100000 | 100000 | 0 | 0 | 0
6448 |  |  |  | 9795.2055 |  |  |  |  | 4781.7852 | 5136.3011 | 5490.8169 | 5845.3327 | 6199.8486 | 24426.5612 | 23766.6394 | 23106.7176 | 22446.7958 | 21786.874 |  | 0.1575 |  |  |  |  | 1 | 1 | 1 | 1 | 1 | [5 empty] | 3.9254 | 11.7652 | 570.7763 | 26826.484 | 684.9315 | 0.089862 | 0.069589 | 0.041115 | 0.041532 | 0.043102 | 0.089862 | 0.069589 | 0.041115 | 0.041532 | 0.043102 | 100000 | 100000 | 0 | 0 | 0
6449 |  |  |  | 9795.2055 |  |  |  |  | 5379.1933 | 5793.6575 | 6208.1217 | 6622.5858 | 7037.05 | 25905.6864 | 25205.8038 | 24505.9211 | 23806.0384 | 23106.1557 |  | 0.12962 |  |  |  |  | 1 | 1 | 1 | 1 | 1 | [5 empty] | 5.2119 | 14.293 | 570.7763 | 26826.484 | 684.9315 | 0.095463 | 0.069221 | 0.051107 | 0.042826 | 0.043964 | 0.095463 | 0.069221 | 0.051107 | 0.042826 | 0.043964 | 100000 | 100000 | 0 | 0 | 0
6450 |  |  |  | 9795.2055 |  |  |  |  | 5867.3707 | 6359.0515 | 6850.7323 | 7342.4132 | 7834.094 | 26796.3211 | 26072.3766 | 25348.432 | 24624.4875 | 23900.5429 |  | 0 |  |  |  |  | 1 | 1 | 1 | 1 | 1 | [5 empty] | 6.2092 | 14.3872 | 570.7763 | 26826.484 | 684.9315 | 0.099322 | 0.07412 | 0.058727 | 0.04557 | 0.044613 | 0.099322 | 0.07412 | 0.058727 | 0.04557 | 0.044613 | 100000 | 100000 | 0 | 0 | 0
6451 |  |  |  | 9795.2055 |  |  |  |  | 6073.2286 | 6610.0077 | 7146.7869 | 7683.5661 | 8220.3452 | 27355.0638 | 26616.0239 | 25876.9841 | 25137.9442 | 24398.9043 |  | 0 |  |  |  |  | 1 | 1 | 1 | 1 | 1 | [5 empty] | 7.2373 | 14.5968 | 570.7763 | 26826.484 | 684.9315 | 0.10002 | 0.074775 | 0.057826 | 0.045988 | 0.044764 | 0.10002 | 0.074775 | 0.057826 | 0.045988 | 0.044764 | 100000 | 100000 | 0 | 0 | 0
6452 |  |  |  | 9795.2055 |  |  |  |  | 5630.424 | 6126.889 | 6623.354 | 7119.819 | 7616.284 | 26838.079 | 26113.0063 | 25387.9336 | 24662.8609 | 23937.7881 |  | 0 |  |  |  |  | 1 | 1 | 1 | 1 | 1 | [5 empty] | 7.0372 | 14.2331 | 570.7763 | 26826.484 | 684.9315 | 0.099598 | 0.073708 | 0.058259 | 0.046138 | 0.04471 | 0.099598 | 0.073708 | 0.058259 | 0.046138 | 0.04471 | 100000 | 100000 | 0 | 0 | 0
6453 |  |  |  | 9795.2055 |  |  |  |  | 4948.1521 | 5349.6921 | 5751.2321 | 6152.7721 | 6554.3121 | 24161.4171 | 23508.6586 | 22855.9 | 22203.1415 | 21550.383 |  | 0 |  |  |  |  | 1 | 1 | 1 | 1 | 1 | [5 empty] | 6.4164 | 13.3385 | 570.7763 | 26826.484 | 684.9315 | 0.098892 | 0.072393 | 0.05772 | 0.045191 | 0.044471 | 0.098892 | 0.072393 | 0.05772 | 0.045191 | 0.044471 | 100000 | 100000 | 0 | 0 | 0
6454 |  |  |  | 9795.2055 |  |  |  |  | 4728.8504 | 5070.937 | 5413.0237 | 5755.1104 | 6097.197 | 18377.1647 | 17880.6768 | 17384.189 | 16887.7011 | 16391.2132 |  | 0 |  |  |  |  | 1 | 1 | 1 | 1 | 1 | [5 empty] | 6.7294 | 13.8122 | 570.7763 | 26826.484 | 684.9315 | 0.097698 | 0.069431 | 0.055879 | 0.044739 | 0.044139 | 0.097698 | 0.069431 | 0.055879 | 0.044739 | 0.044139 | 100000 | 100000 | 0 | 0 | 0
6455 |  |  |  | 9795.2055 |  |  |  |  | 3424.8035 | 3686.1535 | 3947.5035 | 4208.8535 | 4470.2035 | 12976.0779 | 12625.5089 | 12274.9398 | 11924.3708 | 11573.8017 |  | 0 |  |  |  |  | 1 | 1 | 1 | 1 | 1 | [5 empty] | 7.5329 | 13.9484 | 570.7763 | 26826.484 | 684.9315 | 0.096393 | 0.068125 | 0.055383 | 0.044692 | 0.043914 | 0.096393 | 0.068125 | 0.055383 | 0.044692 | 0.043914 | 100000 | 100000 | 0 | 0 | 0
6456 |  |  |  | 9795.2055 |  |  |  |  | 2338.4933 | 2535.1108 | 2731.7283 | 2928.3458 | 3124.9633 | 11964.4719 | 11641.2329 | 11317.994 | 10994.7551 | 10671.5161 |  | 0 |  |  |  |  | 1 | 1 | 1 | 1 | 1 | [5 empty] | 7.1724 | 14.0365 | 570.7763 | 26826.484 | 684.9315 | 0.094826 | 0.066838 | 0.054948 | 0.044738 | 0.043972 | 0.094826 | 0.066838 | 0.054948 | 0.044738 | 0.043972 | 100000 | 100000 | 0 | 0 | 0
6457 |  |  |  | 9795.2055 |  |  |  |  | 1749.0209 | 1849.0059 | 1948.9909 | 2048.9759 | 2148.9609 | 12986.5389 | 12635.6872 | 12284.8355 | 11933.9838 | 11583.1322 |  | 0 |  |  |  |  | 1 | 1 | 1 | 1 | 1 | [5 empty] | 6.7789 | 14.0749 | 570.7763 | 26826.484 | 684.9315 | 0.095091 | 0.068181 | 0.055795 | 0.044877 | 0.044005 | 0.095091 | 0.068181 | 0.055795 | 0.044877 | 0.044005 | 100000 | 100000 | 0 | 0 | 0
6458 |  |  |  | 9795.2055 |  |  |  |  | 1498.5584 | 1547.3959 | 1596.2334 | 1645.0709 | 1693.9084 | 13095.4091 | 12741.6162 | 12387.8232 | 12034.0302 | 11680.2372 |  | 0 |  |  |  |  | 1 | 1 | 1 | 1 | 1 | [5 empty] | 7.0952 | 13.7326 | 570.7763 | 26826.484 | 684.9315 | 0.095433 | 0.070155 | 0.057199 | 0.045324 | 0.044201 | 0.095433 | 0.070155 | 0.057199 | 0.045324 | 0.044201 | 100000 | 100000 | 0 | 0 | 0
6459 |  |  |  | 9795.2055 |  |  |  |  | 1468.1993 | 1509.5843 | 1550.9693 | 1592.3543 | 1633.7393 | 14842.4633 | 14441.4709 | 14040.4786 | 13639.4862 | 13238.4938 |  | 0 |  |  |  |  | 1 | 1 | 1 | 1 | 1 | [5 empty] | 6.5813 | 13.1182 | 570.7763 | 26826.484 | 684.9315 | 0.095272 | 0.069925 | 0.056539 | 0.045344 | 0.044188 | 0.095272 | 0.069925 | 0.056539 | 0.045344 | 0.044188 | 100000 | 100000 | 0 | 0 | 0
6460 |  |  |  | 9795.2055 |  |  |  |  | 1612.405 | 1653.3775 | 1694.35 | 1735.3225 | 1776.295 | 19061.2534 | 18546.2838 | 18031.3142 | 17516.3446 | 17001.375 |  | 0 |  |  |  |  | 1 | 1 | 1 | 1 | 1 | [5 empty] | 6.2888 | 13.3464 | 570.7763 | 26826.484 | 684.9315 | 0.089071 | 0.060875 | 0.0545 | 0.04478 | 0.043652 | 0.089071 | 0.060875 | 0.0545 | 0.04478 | 0.043652 | 100000 | 100000 | 0 | 0 | 0
6461 |  |  |  | 9795.2055 |  |  |  |  | 2218.7435 | 2259.8535 | 2300.9635 | 2342.0735 | 2383.1835 | 28176.9594 | 27415.7147 | 26654.4701 | 25893.2254 | 25131.9807 |  | 0 |  |  |  |  | 1 | 1 | 1 | 1 | 1 | [5 empty] | 5.9882 | 13.3754 | 570.7763 | 26826.484 | 684.9315 | 0.09055 | 0.061429 | 0.054201 | 0.04442 | 0.043735 | 0.09055 | 0.061429 | 0.054201 | 0.04442 | 0.043735 | 100000 | 100000 | 0 | 0 | 0
6462 |  |  |  | 9795.2055 |  |  |  |  | 3473.5859 | 3514.8334 | 3556.0809 | 3597.3284 | 3638.5759 | 33241.6548 | 32343.5795 | 31445.5041 | 30547.4288 | 29649.3534 |  | 0 |  |  |  |  | 1 | 1 | 1 | 1 | 1 | [5 empty] | 6.3374 | 13.6081 | 570.7763 | 26826.484 | 684.9315 | 0.092243 | 0.064194 | 0.055603 | 0.04823 | 0.044463 | 0.092243 | 0.064194 | 0.055603 | 0.04823 | 0.044463 | 100000 | 100000 | 0 | 0 | 0
6463 |  |  |  | 9795.2055 |  |  |  |  | 4279.7884 | 4321.3109 | 4362.8334 | 4404.3559 | 4445.8784 | 31911.2239 | 31049.0922 | 30186.9605 | 29324.8289 | 28462.6972 |  | 0.07149 |  |  |  |  | 1 | 1 | 1 | 1 | 1 | [5 empty] | 6.6765 | 14.1082 | 570.7763 | 26826.484 | 684.9315 | 0.09347 | 0.068691 | 0.058766 | 0.058054 | 0.04933 | 0.09347 | 0.068691 | 0.058766 | 0.058054 | 0.04933 | 100000 | 100000 | 0 | 0 | 0
6464 |  |  |  | 9795.2055 |  |  |  |  | 3765.3705 | 3815.033 | 3864.6955 | 3914.358 | 3964.0205 | 29910.0881 | 29102.0203 | 28293.9524 | 27485.8846 | 26677.8167 |  | 0.2814 |  |  |  |  | 1 | 1 | 1 | 1 | 1 | [5 empty] | 6.2392 | 14.0716 | 570.7763 | 26826.484 | 684.9315 | 0.096231 | 0.067163 | 0.05772 | 0.054828 | 0.048742 | 0.096231 | 0.067163 | 0.05772 | 0.054828 | 0.048742 | 100000 | 100000 | 0 | 0 | 0
6465 |  |  |  | 9795.2055 |  |  |  |  | 3563.8199 | 3639.3049 | 3714.7899 | 3790.2749 | 3865.7599 | 27970.8085 | 27215.1333 | 26459.4581 | 25703.7829 | 24948.1078 |  | 0.48259 |  |  |  |  | 1 | 1 | 1 | 1 | 1 | [5 empty] | 6.1473 | 13.9089 | 570.7763 | 26826.484 | 684.9315 | 0.094004 | 0.0638 | 0.052801 | 0.052585 | 0.047606 | 0.094004 | 0.0638 | 0.052801 | 0.052585 | 0.047606 | 100000 | 100000 | 0 | 0 | 0
6466 |  |  |  | 9795.2055 |  |  |  |  | 3712.2421 | 3821.9896 | 3931.7371 | 4041.4846 | 4151.2321 | 26437.4789 | 25723.229 | 25008.9791 | 24294.7292 | 23580.4794 |  | 0.61726 |  |  |  |  | 1 | 1 | 1 | 1 | 1 | [5 empty] | 6.0543 | 13.6404 | 570.7763 | 26826.484 | 684.9315 | 0.092622 | 0.064373 | 0.051562 | 0.051685 | 0.046988 | 0.092622 | 0.064373 | 0.051562 | 0.051685 | 0.046988 | 100000 | 100000 | 0 | 0 | 0
6467 |  |  |  | 9795.2055 |  |  |  |  | 4195.4576 | 4360.451 | 4525.4443 | 4690.4376 | 4855.431 | 25041.9396 | 24365.3924 | 23688.8452 | 23012.298 | 22335.7508 |  | 0.68228 |  |  |  |  | 1 | 1 | 1 | 1 | 1 | [5 empty] | 5.8081 | 13.6866 | 570.7763 | 26826.484 | 684.9315 | 0.092742 | 0.064432 | 0.051148 | 0.051392 | 0.046862 | 0.092742 | 0.064432 | 0.051148 | 0.051392 | 0.046862 | 100000 | 100000 | 0 | 0 | 0
6468 |  |  |  | 9795.2055 |  |  |  |  | 4224.9734 | 4427.0909 | 4629.2084 | 4831.3259 | 5033.4434 | 24715.787 | 24048.0513 | 23380.3157 | 22712.58 | 22044.8443 |  | 0.54773 |  |  |  |  | 1 | 1 | 1 | 1 | 1 | [5 empty] | 5.7282 | 13.2492 | 570.7763 | 26826.484 | 684.9315 | 0.092763 | 0.063609 | 0.051176 | 0.0518 | 0.047033 | 0.092763 | 0.063609 | 0.051176 | 0.0518 | 0.047033 | 100000 | 100000 | 0 | 0 | 0
6469 |  |  |  | 9795.2055 |  |  |  |  | 4141.4859 | 4411.6359 | 4681.7859 | 4951.9359 | 5222.0859 | 24309.8369 | 23653.0686 | 22996.3003 | 22339.532 | 21682.7638 |  | 0.28457 |  |  |  |  | 1 | 1 | 1 | 1 | 1 | [5 empty] | 6.4051 | 12.6644 | 570.7763 | 26826.484 | 684.9315 | 0.093435 | 0.064437 | 0.051539 | 0.051967 | 0.047192 | 0.093435 | 0.064437 | 0.051539 | 0.051967 | 0.047192 | 100000 | 100000 | 0 | 0 | 0
6470 |  |  |  | 9795.2055 |  |  |  |  | 3976.1975 | 4300.08 | 4623.9625 | 4947.845 | 5271.7275 | 24621.6059 | 23956.4147 | 23291.2234 | 22626.0322 | 21960.841 |  | 0.2483 |  |  |  |  | 1 | 1 | 1 | 1 | 1 | [5 empty] | 6.7347 | 12.2638 | 570.7763 | 26826.484 | 684.9315 | 0.094023 | 0.064153 | 0.052103 | 0.052725 | 0.047336 | 0.094023 | 0.064153 | 0.052103 | 0.052725 | 0.047336 | 100000 | 100000 | 0 | 0 | 0
6471 |  |  |  | 9795.2055 |  |  |  |  | 3633.8145 | 4055.647 | 4477.4795 | 4899.312 | 5321.1445 | 25397.3177 | 24711.1694 | 24025.0212 | 23338.8729 | 22652.7246 |  | 0.11915 |  |  |  |  | 1 | 1 | 1 | 1 | 1 | [5 empty] | 7.1978 | 11.7518 | 570.7763 | 26826.484 | 684.9315 | 0.096315 | 0.064787 | 0.052868 | 0.054072 | 0.048212 | 0.096315 | 0.064787 | 0.052868 | 0.054072 | 0.048212 | 100000 | 100000 | 0 | 0 | 0
6472 |  |  |  | 9795.2055 |  |  |  |  | 3635.5011 | 4248.0394 | 4860.5777 | 5473.1161 | 6085.6544 | 26974.1038 | 26245.3562 | 25516.6085 | 24787.8609 | 24059.1133 |  | 0.08575 |  |  |  |  | 1 | 1 | 1 | 1 | 1 | [5 empty] | 8.0712 | 11.9373 | 570.7763 | 26826.484 | 684.9315 | 0.099751 | 0.068688 | 0.064516 | 0.054692 | 0.048675 | 0.099751 | 0.068688 | 0.064516 | 0.054692 | 0.048675 | 100000 | 100000 | 0 | 0 | 0
6473 |  |  |  | 9795.2055 |  |  |  |  | 4299.1845 | 5082.9037 | 5866.6229 | 6650.342 | 7434.0612 | 28608.8827 | 27835.969 | 27063.0552 | 26290.1415 | 25517.2277 |  | 0.05445 |  |  |  |  | 1 | 1 | 1 | 1 | 1 | [5 empty] | 8.5609 | 12.1413 | 570.7763 | 26826.484 | 684.9315 | 0.10078 | 0.068799 | 0.073352 | 0.073316 | 0.057452 | 0.10078 | 0.068799 | 0.073352 | 0.073316 | 0.057452 | 100000 | 100000 | 0 | 0 | 0
6474 |  |  |  | 9795.2055 |  |  |  |  | 5256.3392 | 6086.8067 | 6917.2742 | 7747.7417 | 8578.2092 | 29591.051 | 28791.6024 | 27992.1539 | 27192.7053 | 26393.2567 |  | 0 |  |  |  |  | 1 | 1 | 1 | 1 | 1 | [5 empty] | 9.4392 | 12.6116 | 570.7763 | 26826.484 | 684.9315 | 0.10071 | 0.070271 | 0.072011 | 0.074126 | 0.06203 | 0.10071 | 0.070271 | 0.072011 | 0.074126 | 0.06203 | 100000 | 100000 | 0 | 0 | 0
6475 |  |  |  | 9795.2055 |  |  |  |  | 6099.6472 | 6875.1172 | 7650.5872 | 8426.0572 | 9201.5272 | 30207.1679 | 29391.074 | 28574.9801 | 27758.8861 | 26942.7922 |  | 0 |  |  |  |  | 1 | 1 | 1 | 1 | 1 | [5 empty] | 9.2218 | 13.1524 | 570.7763 | 26826.484 | 684.9315 | 0.10097 | 0.070755 | 0.073096 | 0.076322 | 0.062356 | 0.10097 | 0.070755 | 0.073096 | 0.076322 | 0.062356 | 100000 | 100000 | 0 | 0 | 0
6476 |  |  |  | 9795.2055 |  |  |  |  | 5858.4611 | 6487.527 | 7116.5928 | 7745.6586 | 8374.7245 | 29634.3547 | 28833.7362 | 28033.1178 | 27232.4993 | 26431.8808 |  | 0 |  |  |  |  | 1 | 1 | 1 | 1 | 1 | [5 empty] | 9.8483 | 12.6541 | 570.7763 | 26826.484 | 684.9315 | 0.10113 | 0.070472 | 0.073109 | 0.076449 | 0.060279 | 0.10113 | 0.070472 | 0.073109 | 0.076449 | 0.060279 | 100000 | 100000 | 0 | 0 | 0
6477 |  |  |  | 9795.2055 |  |  |  |  | 5163.5753 | 5698.0161 | 6232.457 | 6766.8978 | 7301.3386 | 26676.5658 | 25955.8566 | 25235.1474 | 24514.4382 | 23793.7291 |  | 0 |  |  |  |  | 1 | 1 | 1 | 1 | 1 | [5 empty] | 9.4631 | 12.4598 | 570.7763 | 26826.484 | 684.9315 | 0.1006 | 0.068893 | 0.071794 | 0.074851 | 0.056666 | 0.1006 | 0.068893 | 0.071794 | 0.074851 | 0.056666 | 100000 | 100000 | 0 | 0 | 0
6478 |  |  |  | 9795.2055 |  |  |  |  | 4779.8701 | 5233.6018 | 5687.3335 | 6141.0651 | 6594.7968 | 20282.3559 | 19734.3963 | 19186.4367 | 18638.4771 | 18090.5175 |  | 0 |  |  |  |  | 1 | 1 | 1 | 1 | 1 | [5 empty] | 9.1347 | 11.7355 | 570.7763 | 26826.484 | 684.9315 | 0.098831 | 0.066413 | 0.070802 | 0.073046 | 0.055992 | 0.098831 | 0.066413 | 0.070802 | 0.073046 | 0.055992 | 100000 | 100000 | 0 | 0 | 0
6479 |  |  |  | 9795.2055 |  |  |  |  | 3342.0299 | 3715.5482 | 4089.0665 | 4462.5849 | 4836.1032 | 14320.0693 | 13933.1902 | 13546.3111 | 13159.432 | 12772.553 |  | 0 |  |  |  |  | 1 | 1 | 1 | 1 | 1 | [5 empty] | 9.3315 | 10.7408 | 570.7763 | 26826.484 | 684.9315 | 0.098412 | 0.065718 | 0.069794 | 0.072539 | 0.056071 | 0.098412 | 0.065718 | 0.069794 | 0.072539 | 0.056071 | 100000 | 100000 | 0 | 0 | 0
6480 |  |  |  | 9795.2055 |  |  |  |  | 2347.1017 | 2545.7817 | 2744.4617 | 2943.1417 | 3141.8217 | 12074.1566 | 11747.9543 | 11421.7521 | 11095.5499 | 10769.3476 |  | 0 |  |  |  |  | 1 | 1 | 1 | 1 | 1 | [5 empty] | 8.9292 | 10.9774 | 570.7763 | 26826.484 | 684.9315 | 0.098478 | 0.066592 | 0.070616 | 0.073478 | 0.056136 | 0.098478 | 0.066592 | 0.070616 | 0.073478 | 0.056136 | 100000 | 100000 | 0 | 0 | 0
6481 |  |  |  | 9795.2055 |  |  |  |  | 1755.4594 | 1854.1244 | 1952.7894 | 2051.4544 | 2150.1194 | 13105.5329 | 12751.4665 | 12397.4 | 12043.3335 | 11689.267 |  | 0 |  |  |  |  | 1 | 1 | 1 | 1 | 1 | [5 empty] | 8.5929 | 10.4341 | 570.7763 | 26826.484 | 684.9315 | 0.098791 | 0.068115 | 0.071804 | 0.074133 | 0.056565 | 0.098791 | 0.068115 | 0.071804 | 0.074133 | 0.056565 | 100000 | 100000 | 0 | 0 | 0
6482 |  |  |  | 9795.2055 |  |  |  |  | 1504.0749 | 1552.0874 | 1600.0999 | 1648.1124 | 1696.1249 | 13215.5971 | 12858.5571 | 12501.517 | 12144.477 | 11787.4369 |  | 0 |  |  |  |  | 1 | 1 | 1 | 1 | 1 | [5 empty] | 8.0199 | 10.4574 | 570.7763 | 26826.484 | 684.9315 | 0.099503 | 0.070965 | 0.073059 | 0.075651 | 0.057065 | 0.099503 | 0.070965 | 0.073059 | 0.075651 | 0.057065 | 100000 | 100000 | 0 | 0 | 0
6483 |  |  |  | 9795.2055 |  |  |  |  | 1473.6041 | 1514.5766 | 1555.5491 | 1596.5216 | 1637.4941 | 14978.7334 | 14574.0595 | 14169.3856 | 13764.7116 | 13360.0377 |  | 0 |  |  |  |  | 1 | 1 | 1 | 1 | 1 | [5 empty] | 7.4091 | 10.6632 | 570.7763 | 26826.484 | 684.9315 | 0.099787 | 0.075567 | 0.073523 | 0.076555 | 0.057744 | 0.099786 | 0.075567 | 0.073523 | 0.076555 | 0.057744 | 100000 | 100000 | 0 | 0 | 0
6484 |  |  |  | 9795.2055 |  |  |  |  | 1618.3406 | 1660.9631 | 1703.5856 | 1746.2081 | 1788.8306 | 19236.0157 | 18716.3246 | 18196.6335 | 17676.9425 | 17157.2514 |  | 0 |  |  |  |  | 1 | 1 | 1 | 1 | 1 | [5 empty] | 7.5426 | 10.5783 | 570.7763 | 26826.484 | 684.9315 | 0.096776 | 0.068912 | 0.071329 | 0.075037 | 0.057192 | 0.096776 | 0.068912 | 0.071329 | 0.075037 | 0.057192 | 100000 | 100000 | 0 | 0 | 0
6485 |  |  |  | 9795.2055 |  |  |  |  | 2226.9111 | 2265.8211 | 2304.7311 | 2343.6411 | 2382.5511 | 28435.4211 | 27667.1937 | 26898.9663 | 26130.7389 | 25362.5115 |  | 0 |  |  |  |  | 1 | 1 | 1 | 1 | 1 | [5 empty] | 7.9314 | 10.2598 | 570.7763 | 26826.484 | 684.9315 | 0.098362 | 0.075491 | 0.072689 | 0.074888 | 0.057045 | 0.098362 | 0.075491 | 0.072689 | 0.074888 | 0.057045 | 100000 | 100000 | 0 | 0 | 0
6486 |  |  |  | 9795.2055 |  |  |  |  | 3486.3729 | 3526.3829 | 3566.3929 | 3606.4029 | 3646.4129 | 33548.3854 | 32642.0233 | 31735.6611 | 30829.299 | 29922.9368 |  | 0 |  |  |  |  | 1 | 1 | 1 | 1 | 1 | [5 empty] | 8.138 | 10.0362 | 570.7763 | 26826.484 | 684.9315 | 0.099954 | 0.077905 | 0.074574 | 0.076851 | 0.059427 | 0.099954 | 0.077905 | 0.074574 | 0.076851 | 0.059427 | 100000 | 100000 | 0 | 0 | 0
6487 |  |  |  | 9795.2055 |  |  |  |  | 4295.5432 | 4337.3407 | 4379.1382 | 4420.9357 | 4462.7332 | 32205.4108 | 31335.3312 | 30465.2516 | 29595.172 | 28725.0924 |  | 0.02168 |  |  |  |  | 1 | 1 | 1 | 1 | 1 | [5 empty] | 8.2425 | 9.4435 | 570.7763 | 26826.484 | 684.9315 | 0.10213 | 0.091166 | 0.079043 | 0.081237 | 0.069344 | 0.10213 | 0.091166 | 0.079043 | 0.081237 | 0.069344 | 100000 | 100000 | 0 | 0 | 0
6488 |  |  |  | 9795.2055 |  |  |  |  | 3779.2316 | 3828.3991 | 3877.5666 | 3926.7341 | 3975.9016 | 30185.333 | 29369.829 | 28554.325 | 27738.8209 | 26923.3169 |  | 0.08428 |  |  |  |  | 1 | 1 | 1 | 1 | 1 | [5 empty] | 7.4575 | 8.6617 | 570.7763 | 26826.484 | 684.9315 | 0.10703 | 0.10088 | 0.085412 | 0.088298 | 0.074443 | 0.10703 | 0.10088 | 0.085412 | 0.088298 | 0.074443 | 100000 | 100000 | 0 | 0 | 0
6489 |  |  |  | 9795.2055 |  |  |  |  | 3576.939 | 3651.929 | 3726.919 | 3801.909 | 3876.899 | 28228.0251 | 27465.4009 | 26702.7766 | 25940.1523 | 25177.528 |  | 0.35189 |  |  |  |  | 1 | 1 | 1 | 1 | 1 | [5 empty] | 6.5098 | 8.3877 | 570.7763 | 26826.484 | 684.9315 | 0.10783 | 0.1017 | 0.087138 | 0.078025 | 0.0721 | 0.10783 | 0.1017 | 0.087138 | 0.078025 | 0.0721 | 100000 | 100000 | 0 | 0 | 0
6490 |  |  |  | 9795.2055 |  |  |  |  | 3725.9076 | 3831.3651 | 3936.8226 | 4042.2801 | 4147.7376 | 26680.3978 | 25959.5851 | 25238.7724 | 24517.9597 | 23797.147 |  | 0.21364 |  |  |  |  | 1 | 1 | 1 | 1 | 1 | [5 empty] | 5.862 | 7.5463 | 570.7763 | 26826.484 | 684.9315 | 0.10774 | 0.10163 | 0.086885 | 0.077418 | 0.070863 | 0.10774 | 0.10163 | 0.086885 | 0.077418 | 0.070863 | 100000 | 100000 | 0 | 0 | 0
6491 |  |  |  | 9795.2055 |  |  |  |  | 4210.9019 | 4379.7444 | 4548.5869 | 4717.4294 | 4886.2719 | 25271.9099 | 24589.1497 | 23906.3895 | 23223.6293 | 22540.8691 |  | 0.3612 |  |  |  |  | 1 | 1 | 1 | 1 | 1 | [5 empty] | 5.776 | 6.4914 | 570.7763 | 26826.484 | 684.9315 | 0.10806 | 0.10278 | 0.087762 | 0.077847 | 0.071085 | 0.10806 | 0.10278 | 0.087762 | 0.077847 | 0.071085 | 100000 | 100000 | 0 | 0 | 0
6492 |  |  |  | 9795.2055 |  |  |  |  | 4240.5264 | 4453.6439 | 4666.7614 | 4879.8789 | 5092.9964 | 24942.8431 | 24268.9731 | 23595.1032 | 22921.2332 | 22247.3633 |  | 0.24218 |  |  |  |  | 1 | 1 | 1 | 1 | 1 | [5 empty] | 5.8858 | 6.3883 | 570.7763 | 26826.484 | 684.9315 | 0.10878 | 0.10377 | 0.089916 | 0.078962 | 0.072077 | 0.10879 | 0.10377 | 0.089916 | 0.078962 | 0.072077 | 100000 | 100000 | 0 | 0 | 0
6493 |  |  |  | 9795.2055 |  |  |  |  | 4156.7315 | 4415.4415 | 4674.1515 | 4932.8615 | 5191.5715 | 24533.1625 | 23870.3607 | 23207.5589 | 22544.7572 | 21881.9554 |  | 0.60302 |  |  |  |  | 1 | 1 | 1 | 1 | 1 | [5 empty] | 5.5824 | 6.7266 | 570.7763 | 26826.484 | 684.9315 | 0.10952 | 0.10512 | 0.090125 | 0.079542 | 0.073412 | 0.10952 | 0.10512 | 0.090125 | 0.079542 | 0.073412 | 100000 | 100000 | 0 | 0 | 0
6494 |  |  |  | 9795.2055 |  |  |  |  | 3990.8347 | 4314.7172 | 4638.5997 | 4962.4822 | 5286.3647 | 24847.8793 | 24176.575 | 23505.2706 | 22833.9663 | 22162.6619 |  | 0.28897 |  |  |  |  | 1 | 1 | 1 | 1 | 1 | [5 empty] | 5.4962 | 7.1925 | 570.7763 | 26826.484 | 684.9315 | 0.1101 | 0.10664 | 0.093466 | 0.081649 | 0.075205 | 0.1101 | 0.10664 | 0.093466 | 0.081649 | 0.075205 | 100000 | 100000 | 0 | 0 | 0
6495 |  |  |  | 9795.2055 |  |  |  |  | 3647.1912 | 4069.0246 | 4490.8579 | 4912.6912 | 5334.5246 | 25630.8025 | 24938.3462 | 24245.89 | 23553.4337 | 22860.9775 |  | 0.20055 |  |  |  |  | 1 | 1 | 1 | 1 | 1 | [5 empty] | 5.2292 | 6.5396 | 570.7763 | 26826.484 | 684.9315 | 0.11021 | 0.10774 | 0.09764 | 0.099716 | 0.10358 | 0.11021 | 0.10774 | 0.09764 | 0.099716 | 0.10358 | 100000 | 100000 | 0 | 0 | 0
6496 |  |  |  | 9795.2055 |  |  |  |  | 3648.8841 | 4279.9841 | 4911.0841 | 5542.1841 | 6173.2841 | 27222.2304 | 26486.7792 | 25751.328 | 25015.8769 | 24280.4257 |  | 0.11559 |  |  |  |  | 1 | 1 | 1 | 1 | 1 | [5 empty] | 4.5806 | 7.2696 | 570.7763 | 26826.484 | 684.9315 | 0.11133 | 0.10774 | 0.098693 | 0.10212 | 0.10357 | 0.11133 | 0.10774 | 0.098693 | 0.10212 | 0.10357 | 100000 | 100000 | 0 | 0 | 0
6497 |  |  |  | 9795.2055 |  |  |  |  | 4315.0107 | 5075.2182 | 5835.4257 | 6595.6332 | 7355.8407 | 28872.184 | 28092.1568 | 27312.1295 | 26532.1023 | 25752.075 |  | 0.05706 |  |  |  |  | 1 | 1 | 1 | 1 | 1 | [5 empty] | 4.421 | 7.355 | 570.7763 | 26826.484 | 684.9315 | 0.11132 | 0.10773 | 0.099322 | 0.10484 | 0.10519 | 0.11132 | 0.10773 | 0.099322 | 0.10484 | 0.10519 | 100000 | 100000 | 0 | 0 | 0
6498 |  |  |  | 9795.2055 |  |  |  |  | 5275.6888 | 6100.6563 | 6925.6238 | 7750.5913 | 8575.5588 | 29863.2536 | 29056.451 | 28249.6485 | 27442.8459 | 26636.0434 |  | 0 |  |  |  |  | 1 | 1 | 1 | 1 | 1 | [5 empty] | 4.0888 | 7.9963 | 570.7763 | 26826.484 | 684.9315 | 0.11204 | 0.10804 | 0.098931 | 0.10523 | 0.10551 | 0.11204 | 0.10804 | 0.098931 | 0.10523 | 0.10551 | 100000 | 100000 | 0 | 0 | 0
6499 |  |  |  | 9795.2055 |  |  |  |  | 6122.1012 | 6876.8921 | 7631.6829 | 8386.4737 | 9141.2646 | 30484.9494 | 29661.3508 | 28837.7521 | 28014.1535 | 27190.5549 |  | 0 |  |  |  |  | 1 | 1 | 1 | 1 | 1 | [5 empty] | 4.2575 | 8.0456 | 570.7763 | 26826.484 | 684.9315 | 0.11203 | 0.10804 | 0.098827 | 0.10676 | 0.10635 | 0.11203 | 0.10804 | 0.098827 | 0.10676 | 0.10635 | 100000 | 100000 | 0 | 0 | 0
6500 |  |  |  | 9795.2055 |  |  |  |  | 5880.0273 | 6536.2614 | 7192.4956 | 7848.7298 | 8504.9639 | 29906.6789 | 29098.7032 | 28290.7274 | 27482.7517 | 26674.7759 |  | 0 |  |  |  |  | 1 | 1 | 1 | 1 | 1 | [5 empty] | 4.4773 | 7.3791 | 570.7763 | 26826.484 | 684.9315 | 0.11202 | 0.10804 | 0.098388 | 0.10455 | 0.10458 | 0.11202 | 0.10804 | 0.098388 | 0.10455 | 0.10458 | 100000 | 100000 | 0 | 0 | 0
6501 |  |  |  | 9795.2055 |  |  |  |  | 5182.5834 | 5702.7259 | 6222.8684 | 6743.0109 | 7263.1534 | 26921.4884 | 26194.1622 | 25466.8361 | 24739.5099 | 24012.1838 |  | 0 |  |  |  |  | 1 | 1 | 1 | 1 | 1 | [5 empty] | 4.5737 | 7.0796 | 570.7763 | 26826.484 | 684.9315 | 0.11169 | 0.10743 | 0.098501 | 0.10364 | 0.10427 | 0.11169 | 0.10743 | 0.098501 | 0.10364 | 0.10427 | 100000 | 100000 | 0 | 0 | 0
6502 |  |  |  | 9795.2055 |  |  |  |  | 4797.4658 | 5251.1983 | 5704.9308 | 6158.6633 | 6612.3958 | 20467.8006 | 19914.8309 | 19361.8613 | 18808.8916 | 18255.9219 |  | 0 |  |  |  |  | 1 | 1 | 1 | 1 | 1 | [5 empty] | 5.0365 | 6.616 | 570.7763 | 26826.484 | 684.9315 | 0.10932 | 0.10439 | 0.098392 | 0.10331 | 0.10353 | 0.10932 | 0.10439 | 0.098392 | 0.10331 | 0.10353 | 100000 | 100000 | 0 | 0 | 0
6503 |  |  |  | 9795.2055 |  |  |  |  | 3354.3325 | 3738.19 | 4122.0475 | 4505.905 | 4889.7625 | 14450.8757 | 14060.4627 | 13670.0497 | 13279.6366 | 12889.2236 |  | 0 |  |  |  |  | 1 | 1 | 1 | 1 | 1 | [5 empty] | 5.7182 | 6.5127 | 570.7763 | 26826.484 | 684.9315 | 0.10799 | 0.10365 | 0.098407 | 0.10333 | 0.10333 | 0.10799 | 0.10365 | 0.098407 | 0.10332 | 0.10333 | 100000 | 100000 | 0 | 0 | 0
6504 |  |  |  | 9795.2055 |  |  |  |  | 2355.7992 | 2564.1042 | 2772.4092 | 2980.7142 | 3189.0192 | 11419.61 | 11111.0914 | 10802.5728 | 10494.0541 | 10185.5355 |  | 0 |  |  |  |  | 1 | 1 | 1 | 1 | 1 | [5 empty] | 5.8303 | 6.3486 | 570.7763 | 26826.484 | 684.9315 | 0.10793 | 0.10359 | 0.098388 | 0.10328 | 0.10334 | 0.10793 | 0.10359 | 0.098388 | 0.10328 | 0.10334 | 100000 | 100000 | 0 | 0 | 0
6505 |  |  |  | 9795.2055 |  |  |  |  | 1761.9645 | 1861.2895 | 1960.6145 | 2059.9395 | 2159.2645 | 12395.4156 | 12060.5341 | 11725.6525 | 11390.771 | 11055.8894 |  | 0 |  |  |  |  | 1 | 1 | 1 | 1 | 1 | [5 empty] | 4.7361 | 6.3666 | 570.7763 | 26826.484 | 684.9315 | 0.10801 | 0.10366 | 0.098464 | 0.10337 | 0.10338 | 0.10801 | 0.10366 | 0.098464 | 0.10337 | 0.10338 | 100000 | 100000 | 0 | 0 | 0
6506 |  |  |  | 9795.2055 |  |  |  |  | 1509.6485 | 1558.651 | 1607.6535 | 1656.656 | 1705.6585 | 12498.4099 | 12160.7458 | 11823.0817 | 11485.4176 | 11147.7535 |  | 0 |  |  |  |  | 1 | 1 | 1 | 1 | 1 | [5 empty] | 2.3823 | 6.3261 | 570.7763 | 26826.484 | 684.9315 | 0.10801 | 0.1037 | 0.098523 | 0.10343 | 0.1034 | 0.10801 | 0.1037 | 0.098523 | 0.10343 | 0.1034 | 100000 | 100000 | 0 | 0 | 0
6507 |  |  |  | 9795.2055 |  |  |  |  | 1479.0647 | 1519.7622 | 1560.4597 | 1601.1572 | 1641.8547 | 14165.5941 | 13782.8884 | 13400.1827 | 13017.477 | 12634.7713 |  | 0 |  |  |  |  | 1 | 1 | 1 | 1 | 1 | [5 empty] | 2.1196 | 6.6996 | 570.7763 | 26826.484 | 684.9315 | 0.10792 | 0.10363 | 0.098426 | 0.10332 | 0.10328 | 0.10792 | 0.10363 | 0.098426 | 0.10332 | 0.10328 | 100000 | 100000 | 0 | 0 | 0
6508 |  |  |  | 9795.2055 |  |  |  |  | 1624.3376 | 1666.2726 | 1708.2076 | 1750.1426 | 1792.0776 | 18193.122 | 17701.6064 | 17210.0907 | 16718.575 | 16227.0594 |  | 0 |  |  |  |  | 1 | 1 | 1 | 1 | 1 | [5 empty] | 1.7149 | 7.7954 | 570.7763 | 26826.484 | 684.9315 | 0.10532 | 0.099957 | 0.092151 | 0.097863 | 0.093252 | 0.10532 | 0.099957 | 0.092151 | 0.097863 | 0.093252 | 100000 | 100000 | 0 | 0 | 0
6509 |  |  |  | 9795.2055 |  |  |  |  | 2235.1633 | 2275.3108 | 2315.4583 | 2355.6058 | 2395.7533 | 26893.0851 | 26166.5263 | 25439.9676 | 24713.4088 | 23986.85 |  | 0 |  |  |  |  | 1 | 1 | 1 | 1 | 1 | [5 empty] | 2.2411 | 7.7964 | 570.7763 | 26826.484 | 684.9315 | 0.10542 | 0.10139 | 0.092943 | 0.09969 | 0.094253 | 0.10542 | 0.10139 | 0.092943 | 0.09969 | 0.094253 | 100000 | 100000 | 0 | 0 | 0
6510 |  |  |  | 9795.2055 |  |  |  |  | 3499.2921 | 3541.9146 | 3584.5371 | 3627.1596 | 3669.7821 | 31718.517 | 30861.5916 | 30004.6662 | 29147.7408 | 28290.8154 |  | 0 |  |  |  |  | 1 | 1 | 1 | 1 | 1 | [5 empty] | 1.5526 | 7.3955 | 570.7763 | 26826.484 | 684.9315 | 0.10576 | 0.10139 | 0.094874 | 0.10132 | 0.096728 | 0.10576 | 0.10139 | 0.094874 | 0.10132 | 0.096728 | 100000 | 100000 | 0 | 0 | 0
6511 |  |  |  | 9795.2055 |  |  |  |  | 4311.4609 | 4352.1584 | 4392.8559 | 4433.5534 | 4474.2509 | 30450.3005 | 29627.6379 | 28804.9754 | 27982.3129 | 27159.6503 |  | 0.02189 |  |  |  |  | 1 | 1 | 1 | 1 | 1 | [5 empty] | 1.5037 | 7.5258 | 570.7763 | 26826.484 | 684.9315 | 0.10882 | 0.10433 | 0.09735 | 0.10206 | 0.10013 | 0.10882 | 0.10433 | 0.09735 | 0.10206 | 0.10013 | 100000 | 100000 | 0 | 0 | 0
6512 |  |  |  | 9795.2055 |  |  |  |  | 3793.236 | 3840.0935 | 3886.951 | 3933.8085 | 3980.666 | 28543.0931 | 27771.9568 | 27000.8204 | 26229.6841 | 25458.5478 |  | 0.20026 |  |  |  |  | 1 | 1 | 1 | 1 | 1 | [5 empty] | 0.59636 | 7.3168 | 570.7763 | 26826.484 | 684.9315 | 0.1078 | 0.10031 | 0.083024 | 0.057751 | 0.048236 | 0.1078 | 0.10031 | 0.083024 | 0.057751 | 0.048236 | 100000 | 100000 | 0 | 0 | 0
6513 |  |  |  | 9795.2055 |  |  |  |  | 3590.1938 | 3664.6888 | 3739.1838 | 3813.6788 | 3888.1738 | 26693.2993 | 25972.138 | 25250.9767 | 24529.8155 | 23808.6542 |  | 0.22679 |  |  |  |  | 1 | 1 | 1 | 1 | 1 | [5 empty] | 1.0681 | 7.1301 | 570.7763 | 26826.484 | 684.9315 | 0.10475 | 0.09435 | 0.071526 | 0.046499 | 0.045137 | 0.10475 | 0.09435 | 0.071526 | 0.046499 | 0.045137 | 100000 | 100000 | 0 | 0 | 0
6514 |  |  |  | 9795.2055 |  |  |  |  | 3739.7144 | 3846.2444 | 3952.7744 | 4059.3044 | 4165.8344 | 25230.9268 | 24549.2738 | 23867.6208 | 23185.9678 | 22504.3148 |  | 0.22608 |  |  |  |  | 1 | 1 | 1 | 1 | 1 | [5 empty] | 2.2046 | 6.5202 | 570.7763 | 26826.484 | 684.9315 | 0.099444 | 0.092966 | 0.0452 | 0.042327 | 0.044287 | 0.099444 | 0.092966 | 0.0452 | 0.042327 | 0.044287 | 100000 | 100000 | 0 | 0 | 0
6515 |  |  |  | 9795.2055 |  |  |  |  | 4226.506 | 4395.3493 | 4564.1927 | 4733.036 | 4901.8793 | 23899.6668 | 23253.9799 | 22608.293 | 21962.6061 | 21316.9192 |  | 0.28355 |  |  |  |  | 1 | 1 | 1 | 1 | 1 | [5 empty] | 2.2875 | 6.2651 | 570.7763 | 26826.484 | 684.9315 | 0.099179 | 0.088694 | 0.045188 | 0.041954 | 0.044096 | 0.099179 | 0.088694 | 0.045188 | 0.041954 | 0.044096 | 100000 | 100000 | 0 | 0 | 0
6516 |  |  |  | 9795.2055 |  |  |  |  | 4256.2402 | 4450.7952 | 4645.3502 | 4839.9052 | 5034.4602 | 23588.0121 | 22950.7451 | 22313.478 | 21676.2109 | 21038.9438 |  | 0.52874 |  |  |  |  | 1 | 1 | 1 | 1 | 1 | [5 empty] | 2.8586 | 6.3835 | 570.7763 | 26826.484 | 684.9315 | 0.09916 | 0.088668 | 0.0452 | 0.041951 | 0.044138 | 0.09916 | 0.088668 | 0.0452 | 0.041951 | 0.044138 | 100000 | 100000 | 0 | 0 | 0
6517 |  |  |  | 9795.2055 |  |  |  |  | 4172.1349 | 4434.3649 | 4696.5949 | 4958.8249 | 5221.0549 | 23200.5908 | 22573.7905 | 21946.9902 | 21320.1899 | 20693.3897 |  | 0.45928 |  |  |  |  | 1 | 1 | 1 | 1 | 1 | [5 empty] | 2.7474 | 6.0245 | 570.7763 | 26826.484 | 684.9315 | 0.099135 | 0.088624 | 0.045178 | 0.042084 | 0.044193 | 0.099135 | 0.088624 | 0.045178 | 0.042084 | 0.044193 | 100000 | 100000 | 0 | 0 | 0
6518 |  |  |  | 9795.2055 |  |  |  |  | 4005.6233 | 4326.2883 | 4646.9533 | 4967.6183 | 5288.2833 | 23497.7411 | 22862.9128 | 22228.0845 | 21593.2563 | 20958.428 |  | 0.37883 |  |  |  |  | 1 | 1 | 1 | 1 | 1 | [5 empty] | 2.9976 | 5.9395 | 570.7763 | 26826.484 | 684.9315 | 0.099143 | 0.088601 | 0.045136 | 0.042004 | 0.044175 | 0.099143 | 0.088601 | 0.045136 | 0.042004 | 0.044175 | 100000 | 100000 | 0 | 0 | 0
6519 |  |  |  | 9795.2055 |  |  |  |  | 3660.7064 | 4083.9689 | 4507.2314 | 4930.4939 | 5353.7564 | 24237.6586 | 23582.8403 | 22928.022 | 22273.2037 | 21618.3854 |  | 0.20219 |  |  |  |  | 1 | 1 | 1 | 1 | 1 | [5 empty] | 2.9164 | 5.7144 | 570.7763 | 26826.484 | 684.9315 | 0.09916 | 0.08858 | 0.051439 | 0.043028 | 0.044231 | 0.09916 | 0.08858 | 0.051439 | 0.043028 | 0.044231 | 100000 | 100000 | 0 | 0 | 0
6520 |  |  |  | 9795.2055 |  |  |  |  | 3662.4055 | 4295.568 | 4928.7305 | 5561.893 | 6195.0555 | 25741.7632 | 25046.3092 | 24350.8551 | 23655.4011 | 22959.9471 |  | 0.20707 |  |  |  |  | 1 | 1 | 1 | 1 | 1 | [5 empty] | 2.8833 | 5.8499 | 570.7763 | 26826.484 | 684.9315 | 0.10627 | 0.095208 | 0.083039 | 0.055702 | 0.047078 | 0.10627 | 0.095208 | 0.083039 | 0.055702 | 0.047078 | 100000 | 100000 | 0 | 0 | 0
6521 |  |  |  | 9795.2055 |  |  |  |  | 4331.0005 | 5106.883 | 5882.7655 | 6658.648 | 7434.5305 | 27301.2137 | 26563.6286 | 25826.0436 | 25088.4586 | 24350.8736 |  | 0.10546 |  |  |  |  | 1 | 1 | 1 | 1 | 1 | [5 empty] | 2.8928 | 6.0429 | 570.7763 | 26826.484 | 684.9315 | 0.11023 | 0.10603 | 0.096239 | 0.10145 | 0.058775 | 0.11023 | 0.10603 | 0.096238 | 0.10145 | 0.058775 | 100000 | 100000 | 0 | 0 | 0
6522 |  |  |  | 9795.2055 |  |  |  |  | 5295.2386 | 6087.2077 | 6879.1769 | 7671.1461 | 8463.1152 | 28239.1359 | 27476.2115 | 26713.287 | 25950.3625 | 25187.4381 |  | 0 |  |  |  |  | 1 | 1 | 1 | 1 | 1 | [5 empty] | 4.1048 | 6.3076 | 570.7763 | 26826.484 | 684.9315 | 0.11165 | 0.10936 | 0.098596 | 0.10495 | 0.071027 | 0.11165 | 0.10936 | 0.098596 | 0.10495 | 0.071027 | 100000 | 100000 | 0 | 0 | 0
6523 |  |  |  | 9795.2055 |  |  |  |  | 6144.7875 | 6909.9167 | 7675.0458 | 8440.175 | 9205.3042 | 28827.5202 | 28048.6996 | 27269.879 | 26491.0584 | 25712.2378 |  | 0 |  |  |  |  | 1 | 1 | 1 | 1 | 1 | [5 empty] | 3.7322 | 6.652 | 570.7763 | 26826.484 | 684.9315 | 0.11234 | 0.1088 | 0.099126 | 0.10494 | 0.083387 | 0.11234 | 0.1088 | 0.099126 | 0.10494 | 0.083387 | 100000 | 100000 | 0 | 0 | 0
6524 |  |  |  | 9795.2055 |  |  |  |  | 5901.8165 | 6543.4215 | 7185.0265 | 7826.6315 | 8468.2365 | 28281.7586 | 27517.6826 | 26753.6066 | 25989.5306 | 25225.4547 |  | 0 |  |  |  |  | 1 | 1 | 1 | 1 | 1 | [5 empty] | 3.4569 | 8.57 | 570.7763 | 26826.484 | 684.9315 | 0.11273 | 0.10764 | 0.098168 | 0.1045 | 0.06719 | 0.11273 | 0.10764 | 0.098168 | 0.1045 | 0.06719 | 100000 | 100000 | 0 | 0 | 0
6525 |  |  |  | 9795.2055 |  |  |  |  | 5201.7882 | 5748.7415 | 6295.6948 | 6842.6482 | 7389.6015 | 25460.0079 | 24772.1659 | 24084.324 | 23396.482 | 22708.64 |  | 0 |  |  |  |  | 1 | 1 | 1 | 1 | 1 | [5 empty] | 3.6864 | 8.971 | 570.7763 | 26826.484 | 684.9315 | 0.1113 | 0.10595 | 0.094376 | 0.099848 | 0.058234 | 0.1113 | 0.10595 | 0.094375 | 0.099848 | 0.058234 | 100000 | 100000 | 0 | 0 | 0
6526 |  |  |  | 9795.2055 |  |  |  |  | 4815.2434 | 5267.4634 | 5719.6834 | 6171.9034 | 6624.1234 | 19361.016 | 18837.9479 | 18314.8797 | 17791.8115 | 17268.7434 |  | 0 |  |  |  |  | 1 | 1 | 1 | 1 | 1 | [5 empty] | 3.9399 | 9.0717 | 570.7763 | 26826.484 | 684.9315 | 0.10853 | 0.10281 | 0.093207 | 0.095309 | 0.056567 | 0.10853 | 0.10281 | 0.093207 | 0.095309 | 0.056567 | 100000 | 100000 | 0 | 0 | 0
6527 |  |  |  | 9795.2055 |  |  |  |  | 3366.7625 | 3744.1566 | 4121.5508 | 4498.945 | 4876.3391 | 13670.1526 | 13300.8321 | 12931.5115 | 12562.1909 | 12192.8704 |  | 0 |  |  |  |  | 1 | 1 | 1 | 1 | 1 | [5 empty] | 4.4455 | 9.4701 | 570.7763 | 26826.484 | 684.9315 | 0.10759 | 0.098167 | 0.092352 | 0.093544 | 0.055215 | 0.10759 | 0.098167 | 0.092352 | 0.093544 | 0.055215 | 100000 | 100000 | 0 | 0 | 0
6528 |  |  |  | 9795.2055 |  |  |  |  | 2364.5841 | 2576.3266 | 2788.0691 | 2999.8116 | 3211.5541 | 8076.897 | 7858.687 | 7640.4769 | 7422.2669 | 7204.0569 |  | 0 |  |  |  |  | 1 | 1 | 1 | 1 | 1 | [5 empty] | 5.2471 | 9.0913 | 570.7763 | 26826.484 | 684.9315 | 0.10387 | 0.096406 | 0.09152 | 0.092891 | 0.055005 | 0.10387 | 0.096406 | 0.09152 | 0.092892 | 0.055005 | 100000 | 100000 | 0 | 0 | 0
6529 |  |  |  | 9795.2055 |  |  |  |  | 1768.535 | 1866.87 | 1965.205 | 2063.54 | 2161.875 | 8665.2929 | 8431.1864 | 8197.08 | 7962.9735 | 7728.8671 |  | 0 |  |  |  |  | 1 | 1 | 1 | 1 | 1 | [5 empty] | 1.938 | 9.4701 | 570.7763 | 26826.484 | 684.9315 | 0.10378 | 0.096479 | 0.091456 | 0.092555 | 0.055065 | 0.10378 | 0.096479 | 0.091456 | 0.092555 | 0.055065 | 100000 | 100000 | 0 | 0 | 0
6530 |  |  |  | 9795.2055 |  |  |  |  | 1515.278 | 1565.2705 | 1615.263 | 1665.2555 | 1715.248 | 9027.6141 | 8783.7189 | 8539.8238 | 8295.9287 | 8052.0336 |  | 0 |  |  |  |  | 1 | 1 | 1 | 1 | 1 | [5 empty] | 2.3741 | 9.0844 | 570.7763 | 26826.484 | 684.9315 | 0.10372 | 0.096431 | 0.091345 | 0.092169 | 0.054895 | 0.10372 | 0.096431 | 0.091345 | 0.092169 | 0.054895 | 100000 | 100000 | 0 | 0 | 0
6531 |  |  |  | 9795.2055 |  |  |  |  | 1484.5802 | 1525.9652 | 1567.3502 | 1608.7352 | 1650.1202 | 10602.0161 | 10315.5861 | 10029.156 | 9742.726 | 9456.2959 |  | 0 |  |  |  |  | 1 | 1 | 1 | 1 | 1 | [5 empty] | 2.5262 | 8.9221 | 570.7763 | 26826.484 | 684.9315 | 0.10361 | 0.096248 | 0.090396 | 0.091124 | 0.054517 | 0.10361 | 0.096248 | 0.090396 | 0.091124 | 0.054517 | 100000 | 100000 | 0 | 0 | 0
6532 |  |  |  | 9795.2055 |  |  |  |  | 1630.3948 | 1672.6048 | 1714.8148 | 1757.0248 | 1799.2348 | 14994.3143 | 14589.2194 | 14184.1245 | 13779.0296 | 13373.9348 |  | 0 |  |  |  |  | 1 | 1 | 1 | 1 | 1 | [5 empty] | 2.6654 | 9.1167 | 570.7763 | 26826.484 | 684.9315 | 0.10088 | 0.086835 | 0.082235 | 0.074112 | 0.049461 | 0.10088 | 0.086835 | 0.082235 | 0.074112 | 0.049461 | 100000 | 100000 | 0 | 0 | 0
6533 |  |  |  | 9795.2055 |  |  |  |  | 2243.4983 | 2283.3708 | 2323.2433 | 2363.1158 | 2402.9883 | 25078.014 | 24400.4922 | 23722.9704 | 23045.4486 | 22367.9268 |  | 0 |  |  |  |  | 1 | 1 | 1 | 1 | 1 | [5 empty] | 2.5309 | 9.1838 | 570.7763 | 26826.484 | 684.9315 | 0.1011 | 0.086241 | 0.083392 | 0.073342 | 0.049847 | 0.1011 | 0.086241 | 0.083392 | 0.073342 | 0.049847 | 100000 | 100000 | 0 | 0 | 0
6534 |  |  |  | 9795.2055 |  |  |  |  | 3512.3412 | 3552.7637 | 3593.1862 | 3633.6087 | 3674.0312 | 30731.8196 | 29901.5514 | 29071.2832 | 28241.0149 | 27410.7467 |  | 0 |  |  |  |  | 1 | 1 | 1 | 1 | 1 | [5 empty] | 2.4984 | 9.7395 | 570.7763 | 26826.484 | 684.9315 | 0.10157 | 0.085123 | 0.083418 | 0.074179 | 0.051216 | 0.10157 | 0.085123 | 0.083418 | 0.074179 | 0.051216 | 100000 | 100000 | 0 | 0 | 0
6535 |  |  |  | 9795.2055 |  |  |  |  | 4327.5386 | 4368.3736 | 4409.2086 | 4450.0436 | 4490.8786 | 30976.6092 | 30139.7276 | 29302.846 | 28465.9644 | 27629.0828 |  | 0.00157 |  |  |  |  | 1 | 1 | 1 | 1 | 1 | [5 empty] | 2.2948 | 9.8699 | 570.7763 | 26826.484 | 684.9315 | 0.10182 | 0.086414 | 0.083438 | 0.073912 | 0.049124 | 0.10182 | 0.086414 | 0.083438 | 0.073912 | 0.049124 | 100000 | 100000 | 0 | 0 | 0
6536 |  |  |  | 9795.2055 |  |  |  |  | 3807.3812 | 3857.0437 | 3906.7062 | 3956.3687 | 4006.0312 | 27129.6295 | 26396.6801 | 25663.7306 | 24930.7812 | 24197.8318 |  | 0.02773 |  |  |  |  | 1 | 1 | 1 | 1 | 1 | [5 empty] | 3.0245 | 9.6675 | 570.7763 | 26826.484 | 684.9315 | 0.10181 | 0.085629 | 0.070577 | 0.048277 | 0.045164 | 0.10181 | 0.085629 | 0.070577 | 0.048277 | 0.045164 | 100000 | 100000 | 0 | 0 | 0
6537 |  |  |  | 9795.2055 |  |  |  |  | 3603.5819 | 3677.0869 | 3750.5919 | 3824.0969 | 3897.6019 | 25144.55 | 24465.2306 | 23785.9112 | 23106.5918 | 22427.2724 |  | 0.05607 |  |  |  |  | 1 | 1 | 1 | 1 | 1 | [5 empty] | 3.8108 | 9.5449 | 570.7763 | 26826.484 | 684.9315 | 0.1005 | 0.086855 | 0.067856 | 0.044529 | 0.044629 | 0.1005 | 0.086855 | 0.067856 | 0.044529 | 0.044629 | 100000 | 100000 | 0 | 0 | 0
6538 |  |  |  | 9795.2055 |  |  |  |  | 3753.6601 | 3862.6926 | 3971.7251 | 4080.7576 | 4189.7901 | 23379.8974 | 22748.2529 | 22116.6084 | 21484.9638 | 20853.3193 |  | 0.24232 |  |  |  |  | 1 | 1 | 1 | 1 | 1 | [5 empty] | 3.1476 | 9.9026 | 570.7763 | 26826.484 | 684.9315 | 0.10184 | 0.087639 | 0.068398 | 0.04386 | 0.044797 | 0.10184 | 0.087639 | 0.068398 | 0.04386 | 0.044797 | 100000 | 100000 | 0 | 0 | 0
6539 |  |  |  | 9795.2055 |  |  |  |  | 4242.2669 | 4402.861 | 4563.4552 | 4724.0494 | 4884.6435 | 21410.5245 | 20832.0856 | 20253.6468 | 19675.208 | 19096.7691 |  | 0.23324 |  |  |  |  | 1 | 1 | 1 | 1 | 1 | [5 empty] | 2.6023 | 10.198 | 570.7763 | 26826.484 | 684.9315 | 0.10195 | 0.087328 | 0.068192 | 0.043907 | 0.044749 | 0.10195 | 0.087328 | 0.068192 | 0.043907 | 0.044749 | 100000 | 100000 | 0 | 0 | 0
6540 |  |  |  | 9795.2055 |  |  |  |  | 4272.112 | 4480.417 | 4688.722 | 4897.027 | 5105.332 | 20392.57 | 19841.6328 | 19290.6956 | 18739.7584 | 18188.8212 |  | 0.24717 |  |  |  |  | 1 | 1 | 1 | 1 | 1 | [5 empty] | 2.6475 | 10.6575 | 570.7763 | 26826.484 | 684.9315 | 0.10166 | 0.087063 | 0.068181 | 0.043895 | 0.044785 | 0.10166 | 0.087063 | 0.068181 | 0.043895 | 0.044785 | 100000 | 100000 | 0 | 0 | 0
6541 |  |  |  | 9795.2055 |  |  |  |  | 4187.693 | 4449.043 | 4710.393 | 4971.743 | 5233.093 | 19952.9526 | 19413.8924 | 18874.8321 | 18335.7719 | 17796.7116 |  | 0.33388 |  |  |  |  | 1 | 1 | 1 | 1 | 1 | [5 empty] | 2.7071 | 10.7075 | 570.7763 | 26826.484 | 684.9315 | 0.10161 | 0.086878 | 0.067761 | 0.043859 | 0.044788 | 0.10161 | 0.086878 | 0.067761 | 0.043859 | 0.044788 | 100000 | 100000 | 0 | 0 | 0
6542 |  |  |  | 9795.2055 |  |  |  |  | 4020.5605 | 4348.733 | 4676.9055 | 5005.078 | 5333.2505 | 19470.6267 | 18944.5972 | 18418.5677 | 17892.5383 | 17366.5088 |  | 0.27754 |  |  |  |  | 1 | 1 | 1 | 1 | 1 | [5 empty] | 3.4637 | 10.6337 | 570.7763 | 26826.484 | 684.9315 | 0.10165 | 0.086578 | 0.069607 | 0.045647 | 0.045105 | 0.10165 | 0.086578 | 0.069607 | 0.045647 | 0.045106 | 100000 | 100000 | 0 | 0 | 0
6543 |  |  |  | 9795.2055 |  |  |  |  | 3674.3574 | 4123.3599 | 4572.3624 | 5021.3649 | 5470.3674 | 19740.6465 | 19207.322 | 18673.9975 | 18140.6731 | 17607.3486 |  | 0.29142 |  |  |  |  | 1 | 1 | 1 | 1 | 1 | [5 empty] | 3.5891 | 10.75 | 570.7763 | 26826.484 | 684.9315 | 0.10354 | 0.087085 | 0.070849 | 0.054336 | 0.046502 | 0.10354 | 0.087085 | 0.070849 | 0.054336 | 0.046502 | 100000 | 100000 | 0 | 0 | 0
6544 |  |  |  | 9795.2055 |  |  |  |  | 3676.0628 | 4313.3503 | 4950.6378 | 5587.9253 | 6225.2128 | 20640.5342 | 20082.8978 | 19525.2615 | 18967.6251 | 18409.9888 |  | 0.09979 |  |  |  |  | 1 | 1 | 1 | 1 | 1 | [5 empty] | 3.4468 | 10.842 | 570.7763 | 26826.484 | 684.9315 | 0.10601 | 0.09299 | 0.080178 | 0.084252 | 0.049621 | 0.10601 | 0.09299 | 0.080178 | 0.084252 | 0.049621 | 100000 | 100000 | 0 | 0 | 0
6545 |  |  |  | 9795.2055 |  |  |  |  | 4347.1511 | 5109.9711 | 5872.7911 | 6635.6111 | 7398.4311 | 21829.3228 | 21239.5695 | 20649.8161 | 20060.0628 | 19470.3095 |  | 0.0388 |  |  |  |  | 1 | 1 | 1 | 1 | 1 | [5 empty] | 2.362 | 10.9271 | 570.7763 | 26826.484 | 684.9315 | 0.10729 | 0.094452 | 0.083609 | 0.088758 | 0.082743 | 0.10729 | 0.094452 | 0.083609 | 0.088758 | 0.082743 | 100000 | 100000 | 0 | 0 | 0
6546 |  |  |  | 9795.2055 |  |  |  |  | 5314.9848 | 6156.4515 | 6997.9181 | 7839.3848 | 8680.8515 | 23430.7268 | 22797.7091 | 22164.6913 | 21531.6735 | 20898.6558 |  | 0 |  |  |  |  | 1 | 1 | 1 | 1 | 1 | [5 empty] | 2.4409 | 11.2223 | 570.7763 | 26826.484 | 684.9315 | 0.10773 | 0.09617 | 0.086893 | 0.094192 | 0.083959 | 0.10773 | 0.09617 | 0.086893 | 0.094192 | 0.083959 | 100000 | 100000 | 0 | 0 | 0
6547 |  |  |  | 9795.2055 |  |  |  |  | 6167.7018 | 6943.1718 | 7718.6418 | 8494.1118 | 9269.5818 | 25445.9829 | 24758.5198 | 24071.0568 | 23383.5937 | 22696.1306 |  | 0 |  |  |  |  | 1 | 1 | 1 | 1 | 1 | [5 empty] | 3.1675 | 11.3289 | 570.7763 | 26826.484 | 684.9315 | 0.10739 | 0.09655 | 0.087471 | 0.095667 | 0.0846 | 0.10739 | 0.09655 | 0.087471 | 0.095667 | 0.0846 | 100000 | 100000 | 0 | 0 | 0
6548 |  |  |  | 9795.2055 |  |  |  |  | 5923.8247 | 6534.0814 | 7144.338 | 7754.5947 | 8364.8514 | 25399.5646 | 24713.3556 | 24027.1466 | 23340.9376 | 22654.7286 |  | 0 |  |  |  |  | 1 | 1 | 1 | 1 | 1 | [5 empty] | 3.4573 | 11.9765 | 570.7763 | 26826.484 | 684.9315 | 0.10791 | 0.095797 | 0.087318 | 0.09478 | 0.083532 | 0.10791 | 0.095797 | 0.087318 | 0.09478 | 0.083532 | 100000 | 100000 | 0 | 0 | 0
6549 |  |  |  | 9795.2055 |  |  |  |  | 5221.1859 | 5748.4776 | 6275.7693 | 6803.0609 | 7330.3526 | 23595.3781 | 22957.912 | 22320.446 | 21682.9799 | 21045.5138 |  | 0 |  |  |  |  | 1 | 1 | 1 | 1 | 1 | [5 empty] | 3.3264 | 12.1996 | 570.7763 | 26826.484 | 684.9315 | 0.10571 | 0.09294 | 0.080199 | 0.087858 | 0.079364 | 0.10571 | 0.09294 | 0.080199 | 0.087858 | 0.079364 | 100000 | 100000 | 0 | 0 | 0
6550 |  |  |  | 9795.2055 |  |  |  |  | 4833.1997 | 5292.9822 | 5752.7647 | 6212.5472 | 6672.3297 | 17924.6294 | 17440.3674 | 16956.1055 | 16471.8436 | 15987.5817 |  | 0 |  |  |  |  | 1 | 1 | 1 | 1 | 1 | [5 empty] | 4.2926 | 12.8164 | 570.7763 | 26826.484 | 684.9315 | 0.10361 | 0.087257 | 0.077841 | 0.086578 | 0.072563 | 0.10361 | 0.087257 | 0.077841 | 0.086578 | 0.072563 | 100000 | 100000 | 0 | 0 | 0
6551 |  |  |  | 9795.2055 |  |  |  |  | 3379.3173 | 3756.7123 | 4134.1073 | 4511.5023 | 4888.8973 | 10543.7672 | 10258.9109 | 9974.0545 | 9689.1981 | 9404.3418 |  | 0 |  |  |  |  | 1 | 1 | 1 | 1 | 1 | [5 empty] | 3.4373 | 12.7325 | 570.7763 | 26826.484 | 684.9315 | 0.10098 | 0.08686 | 0.075969 | 0.084938 | 0.071158 | 0.10098 | 0.08686 | 0.07597 | 0.084938 | 0.071158 | 100000 | 100000 | 0 | 0 | 0
6552 |  |  |  | 9795.2055 |  |  |  |  | 2373.4548 | 2573.5098 | 2773.5648 | 2973.6198 | 3173.6748 | 7441.8567 | 7240.8033 | 7039.7499 | 6838.6965 | 6637.6431 |  | 0 |  |  |  |  | 1 | 1 | 1 | 1 | 1 | [5 empty] | 5.8439 | 12.6571 | 570.7763 | 26826.484 | 684.9315 | 0.10063 | 0.086936 | 0.076569 | 0.085946 | 0.071665 | 0.10063 | 0.086937 | 0.076569 | 0.085946 | 0.071665 | 100000 | 100000 | 0 | 0 | 0
6553 |  |  |  | 9795.2055 |  |  |  |  | 1775.1696 | 1873.8354 | 1972.5012 | 2071.1671 | 2169.8329 | 7982.0654 | 7766.4174 | 7550.7694 | 7335.1214 | 7119.4734 |  | 0 |  |  |  |  | 1 | 1 | 1 | 1 | 1 | [5 empty] | 6.2257 | 12.9976 | 570.7763 | 26826.484 | 684.9315 | 0.10128 | 0.087533 | 0.078043 | 0.089577 | 0.074149 | 0.10128 | 0.087533 | 0.078043 | 0.089577 | 0.074149 | 100000 | 100000 | 0 | 0 | 0
6554 |  |  |  | 9795.2055 |  |  |  |  | 1520.9626 | 1570.6251 | 1620.2876 | 1669.9501 | 1719.6126 | 8314.3526 | 8089.7274 | 7865.1021 | 7640.4769 | 7415.8516 |  | 0 |  |  |  |  | 1 | 1 | 1 | 1 | 1 | [5 empty] | 6.6996 | 12.7374 | 570.7763 | 26826.484 | 684.9315 | 0.10182 | 0.089673 | 0.083176 | 0.097278 | 0.074682 | 0.10182 | 0.089673 | 0.083176 | 0.097278 | 0.074682 | 100000 | 100000 | 0 | 0 | 0
6555 |  |  |  | 9795.2055 |  |  |  |  | 1490.1496 | 1531.3971 | 1572.6446 | 1613.8921 | 1655.1396 | 9763.8688 | 9500.0826 | 9236.2964 | 8972.5102 | 8708.724 |  | 0 |  |  |  |  | 1 | 1 | 1 | 1 | 1 | [5 empty] | 6.6316 | 12.9832 | 570.7763 | 26826.484 | 684.9315 | 0.10155 | 0.090817 | 0.085103 | 0.097704 | 0.074909 | 0.10155 | 0.090817 | 0.085103 | 0.097704 | 0.074909 | 100000 | 100000 | 0 | 0 | 0
6556 |  |  |  | 9795.2055 |  |  |  |  | 1636.5112 | 1676.7962 | 1717.0812 | 1757.3662 | 1797.6512 | 13809.5157 | 13436.4301 | 13063.3444 | 12690.2587 | 12317.173 |  | 0 |  |  |  |  | 1 | 1 | 1 | 1 | 1 | [5 empty] | 5.9386 | 13.0186 | 570.7763 | 26826.484 | 684.9315 | 0.10021 | 0.085304 | 0.081292 | 0.092733 | 0.070143 | 0.10021 | 0.085304 | 0.081292 | 0.092733 | 0.070143 | 100000 | 100000 | 0 | 0 | 0
6557 |  |  |  | 9795.2055 |  |  |  |  | 2251.9147 | 2292.7497 | 2333.5847 | 2374.4197 | 2415.2547 | 23088.5199 | 22464.7474 | 21840.9749 | 21217.2024 | 20593.4299 |  | 0 |  |  |  |  | 1 | 1 | 1 | 1 | 1 | [5 empty] | 6.4776 | 12.8256 | 570.7763 | 26826.484 | 684.9315 | 0.10218 | 0.088973 | 0.083677 | 0.094777 | 0.07108 | 0.10218 | 0.088973 | 0.083677 | 0.094777 | 0.07108 | 100000 | 100000 | 0 | 0 | 0
6558 |  |  |  | 9795.2055 |  |  |  |  | 3525.5176 | 3569.1026 | 3612.6876 | 3656.2726 | 3699.8576 | 28290.27 | 27525.964 | 26761.6581 | 25997.3522 | 25233.0462 |  | 0 |  |  |  |  | 1 | 1 | 1 | 1 | 1 | [5 empty] | 6.447 | 12.5194 | 570.7763 | 26826.484 | 684.9315 | 0.10222 | 0.092972 | 0.086467 | 0.096881 | 0.073321 | 0.10222 | 0.092972 | 0.086467 | 0.096881 | 0.073321 | 100000 | 100000 | 0 | 0 | 0
6559 |  |  |  | 9795.2055 |  |  |  |  | 4343.7732 | 4386.1207 | 4428.4682 | 4470.8157 | 4513.1632 | 28510.9485 | 27740.6806 | 26970.4127 | 26200.1448 | 25429.8769 |  | 0.0163 |  |  |  |  | 1 | 1 | 1 | 1 | 1 | [5 empty] | 6.448 | 12.3829 | 570.7763 | 26826.484 | 684.9315 | 0.10433 | 0.094041 | 0.086819 | 0.097213 | 0.080929 | 0.10433 | 0.094041 | 0.086819 | 0.097213 | 0.080929 | 100000 | 100000 | 0 | 0 | 0
6560 |  |  |  | 9795.2055 |  |  |  |  | 3821.6645 | 3871.987 | 3922.3095 | 3972.632 | 4022.9545 | 24974.9504 | 24300.213 | 23625.4756 | 22950.7383 | 22276.0009 |  | 0.08622 |  |  |  |  | 1 | 1 | 1 | 1 | 1 | [5 empty] | 6.058 | 12.2171 | 570.7763 | 26826.484 | 684.9315 | 0.10221 | 0.086309 | 0.072138 | 0.05224 | 0.045727 | 0.10221 | 0.086309 | 0.072138 | 0.05224 | 0.045727 | 100000 | 100000 | 0 | 0 | 0
6561 |  |  |  | 9795.2055 |  |  |  |  | 3617.1006 | 3692.8331 | 3768.5656 | 3844.2981 | 3920.0306 | 23148.6242 | 22523.2278 | 21897.8315 | 21272.4352 | 20647.0389 |  | 0.40791 |  |  |  |  | 1 | 1 | 1 | 1 | 1 | [5 empty] | 5.3726 | 12.1386 | 570.7763 | 26826.484 | 684.9315 | 0.096582 | 0.083501 | 0.056139 | 0.042743 | 0.043846 | 0.096582 | 0.083501 | 0.056138 | 0.042743 | 0.043846 | 100000 | 100000 | 0 | 0 | 0
6562 |  |  |  | 9795.2055 |  |  |  |  | 3767.7418 | 3877.8468 | 3987.9518 | 4098.0568 | 4208.1618 | 21525.1737 | 20943.6374 | 20362.1012 | 19780.5649 | 19199.0286 |  | 0.43415 |  |  |  |  | 1 | 1 | 1 | 1 | 1 | [5 empty] | 4.4843 | 11.9502 | 570.7763 | 26826.484 | 684.9315 | 0.097144 | 0.070915 | 0.053041 | 0.041198 | 0.042755 | 0.097144 | 0.070915 | 0.053041 | 0.041198 | 0.042755 | 100000 | 100000 | 0 | 0 | 0
6563 |  |  |  | 9795.2055 |  |  |  |  | 4258.1816 | 4416.0249 | 4573.8683 | 4731.7116 | 4889.5549 | 19713.5403 | 19180.9482 | 18648.356 | 18115.7639 | 17583.1717 |  | 0.61266 |  |  |  |  | 1 | 1 | 1 | 1 | 1 | [5 empty] | 4.18 | 11.6767 | 570.7763 | 26826.484 | 684.9315 | 0.096833 | 0.070291 | 0.038688 | 0.029515 | 0.041402 | 0.096833 | 0.070291 | 0.038688 | 0.029515 | 0.041402 | 100000 | 100000 | 0 | 0 | 0
6564 |  |  |  | 9795.2055 |  |  |  |  | 4288.1386 | 4486.1311 | 4684.1236 | 4882.1161 | 5080.1086 | 18777.6715 | 18270.3633 | 17763.0551 | 17255.7469 | 16748.4387 |  | 0.60558 |  |  |  |  | 1 | 1 | 1 | 1 | 1 | [5 empty] | 3.3749 | 11.3311 | 570.7763 | 26826.484 | 684.9315 | 0.093227 | 0.069626 | 0.038213 | 0.02823 | 0.04115 | 0.093227 | 0.069626 | 0.038213 | 0.02823 | 0.04115 | 100000 | 100000 | 0 | 0 | 0
6565 |  |  |  | 9795.2055 |  |  |  |  | 4203.403 | 4463.873 | 4724.343 | 4984.813 | 5245.283 | 18372.3642 | 17876.006 | 17379.6479 | 16883.2897 | 16386.9315 |  | 0.55297 |  |  |  |  | 1 | 1 | 1 | 1 | 1 | [5 empty] | 2.8918 | 11.2315 | 570.7763 | 26826.484 | 684.9315 | 0.091113 | 0.069721 | 0.036658 | 0.027852 | 0.041079 | 0.091113 | 0.069721 | 0.036658 | 0.027852 | 0.041079 | 100000 | 100000 | 0 | 0 | 0
6566 |  |  |  | 9795.2055 |  |  |  |  | 4035.6435 | 4355.236 | 4674.8285 | 4994.421 | 5314.0135 | 17927.5798 | 17443.2382 | 16958.8965 | 16474.5549 | 15990.2133 |  | 0.45034 |  |  |  |  | 1 | 1 | 1 | 1 | 1 | [5 empty] | 2.6845 | 10.3299 | 570.7763 | 26826.484 | 684.9315 | 0.090567 | 0.070089 | 0.035739 | 0.027408 | 0.041123 | 0.090567 | 0.070089 | 0.035739 | 0.027408 | 0.041123 | 100000 | 100000 | 0 | 0 | 0
6567 |  |  |  | 9795.2055 |  |  |  |  | 3688.1416 | 4128.5641 | 4568.9866 | 5009.4091 | 5449.8316 | 18175.4227 | 17684.3852 | 17193.3477 | 16702.3102 | 16211.2727 |  | 0.36403 |  |  |  |  | 1 | 1 | 1 | 1 | 1 | [5 empty] | 2.5512 | 9.7261 | 570.7763 | 26826.484 | 684.9315 | 0.09007 | 0.069471 | 0.036256 | 0.026423 | 0.04161 | 0.09007 | 0.069471 | 0.036256 | 0.026423 | 0.04161 | 100000 | 100000 | 0 | 0 | 0
6568 |  |  |  | 9795.2055 |  |  |  |  | 3689.8534 | 4306.5176 | 4923.1818 | 5539.8459 | 6156.5101 | 19002.5072 | 18489.1247 | 17975.7422 | 17462.3598 | 16948.9773 |  | 0.36111 |  |  |  |  | 1 | 1 | 1 | 1 | 1 | [5 empty] | 1.7775 | 9.8181 | 570.7763 | 26826.484 | 684.9315 | 0.094262 | 0.072301 | 0.041118 | 0.029099 | 0.043033 | 0.094263 | 0.072301 | 0.041118 | 0.029099 | 0.043033 | 100000 | 100000 | 0 | 0 | 0
6569 |  |  |  | 9795.2055 |  |  |  |  | 4363.4592 | 5136.7292 | 5909.9992 | 6683.2692 | 7456.5392 | 20096.2847 | 19553.3521 | 19010.4195 | 18467.4869 | 17924.5543 |  | 0.13071 |  |  |  |  | 1 | 1 | 1 | 1 | 1 | [5 empty] | 1.7104 | 10.5995 | 570.7763 | 26826.484 | 684.9315 | 0.098251 | 0.085233 | 0.06926 | 0.054041 | 0.053041 | 0.098251 | 0.085233 | 0.06926 | 0.054041 | 0.053041 | 100000 | 100000 | 0 | 0 | 0
6570 |  |  |  | 9795.2055 |  |  |  |  | 5334.9238 | 6143.3921 | 6951.8605 | 7760.3288 | 8568.7971 | 21570.5851 | 20987.822 | 20405.0589 | 19822.2957 | 19239.5326 |  | 0 |  |  |  |  | 1 | 1 | 1 | 1 | 1 | [5 empty] | 1.5956 | 10.9738 | 570.7763 | 26826.484 | 684.9315 | 0.099515 | 0.078295 | 0.058103 | 0.072551 | 0.056475 | 0.099515 | 0.078295 | 0.058103 | 0.072551 | 0.056475 | 100000 | 100000 | 0 | 0 | 0
6571 |  |  |  | 9795.2055 |  |  |  |  | 6190.8397 | 6945.6305 | 7700.4214 | 8455.2122 | 9210.003 | 23425.8528 | 22792.9667 | 22160.0806 | 21527.1946 | 20894.3085 |  | 0 |  |  |  |  | 1 | 1 | 1 | 1 | 1 | [5 empty] | 1.8847 | 11.805 | 570.7763 | 26826.484 | 684.9315 | 0.099114 | 0.074498 | 0.055434 | 0.069641 | 0.054548 | 0.099114 | 0.074498 | 0.055434 | 0.069641 | 0.054548 | 100000 | 100000 | 0 | 0 | 0
6572 |  |  |  | 9795.2055 |  |  |  |  | 5946.0477 | 6564.6636 | 7183.2794 | 7801.8952 | 8420.5111 | 23385.0428 | 22753.2593 | 22121.4758 | 21489.6922 | 20857.9087 |  | 0 |  |  |  |  | 1 | 1 | 1 | 1 | 1 | [5 empty] | 2.2119 | 12.9864 | 570.7763 | 26826.484 | 684.9315 | 0.096399 | 0.072447 | 0.053208 | 0.041995 | 0.051649 | 0.096399 | 0.072447 | 0.053208 | 0.041995 | 0.051649 | 100000 | 100000 | 0 | 0 | 0
6573 |  |  |  | 9795.2055 |  |  |  |  | 5240.773 | 5780.5772 | 6320.3814 | 6860.1855 | 7399.9897 | 21726.2724 | 21139.3031 | 20552.3339 | 19965.3646 | 19378.3954 |  | 0 |  |  |  |  | 1 | 1 | 1 | 1 | 1 | [5 empty] | 3.6678 | 14.0616 | 570.7763 | 26826.484 | 684.9315 | 0.090593 | 0.06963 | 0.049453 | 0.033936 | 0.043957 | 0.090593 | 0.06963 | 0.049453 | 0.033936 | 0.043957 | 100000 | 100000 | 0 | 0 | 0
6574 |  |  |  | 9795.2055 |  |  |  |  | 4851.3313 | 5312.6255 | 5773.9196 | 6235.2138 | 6696.508 | 16509.3852 | 16063.3583 | 15617.3314 | 15171.3045 | 14725.2777 |  | 0 |  |  |  |  | 1 | 1 | 1 | 1 | 1 | [5 empty] | 4.7223 | 14.2209 | 570.7763 | 26826.484 | 684.9315 | 0.086793 | 0.067142 | 0.04004 | 0.032489 | 0.04206 | 0.086793 | 0.067142 | 0.04004 | 0.032489 | 0.04206 | 100000 | 100000 | 0 | 0 | 0
6575 |  |  |  | 9795.2055 |  |  |  |  | 3391.9947 | 3802.9939 | 4213.993 | 4624.9922 | 5035.9914 | 9715.7917 | 9453.3044 | 9190.8171 | 8928.3298 | 8665.8425 |  | 0 |  |  |  |  | 1 | 1 | 1 | 1 | 1 | [5 empty] | 5.2372 | 14.0055 | 570.7763 | 26826.484 | 684.9315 | 0.084193 | 0.06494 | 0.03731 | 0.027124 | 0.039714 | 0.084193 | 0.06494 | 0.03731 | 0.027124 | 0.039714 | 100000 | 100000 | 0 | 0 | 0
6576 |  |  |  | 9795.2055 |  |  |  |  | 2624.6884 | 2940.2659 | 3255.8434 | 3571.4209 | 3886.9984 | 6208.388 | 6040.6587 | 5872.9293 | 5705.2 | 5537.4707 |  | 0 |  |  |  |  | 1 | 1 | 1 | 1 | 1 | [5 empty] | 5.0068 | 13.5529 | 570.7763 | 26826.484 | 684.9315 | 0.077856 | 0.047878 | 0.031323 | 0.026884 | 0.039649 | 0.077856 | 0.047878 | 0.031323 | 0.026884 | 0.039649 | 100000 | 100000 | 0 | 0 | 0
6577 |  |  |  | 9795.2055 |  |  |  |  | 1889.2602 | 2061.9252 | 2234.5902 | 2407.2552 | 2579.9202 | 6655.7511 | 6475.9356 | 6296.1201 | 6116.3045 | 5936.489 |  | 0 |  |  |  |  | 1 | 1 | 1 | 1 | 1 | [5 empty] | 5.8099 | 13.2356 | 570.7763 | 26826.484 | 684.9315 | 0.077422 | 0.048224 | 0.025649 | 0.027009 | 0.039704 | 0.077422 | 0.048224 | 0.025649 | 0.027009 | 0.039704 | 100000 | 100000 | 0 | 0 | 0
6578 |  |  |  | 9795.2055 |  |  |  |  | 1520.6869 | 1628.6469 | 1736.6069 | 1844.5669 | 1952.5269 | 6930.3051 | 6743.0721 | 6555.8391 | 6368.606 | 6181.373 |  | 0 |  |  |  |  | 1 | 1 | 1 | 1 | 1 | [5 empty] | 5.7349 | 13.2146 | 570.7763 | 26826.484 | 684.9315 | 0.078202 | 0.049274 | 0.026353 | 0.027825 | 0.039969 | 0.078202 | 0.049274 | 0.026353 | 0.027825 | 0.039969 | 100000 | 100000 | 0 | 0 | 0
6579 |  |  |  | 9795.2055 |  |  |  |  | 1447.6596 | 1506.3696 | 1565.0796 | 1623.7896 | 1682.4996 | 8137.6784 | 7917.8262 | 7697.9741 | 7478.122 | 7258.2699 |  | 0 |  |  |  |  | 1 | 1 | 1 | 1 | 1 | [5 empty] | 5.4271 | 13.0648 | 570.7763 | 26826.484 | 684.9315 | 0.077202 | 0.048434 | 0.024154 | 0.028687 | 0.040149 | 0.077202 | 0.048434 | 0.024154 | 0.028687 | 0.040149 | 100000 | 100000 | 0 | 0 | 0
6580 |  |  |  | 9795.2055 |  |  |  |  | 1557.6302 | 1606.7977 | 1655.9652 | 1705.1327 | 1754.3002 | 11510.5193 | 11199.5446 | 10888.5699 | 10577.5952 | 10266.6205 |  | 0 |  |  |  |  | 1 | 1 | 1 | 1 | 1 | [5 empty] | 5.4025 | 12.7054 | 570.7763 | 26826.484 | 684.9315 | 0.062328 | 0.039069 | 0.020751 | 0.017976 | 0.037537 | 0.062328 | 0.039069 | 0.020751 | 0.017976 | 0.037537 | 100000 | 100000 | 0 | 0 | 0
6581 |  |  |  | 9795.2055 |  |  |  |  | 1909.0205 | 1959.178 | 2009.3355 | 2059.493 | 2109.6505 | 19231.1552 | 18711.5954 | 18192.0357 | 17672.4759 | 17152.9161 |  | 0 |  |  |  |  | 1 | 1 | 1 | 1 | 1 | [5 empty] | 5.7877 | 12.6345 | 570.7763 | 26826.484 | 684.9315 | 0.072797 | 0.038696 | 0.017836 | 0.017045 | 0.037884 | 0.072797 | 0.038696 | 0.017836 | 0.017045 | 0.037884 | 100000 | 100000 | 0 | 0 | 0
6582 |  |  |  | 9795.2055 |  |  |  |  | 2546.5062 | 2588.4412 | 2630.3762 | 2672.3112 | 2714.2462 | 23557.7928 | 22921.3421 | 22284.8915 | 21648.4408 | 21011.9902 |  | 0 |  |  |  |  | 1 | 1 | 1 | 1 | 1 | [5 empty] | 5.1382 | 12.0789 | 570.7763 | 26826.484 | 684.9315 | 0.075067 | 0.041042 | 0.018326 | 0.018326 | 0.038519 | 0.075067 | 0.041041 | 0.018326 | 0.018326 | 0.038519 | 100000 | 100000 | 0 | 0 | 0
6583 |  |  |  | 9795.2055 |  |  |  |  | 3274.2022 | 3315.1747 | 3356.1472 | 3397.1197 | 3438.0922 | 23733.5364 | 23092.3377 | 22451.1391 | 21809.9405 | 21168.7418 |  | 0.01119 |  |  |  |  | 1 | 1 | 1 | 1 | 1 | [5 empty] | 4.6742 | 12.7012 | 570.7763 | 26826.484 | 684.9315 | 0.077396 | 0.043471 | 0.021128 | 0.018657 | 0.040129 | 0.077396 | 0.043471 | 0.021128 | 0.018657 | 0.040129 | 100000 | 100000 | 0 | 0 | 0
6584 |  |  |  | 9795.2055 |  |  |  |  | 3538.8189 | 3613.0664 | 3687.3139 | 3761.5614 | 3835.8089 | 20798.2516 | 20236.3543 | 19674.457 | 19112.5596 | 18550.6623 |  | 0.09598 |  |  |  |  | 1 | 1 | 1 | 1 | 1 | [5 empty] | 5.1268 | 12.8016 | 570.7763 | 26826.484 | 684.9315 | 0.078696 | 0.03938 | 0.017762 | 0.015285 | 0.035649 | 0.078696 | 0.03938 | 0.017762 | 0.015285 | 0.035649 | 100000 | 100000 | 0 | 0 | 0
6585 |  |  |  | 9795.2055 |  |  |  |  | 4152.2485 | 4275.1685 | 4398.0885 | 4521.0085 | 4643.9285 | 19279.235 | 18758.3763 | 18237.5176 | 17716.6589 | 17195.8002 |  | 0.19028 |  |  |  |  | 1 | 1 | 1 | 1 | 1 | [5 empty] | 5.1581 | 13.2188 | 570.7763 | 26826.484 | 684.9315 | 0.080254 | 0.049417 | 0.01267 | 0.015682 | 0.034699 | 0.080254 | 0.049417 | 0.01267 | 0.015682 | 0.034699 | 100000 | 100000 | 0 | 0 | 0
6586 |  |  |  | 9795.2055 |  |  |  |  | 4580.9619 | 4822.2094 | 5063.4569 | 5304.7044 | 5545.9519 | 17929.0896 | 17444.7071 | 16960.3247 | 16475.9423 | 15991.5599 |  | 0.17058 |  |  |  |  | 1 | 1 | 1 | 1 | 1 | [5 empty] | 4.3529 | 13.923 | 570.7763 | 26826.484 | 684.9315 | 0.082881 | 0.055954 | 0.014637 | 0.017118 | 0.035112 | 0.082881 | 0.055954 | 0.014637 | 0.017118 | 0.035112 | 100000 | 100000 | 0 | 0 | 0
6587 |  |  |  | 9795.2055 |  |  |  |  | 5145.4203 | 5448.9253 | 5752.4303 | 6055.9353 | 6359.4403 | 16422.7106 | 15979.0254 | 15535.3401 | 15091.6549 | 14647.9697 |  | 0.32125 |  |  |  |  | 1 | 1 | 1 | 1 | 1 | [5 empty] | 3.0152 | 13.9582 | 570.7763 | 26826.484 | 684.9315 | 0.084078 | 0.05769 | 0.01539 | 0.018474 | 0.035429 | 0.084078 | 0.05769 | 0.01539 | 0.018474 | 0.035429 | 100000 | 100000 | 0 | 0 | 0
6588 |  |  |  | 9795.2055 |  |  |  |  | 5047.4778 | 5484.0511 | 5920.6244 | 6357.1978 | 6793.7711 | 15645.4812 | 15222.7941 | 14800.1069 | 14377.4197 | 13954.7326 |  | 0.52957 |  |  |  |  | 1 | 1 | 1 | 1 | 1 | [5 empty] | 2.6297 | 13.989 | 570.7763 | 26826.484 | 684.9315 | 0.077828 | 0.057635 | 0.017275 | 0.018738 | 0.036024 | 0.077828 | 0.057635 | 0.017275 | 0.018738 | 0.036024 | 100000 | 100000 | 0 | 0 | 0
6589 |  |  |  | 9795.2055 |  |  |  |  | 4830.9732 | 5330.519 | 5830.0649 | 6329.6107 | 6829.1565 | 15306.9154 | 14893.3751 | 14479.8348 | 14066.2945 | 13652.7543 |  | 0.66008 |  |  |  |  | 1 | 1 | 1 | 1 | 1 | [5 empty] | 2.488 | 13.7509 | 570.7763 | 26826.484 | 684.9315 | 0.07751 | 0.057251 | 0.019541 | 0.018885 | 0.036793 | 0.07751 | 0.057251 | 0.019541 | 0.018885 | 0.036793 | 100000 | 100000 | 0 | 0 | 0
6590 |  |  |  | 9795.2055 |  |  |  |  | 4993.3516 | 5504.97 | 6016.5883 | 6528.2066 | 7039.825 | 14935.1982 | 14531.7004 | 14128.2027 | 13724.7049 | 13321.2072 |  | 0.65785 |  |  |  |  | 1 | 1 | 1 | 1 | 1 | [5 empty] | 1.7813 | 12.7719 | 570.7763 | 26826.484 | 684.9315 | 0.078667 | 0.064857 | 0.021439 | 0.036187 | 0.038563 | 0.078667 | 0.064857 | 0.021439 | 0.036187 | 0.038563 | 100000 | 100000 | 0 | 0 | 0
6591 |  |  |  | 9795.2055 |  |  |  |  | 5122.2234 | 5611.8684 | 6101.5134 | 6591.1584 | 7080.8034 | 15140.3351 | 14731.2952 | 14322.2554 | 13913.2155 | 13504.1757 |  | 0.41753 |  |  |  |  | 1 | 1 | 1 | 1 | 1 | [5 empty] | 1.6836 | 12.3333 | 570.7763 | 26826.484 | 684.9315 | 0.07898 | 0.065996 | 0.040582 | 0.040074 | 0.04116 | 0.07898 | 0.065996 | 0.040582 | 0.040074 | 0.04116 | 100000 | 100000 | 0 | 0 | 0
6592 |  |  |  | 9795.2055 |  |  |  |  | 5307.7987 | 5781.4946 | 6255.1904 | 6728.8862 | 7202.5821 | 15826.8101 | 15399.224 | 14971.638 | 14544.0519 | 14116.4659 |  | 0.31735 |  |  |  |  | 1 | 1 | 1 | 1 | 1 | [5 empty] | 2.7105 | 11.5078 | 570.7763 | 26826.484 | 684.9315 | 0.079883 | 0.066935 | 0.041658 | 0.042667 | 0.043711 | 0.079883 | 0.066935 | 0.041658 | 0.042667 | 0.043711 | 100000 | 100000 | 0 | 0 | 0
6593 |  |  |  | 9795.2055 |  |  |  |  | 5923.8058 | 6430.3358 | 6936.8658 | 7443.3958 | 7949.9258 | 16736.6448 | 16284.4782 | 15832.3115 | 15380.1448 | 14927.9782 |  | 0.12107 |  |  |  |  | 1 | 1 | 1 | 1 | 1 | [5 empty] | 4.3273 | 10.9178 | 570.7763 | 26826.484 | 684.9315 | 0.0787 | 0.066988 | 0.041289 | 0.042817 | 0.04401 | 0.0787 | 0.066988 | 0.041289 | 0.042817 | 0.04401 | 100000 | 100000 | 0 | 0 | 0
6594 |  |  |  | 9795.2055 |  |  |  |  | 6456.4758 | 6967.9558 | 7479.4358 | 7990.9158 | 8502.3958 | 17964.5317 | 17479.1918 | 16993.8518 | 16508.5119 | 16023.1719 |  | 0 |  |  |  |  | 1 | 1 | 1 | 1 | 1 | [5 empty] | 5.698 | 10.5351 | 570.7763 | 26826.484 | 684.9315 | 0.078377 | 0.067122 | 0.041324 | 0.043313 | 0.043785 | 0.078377 | 0.067122 | 0.041324 | 0.043313 | 0.043785 | 100000 | 100000 | 0 | 0 | 0
6595 |  |  |  | 9795.2055 |  |  |  |  | 6632.6006 | 7099.8622 | 7567.1239 | 8034.3856 | 8501.6472 | 19509.6472 | 18982.5636 | 18455.4799 | 17928.3962 | 17401.3126 |  | 0 |  |  |  |  | 1 | 1 | 1 | 1 | 1 | [5 empty] | 6.1978 | 11.366 | 570.7763 | 26826.484 | 684.9315 | 0.077639 | 0.055759 | 0.016491 | 0.042519 | 0.043731 | 0.077639 | 0.055759 | 0.016491 | 0.042519 | 0.043731 | 100000 | 100000 | 0 | 0 | 0
6596 |  |  |  | 9795.2055 |  |  |  |  | 5952.1576 | 6371.4884 | 6790.8193 | 7210.1501 | 7629.4809 | 19478.9667 | 18952.7119 | 18426.4571 | 17900.2023 | 17373.9475 |  | 0 |  |  |  |  | 1 | 1 | 1 | 1 | 1 | [5 empty] | 5.7914 | 11.7986 | 570.7763 | 26826.484 | 684.9315 | 0.076947 | 0.053176 | 0.014031 | 0.038355 | 0.043501 | 0.076947 | 0.053176 | 0.014031 | 0.038355 | 0.043501 | 100000 | 100000 | 0 | 0 | 0
6597 |  |  |  | 9795.2055 |  |  |  |  | 5145.4203 | 5530.5703 | 5915.7203 | 6300.8703 | 6686.0203 | 18101.2551 | 17612.2213 | 17123.1876 | 16634.1538 | 16145.1201 |  | 0 |  |  |  |  | 1 | 1 | 1 | 1 | 1 | [5 empty] | 4.9719 | 12.3729 | 570.7763 | 26826.484 | 684.9315 | 0.074498 | 0.048902 | 0.010471 | 0.012869 | 0.034647 | 0.074498 | 0.048902 | 0.010472 | 0.012869 | 0.034647 | 100000 | 100000 | 0 | 0 | 0
6598 |  |  |  | 9795.2055 |  |  |  |  | 5140.2654 | 5494.7813 | 5849.2971 | 6203.8129 | 6558.3288 | 13762.8034 | 13390.9798 | 13019.1561 | 12647.3324 | 12275.5087 |  | 0 |  |  |  |  | 1 | 1 | 1 | 1 | 1 | [5 empty] | 4.7288 | 12.9474 | 570.7763 | 26826.484 | 684.9315 | 0.0709 | 0.033471 | 0.0095623 | 0.010624 | 0.014462 | 0.0709 | 0.033471 | 0.0095623 | 0.010624 | 0.014462 | 100000 | 100000 | 0 | 0 | 0
6599 |  |  |  | 9795.2055 |  |  |  |  | 3970.9689 | 4309.3714 | 4647.7739 | 4986.1764 | 5324.5789 | 8107.1777 | 7888.1496 | 7669.1216 | 7450.0935 | 7231.0654 |  | 0 |  |  |  |  | 1 | 1 | 1 | 1 | 1 | [5 empty] | 3.9573 | 13.5867 | 570.7763 | 26826.484 | 684.9315 | 0.034448 | 0.025223 | 0.0094039 | 0.010852 | 0.011675 | 0.034449 | 0.025223 | 0.0094039 | 0.010852 | 0.011675 | 100000 | 100000 | 0 | 0 | 0
6600 |  |  |  | 9795.2055 |  |  |  |  | 2976.1566 | 3334.1374 | 3692.1182 | 4050.0991 | 4408.0799 | 5306.7743 | 5163.4035 | 5020.0326 | 4876.6618 | 4733.291 |  | 0 |  |  |  |  | 1 | 1 | 1 | 1 | 1 | [5 empty] | 3.5418 | 13.4981 | 570.7763 | 26826.484 | 684.9315 | 0.03483 | 0.026212 | 0.0094828 | 0.011019 | 0.011577 | 0.03483 | 0.026212 | 0.0094828 | 0.011019 | 0.011577 | 100000 | 100000 | 0 | 0 | 0
6601 |  |  |  | 9795.2055 |  |  |  |  | 2272.4348 | 2596.3723 | 2920.3098 | 3244.2473 | 3568.1848 | 5686.7889 | 5533.1514 | 5379.5139 | 5225.8764 | 5072.2389 |  | 0 |  |  |  |  | 1 | 1 | 1 | 1 | 1 | [5 empty] | 3.1599 | 13.3859 | 570.7763 | 26826.484 | 684.9315 | 0.033681 | 0.025853 | 0.0090332 | 0.010686 | 0.010958 | 0.033681 | 0.025853 | 0.0090332 | 0.010686 | 0.010958 | 100000 | 100000 | 0 | 0 | 0
6602 |  |  |  | 9795.2055 |  |  |  |  | 1840.3704 | 2059.152 | 2277.9337 | 2496.7154 | 2715.497 | 5919.5584 | 5759.6323 | 5599.7061 | 5439.78 | 5279.8538 |  | 0 |  |  |  |  | 1 | 1 | 1 | 1 | 1 | [5 empty] | 3.7569 | 13.6134 | 570.7763 | 26826.484 | 684.9315 | 0.034402 | 0.026172 | 0.0089168 | 0.010579 | 0.010946 | 0.034402 | 0.026172 | 0.0089168 | 0.010579 | 0.010946 | 100000 | 100000 | 0 | 0 | 0
6603 |  |  |  | 9795.2055 |  |  |  |  | 1730.845 | 1822.9117 | 1914.9784 | 2007.045 | 2099.1117 | 6950.2311 | 6762.4597 | 6574.6883 | 6386.9169 | 6199.1456 |  | 0 |  |  |  |  | 1 | 1 | 1 | 1 | 1 | [5 empty] | 4.8149 | 12.5241 | 570.7763 | 26826.484 | 684.9315 | 0.032589 | 0.025959 | 0.0089281 | 0.010661 | 0.010907 | 0.032589 | 0.025959 | 0.0089281 | 0.010661 | 0.010907 | 100000 | 100000 | 0 | 0 | 0
6604 |  |  |  | 9795.2055 |  |  |  |  | 1829.1591 | 1886.3291 | 1943.4991 | 2000.6691 | 2057.8391 | 9831.6314 | 9566.0145 | 9300.3976 | 9034.7807 | 8769.1638 |  | 0 |  |  |  |  | 1 | 1 | 1 | 1 | 1 | [5 empty] | 6.0749 | 13.0409 | 570.7763 | 26826.484 | 684.9315 | 0.026815 | 0.0025873 | 0.0014787 | 0.0018689 | 0.0092159 | 0.026815 | 0.0025873 | 0.0014787 | 0.0018689 | 0.0092159 | 100000 | 100000 | 0 | 0 | 0
6605 |  |  |  | 9795.2055 |  |  |  |  | 2104.266 | 2145.101 | 2185.936 | 2226.771 | 2267.606 | 16416.3585 | 15972.8448 | 15529.3312 | 15085.8176 | 14642.304 |  | 0 |  |  |  |  | 1 | 1 | 1 | 1 | 1 | [5 empty] | 6.6661 | 13.1453 | 570.7763 | 26826.484 | 684.9315 | 0.028296 | 0.0026257 | 0.0014787 | 0.0017305 | 0.0073433 | 0.028296 | 0.0026257 | 0.0014787 | 0.0017305 | 0.0073433 | 100000 | 100000 | 0 | 0 | 0
6606 |  |  |  | 9795.2055 |  |  |  |  | 2566.5146 | 2606.5246 | 2646.5346 | 2686.5446 | 2726.5546 | 20105.3505 | 19562.173 | 19018.9955 | 18475.818 | 17932.6404 |  | 0 |  |  |  |  | 1 | 1 | 1 | 1 | 1 | [5 empty] | 7.3376 | 14.2225 | 570.7763 | 26826.484 | 684.9315 | 0.028417 | 0.0026025 | 0.0013943 | 0.0017268 | 0.0068135 | 0.028417 | 0.0026025 | 0.0013942 | 0.0017268 | 0.0068135 | 100000 | 100000 | 0 | 0 | 0
6607 |  |  |  | 9795.2055 |  |  |  |  | 3498.7734 | 3542.0834 | 3585.3934 | 3628.7034 | 3672.0134 | 20249.5569 | 19702.4834 | 19155.41 | 18608.3365 | 18061.263 |  | 0.04939 |  |  |  |  | 1 | 1 | 1 | 1 | 1 | [5 empty] | 7.8846 | 14.1867 | 570.7763 | 26826.484 | 684.9315 | 0.028456 | 0.0023661 | 0.0014122 | 0.0016686 | 0.0068124 | 0.028456 | 0.0023661 | 0.0014122 | 0.0016686 | 0.0068124 | 100000 | 100000 | 0 | 0 | 0
6608 |  |  |  | 9795.2055 |  |  |  |  | 4454.3172 | 4495.7022 | 4537.0872 | 4578.4722 | 4619.8572 | 17751.0781 | 17271.5049 | 16791.9318 | 16312.3586 | 15832.7854 |  | 0.28085 |  |  |  |  | 1 | 1 | 1 | 1 | 1 | [5 empty] | 8.2528 | 14.5093 | 570.7763 | 26826.484 | 684.9315 | 0.022637 | 0.0017263 | 0.0008535 | 0.00098746 | 0.0013274 | 0.022637 | 0.0017263 | 0.0008535 | 0.00098746 | 0.0013274 | 100000 | 100000 | 0 | 0 | 0
6609 |  |  |  | 9795.2055 |  |  |  |  | 5346.9054 | 5405.0379 | 5463.1704 | 5521.3029 | 5579.4354 | 16455.9717 | 16011.3879 | 15566.8041 | 15122.2202 | 14677.6364 |  | 0.50992 |  |  |  |  | 1 | 1 | 1 | 1 | 1 | [5 empty] | 6.6153 | 14.4123 | 570.7763 | 26826.484 | 684.9315 | 0.0042197 | 0.00047877 | 0.00025538 | 0.00029212 | 0.00052498 | 0.0042197 | 0.00047877 | 0.00025538 | 0.00029212 | 0.00052498 | 100000 | 100000 | 0 | 0 | 0
6610 |  |  |  | 9795.2055 |  |  |  |  | 6010.0942 | 6086.5692 | 6163.0442 | 6239.5192 | 6315.9942 | 15304.9398 | 14891.4529 | 14477.966 | 14064.4791 | 13650.9922 |  | 0.65887 |  |  |  |  | 1 | 1 | 1 | 1 | 1 | [5 empty] | 4.0837 | 14.2293 | 570.7763 | 26826.484 | 684.9315 | 0.0019215 | 0.00017073 | 0 | 0.00028298 | 0.00029962 | 0.0019215 | 0.00017073 | 0 | 0.00028298 | 0.00029962 | 100000 | 100000 | 0 | 0 | 0
6611 |  |  |  | 9795.2055 |  |  |  |  | 6794.0195 | 6915.2895 | 7036.5595 | 7157.8295 | 7279.0995 | 14020.9094 | 13642.1126 | 13263.3157 | 12884.5189 | 12505.7221 |  | 0.74953 |  |  |  |  | 1 | 1 | 1 | 1 | 1 | [5 empty] | 2.338 | 14.4995 | 570.7763 | 26826.484 | 684.9315 | 0.0013086 | 0.00016847 | 0 | 0.00028887 | 0.00030249 | 0.0013086 | 0.00016847 | 0 | 0.00028887 | 0.00030249 | 100000 | 100000 | 0 | 0 | 0
6612 |  |  |  | 9795.2055 |  |  |  |  | 6469.7556 | 6644.1531 | 6818.5506 | 6992.9481 | 7167.3456 | 13359.0875 | 12998.1708 | 12637.2542 | 12276.3375 | 11915.4209 |  | 0.77848 |  |  |  |  | 1 | 1 | 1 | 1 | 1 | [5 empty] | 0.98339 | 13.9575 | 570.7763 | 26826.484 | 684.9315 | 0.0013046 | 0.00016695 | 0 | 0.00028675 | 0.0003018 | 0.0013046 | 0.00016695 | 0 | 0.00028675 | 0.00030181 | 100000 | 100000 | 0 | 0 | 0
6613 |  |  |  | 9795.2055 |  |  |  |  | 5727.2256 | 5972.0481 | 6216.8706 | 6461.6931 | 6706.5156 | 13069.3753 | 12716.2856 | 12363.196 | 12010.1064 | 11657.0167 |  | 0.74647 |  |  |  |  | 1 | 1 | 1 | 1 | 1 | [5 empty] | 0.73772 | 14.756 | 570.7763 | 26826.484 | 684.9315 | 0.0012945 | 0.00016498 | 0 | 0.00028311 | 0.00029768 | 0.0012945 | 0.00016498 | 0 | 0.00028311 | 0.00029768 | 100000 | 100000 | 0 | 0 | 0
6614 |  |  |  | 9795.2055 |  |  |  |  | 5172.6998 | 5501.9173 | 5831.1348 | 6160.3523 | 6489.5698 | 12751.1696 | 12406.6768 | 12062.184 | 11717.6912 | 11373.1984 |  | 0.66159 |  |  |  |  | 1 | 1 | 1 | 1 | 1 | [5 empty] | 1.1752 | 14.8852 | 570.7763 | 26826.484 | 684.9315 | 0.0012642 | 0.00016293 | 0 | 0.00027765 | 0.0002924 | 0.0012642 | 0.00016294 | 0 | 0.00027765 | 0.0002924 | 100000 | 100000 | 0 | 0 | 0
6615 |  |  |  | 9795.2055 |  |  |  |  | 4871.7208 | 5177.3708 | 5483.0208 | 5788.6708 | 6094.3208 | 12925.3448 | 12576.1464 | 12226.948 | 11877.7496 | 11528.5511 |  | 0.54212 |  |  |  |  | 1 | 1 | 1 | 1 | 1 | [5 empty] | 1.8114 | 15.6509 | 570.7763 | 26826.484 | 684.9315 | 0.002616 | 0.00048763 | 0 | 0.00028027 | 0.00030074 | 0.002616 | 0.00048763 | 0 | 0.00028027 | 0.00030074 | 100000 | 100000 | 0 | 0 | 0
6616 |  |  |  | 9795.2055 |  |  |  |  | 4907.9417 | 5262.4576 | 5616.9734 | 5971.4892 | 6326.0051 | 13509.5916 | 13144.6088 | 12779.626 | 12414.6433 | 12049.6605 |  | 0.35832 |  |  |  |  | 1 | 1 | 1 | 1 | 1 | [5 empty] | 2.9407 | 16.6236 | 570.7763 | 26826.484 | 684.9315 | 0.023518 | 0.00088465 | 0.00049748 | 0.00083998 | 0.00083367 | 0.023518 | 0.00088465 | 0.00049748 | 0.00083998 | 0.00083367 | 100000 | 100000 | 0 | 0 | 0
6617 |  |  |  | 9795.2055 |  |  |  |  | 5521.1111 | 5935.5752 | 6350.0394 | 6764.5036 | 7178.9677 | 14285.387 | 13899.4449 | 13513.5028 | 13127.5607 | 12741.6187 |  | 0.13237 |  |  |  |  | 1 | 1 | 1 | 1 | 1 | [5 empty] | 4.6292 | 17.1358 | 570.7763 | 26826.484 | 684.9315 | 0.029057 | 0.0021306 | 0.0015152 | 0.0017846 | 0.0015923 | 0.029057 | 0.0021306 | 0.0015152 | 0.0017846 | 0.0015923 | 100000 | 100000 | 0 | 0 | 0
6618 |  |  |  | 9795.2055 |  |  |  |  | 6022.1678 | 6513.8487 | 7005.5295 | 7497.2103 | 7988.8912 | 15333.4772 | 14919.2193 | 14504.9614 | 14090.7036 | 13676.4457 |  | 0 |  |  |  |  | 1 | 1 | 1 | 1 | 1 | [5 empty] | 5.2381 | 18.4776 | 570.7763 | 26826.484 | 684.9315 | 0.047409 | 0.0020883 | 0.0015119 | 0.0066586 | 0.0068061 | 0.047409 | 0.0020883 | 0.0015119 | 0.0066586 | 0.0068061 | 100000 | 100000 | 0 | 0 | 0
6619 |  |  |  | 9795.2055 |  |  |  |  | 6233.4568 | 6770.236 | 7307.0152 | 7843.7943 | 8380.5735 | 16652.2987 | 16202.4108 | 15752.5229 | 15302.635 | 14852.7471 |  | 0 |  |  |  |  | 1 | 1 | 1 | 1 | 1 | [5 empty] | 4.6247 | 18.909 | 570.7763 | 26826.484 | 684.9315 | 0.049573 | 0.0025266 | 0.0015115 | 0.0066549 | 0.0069188 | 0.049573 | 0.0025266 | 0.0015115 | 0.0066549 | 0.0069188 | 100000 | 100000 | 0 | 0 | 0
6620 |  |  |  | 9795.2055 |  |  |  |  | 5778.9699 | 6275.4349 | 6771.8999 | 7268.3649 | 7764.8299 | 16628.4956 | 16179.2507 | 15730.0059 | 15280.7611 | 14831.5162 |  | 0 |  |  |  |  | 1 | 1 | 1 | 1 | 1 | [5 empty] | 3.9738 | 19.0569 | 570.7763 | 26826.484 | 684.9315 | 0.049986 | 0.0025605 | 0.0015135 | 0.0065902 | 0.0069548 | 0.049986 | 0.0025605 | 0.0015135 | 0.0065902 | 0.0069548 | 100000 | 100000 | 0 | 0 | 0
6621 |  |  |  | 9795.2055 |  |  |  |  | 5078.6977 | 5480.2377 | 5881.7777 | 6283.3177 | 6684.8577 | 15455.2679 | 15037.7196 | 14620.1714 | 14202.6231 | 13785.0749 |  | 0 |  |  |  |  | 1 | 1 | 1 | 1 | 1 | [5 empty] | 2.6872 | 18.4217 | 570.7763 | 26826.484 | 684.9315 | 0.049034 | 0.0025125 | 0.001502 | 0.0064309 | 0.0068068 | 0.049034 | 0.0025125 | 0.001502 | 0.0064309 | 0.0068068 | 100000 | 100000 | 0 | 0 | 0
6622 |  |  |  | 9795.2055 |  |  |  |  | 4853.6103 | 5195.6969 | 5537.7836 | 5879.8703 | 6221.9569 | 11756.7634 | 11439.136 | 11121.5087 | 10803.8813 | 10486.2539 |  | 0 |  |  |  |  | 1 | 1 | 1 | 1 | 1 | [5 empty] | 2.5283 | 17.6487 | 570.7763 | 26826.484 | 684.9315 | 0.048872 | 0.0025029 | 0.0015027 | 0.0064287 | 0.0068329 | 0.048872 | 0.0025029 | 0.0015027 | 0.0064287 | 0.0068329 | 100000 | 100000 | 0 | 0 | 0
6623 |  |  |  | 9795.2055 |  |  |  |  | 3515.1591 | 3776.5091 | 4037.8591 | 4299.2091 | 4560.5591 | 6931.0741 | 6743.8203 | 6556.5665 | 6369.3127 | 6182.0589 |  | 0 |  |  |  |  | 1 | 1 | 1 | 1 | 1 | [5 empty] | 3.8093 | 17.0354 | 570.7763 | 26826.484 | 684.9315 | 0.049007 | 0.0024319 | 0.0014631 | 0.0061723 | 0.0066116 | 0.049007 | 0.0024319 | 0.0014631 | 0.0061723 | 0.0066116 | 100000 | 100000 | 0 | 0 | 0
6624 |  |  |  | 9795.2055 |  |  |  |  | 2400.5642 | 2597.1817 | 2793.7992 | 2990.4167 | 3187.0342 | 4690.5913 | 4563.8677 | 4437.144 | 4310.4203 | 4183.6967 |  | 0 |  |  |  |  | 1 | 1 | 1 | 1 | 1 | [5 empty] | 4.86 | 16.521 | 570.7763 | 26826.484 | 684.9315 | 0.050845 | 0.0024247 | 0.0014514 | 0.0059137 | 0.0065011 | 0.050845 | 0.0024248 | 0.0014514 | 0.0059137 | 0.0065011 | 100000 | 100000 | 0 | 0 | 0
6625 |  |  |  | 9795.2055 |  |  |  |  | 1795.4455 | 1895.4305 | 1995.4155 | 2095.4005 | 2195.3855 | 5024.7604 | 4889.0087 | 4753.2569 | 4617.5051 | 4481.7534 |  | 0 |  |  |  |  | 1 | 1 | 1 | 1 | 1 | [5 empty] | 5.293 | 15.7793 | 570.7763 | 26826.484 | 684.9315 | 0.051285 | 0.0024306 | 0.0016191 | 0.0058335 | 0.0074671 | 0.051285 | 0.0024306 | 0.0016191 | 0.0058335 | 0.0074671 | 100000 | 100000 | 0 | 0 | 0
6626 |  |  |  | 9795.2055 |  |  |  |  | 1538.3349 | 1587.1724 | 1636.0099 | 1684.8474 | 1733.6849 | 5229.1195 | 5087.8466 | 4946.5738 | 4805.301 | 4664.0281 |  | 0 |  |  |  |  | 1 | 1 | 1 | 1 | 1 | [5 empty] | 5.2394 | 15.1607 | 570.7763 | 26826.484 | 684.9315 | 0.050471 | 0.0023735 | 0.0015962 | 0.0069542 | 0.024496 | 0.050471 | 0.0023736 | 0.0015962 | 0.0069541 | 0.024496 | 100000 | 100000 | 0 | 0 | 0
6627 |  |  |  | 9795.2055 |  |  |  |  | 1507.17 | 1548.555 | 1589.94 | 1631.325 | 1672.71 | 6139.135 | 5973.2766 | 5807.4183 | 5641.5599 | 5475.7016 |  | 0 |  |  |  |  | 1 | 1 | 1 | 1 | 1 | [5 empty] | 5.559 | 13.958 | 570.7763 | 26826.484 | 684.9315 | 0.048808 | 0.0023202 | 0.0015737 | 0.0077782 | 0.026429 | 0.048808 | 0.0023202 | 0.0015737 | 0.0077782 | 0.026429 | 100000 | 100000 | 0 | 0 | 0
6628 |  |  |  | 9795.2055 |  |  |  |  | 1655.2033 | 1696.1758 | 1737.1483 | 1778.1208 | 1819.0933 | 8684.7976 | 8450.1642 | 8215.5308 | 7980.8974 | 7746.264 |  | 0 |  |  |  |  | 1 | 1 | 1 | 1 | 1 | [5 empty] | 6.3998 | 13.4608 | 570.7763 | 26826.484 | 684.9315 | 0.048502 | 0.0021772 | 0.0015961 | 0.023093 | 0.02722 | 0.048502 | 0.0021772 | 0.0015961 | 0.023093 | 0.02722 | 100000 | 100000 | 0 | 0 | 0
6629 |  |  |  | 9795.2055 |  |  |  |  | 2277.636 | 2318.746 | 2359.856 | 2400.966 | 2442.076 | 14494.3408 | 14102.7535 | 13711.1662 | 13319.5789 | 12927.9916 |  | 0 |  |  |  |  | 1 | 1 | 1 | 1 | 1 | [5 empty] | 6.9436 | 13.0846 | 570.7763 | 26826.484 | 684.9315 | 0.049792 | 0.0025519 | 0.0021669 | 0.027202 | 0.029171 | 0.049792 | 0.0025519 | 0.0021669 | 0.027202 | 0.029171 | 100000 | 100000 | 0 | 0 | 0
6630 |  |  |  | 9795.2055 |  |  |  |  | 3565.7858 | 3607.0333 | 3648.2808 | 3689.5283 | 3730.7758 | 17748.2629 | 17268.7658 | 16789.2687 | 16309.7716 | 15830.2745 |  | 0 |  |  |  |  | 1 | 1 | 1 | 1 | 1 | [5 empty] | 7.4 | 12.5429 | 570.7763 | 26826.484 | 684.9315 | 0.053821 | 0.0044701 | 0.0028939 | 0.028888 | 0.031222 | 0.053821 | 0.0044701 | 0.0028939 | 0.028888 | 0.031222 | 100000 | 100000 | 0 | 0 | 0
6631 |  |  |  | 9795.2055 |  |  |  |  | 4393.3875 | 4434.91 | 4476.4325 | 4517.955 | 4559.4775 | 17871.3757 | 17388.5525 | 16905.7293 | 16422.9061 | 15940.0829 |  | 0.034 |  |  |  |  | 1 | 1 | 1 | 1 | 1 | [5 empty] | 8.7778 | 12.0639 | 570.7763 | 26826.484 | 684.9315 | 0.056132 | 0.0064582 | 0.023632 | 0.03232 | 0.033777 | 0.056132 | 0.0064582 | 0.023632 | 0.03232 | 0.033777 | 100000 | 100000 | 0 | 0 | 0
6632 |  |  |  | 9795.2055 |  |  |  |  | 3865.3153 | 3914.9778 | 3964.6403 | 4014.3028 | 4063.9653 | 15670.6153 | 15247.2491 | 14823.8829 | 14400.5167 | 13977.1505 |  | 0.20476 |  |  |  |  | 1 | 1 | 1 | 1 | 1 | [5 empty] | 9.1118 | 12.2453 | 570.7763 | 26826.484 | 684.9315 | 0.057371 | 0.0051274 | 0.003518 | 0.027709 | 0.031173 | 0.057371 | 0.0051274 | 0.003518 | 0.027709 | 0.031173 | 100000 | 100000 | 0 | 0 | 0
6633 |  |  |  | 9795.2055 |  |  |  |  | 3658.4149 | 3733.8999 | 3809.3849 | 3884.8699 | 3960.3549 | 14528.2812 | 14135.777 | 13743.2727 | 13350.7685 | 12958.2642 |  | 0.36159 |  |  |  |  | 1 | 1 | 1 | 1 | 1 | [5 empty] | 8.814 | 12.4801 | 570.7763 | 26826.484 | 684.9315 | 0.054275 | 0.0032989 | 0.0018813 | 0.0033647 | 0.024235 | 0.054275 | 0.0032989 | 0.0018813 | 0.0033647 | 0.024235 | 100000 | 100000 | 0 | 0 | 0
6634 |  |  |  | 9795.2055 |  |  |  |  | 3810.7767 | 3920.5242 | 4030.2717 | 4140.0192 | 4249.7667 | 13513.0958 | 13148.0183 | 12782.9409 | 12417.8635 | 12052.786 |  | 0.37421 |  |  |  |  | 1 | 1 | 1 | 1 | 1 | [5 empty] | 7.8853 | 12.3304 | 570.7763 | 26826.484 | 684.9315 | 0.054486 | 0.0012585 | 0.00094123 | 0.0017922 | 0.002888 | 0.054486 | 0.0012585 | 0.00094123 | 0.0017922 | 0.002888 | 100000 | 100000 | 0 | 0 | 0
6635 |  |  |  | 9795.2055 |  |  |  |  | 4306.8183 | 4471.8116 | 4636.805 | 4801.7983 | 4966.7916 | 12380.7493 | 12046.264 | 11711.7787 | 11377.2934 | 11042.8081 |  | 0.2453 |  |  |  |  | 1 | 1 | 1 | 1 | 1 | [5 empty] | 7.1427 | 12.0916 | 570.7763 | 26826.484 | 684.9315 | 0.056264 | 0.0013148 | 0.00098835 | 0.0016246 | 0.002766 | 0.056264 | 0.0013148 | 0.00098835 | 0.0016246 | 0.002766 | 100000 | 100000 | 0 | 0 | 0
6636 |  |  |  | 9795.2055 |  |  |  |  | 4337.1175 | 4539.235 | 4741.3525 | 4943.47 | 5145.5875 | 11797.6059 | 11478.8751 | 11160.1443 | 10841.4135 | 10522.6827 |  | 0.18193 |  |  |  |  | 1 | 1 | 1 | 1 | 1 | [5 empty] | 6.4302 | 10.3672 | 570.7763 | 26826.484 | 684.9315 | 0.056472 | 0.0013251 | 0.00099236 | 0.001646 | 0.0027712 | 0.056472 | 0.0013251 | 0.00099236 | 0.001646 | 0.0027712 | 100000 | 100000 | 0 | 0 | 0
6637 |  |  |  | 9795.2055 |  |  |  |  | 4251.414 | 4521.564 | 4791.714 | 5061.864 | 5332.014 | 11541.3053 | 11229.4989 | 10917.6925 | 10605.8861 | 10294.0796 |  | 0.65939 |  |  |  |  | 1 | 1 | 1 | 1 | 1 | [5 empty] | 6.2191 | 12.1819 | 570.7763 | 26826.484 | 684.9315 | 0.056244 | 0.0012877 | 0.00097351 | 0.0016285 | 0.0027424 | 0.056244 | 0.0012877 | 0.00097351 | 0.0016285 | 0.0027424 | 100000 | 100000 | 0 | 0 | 0
6638 |  |  |  | 9795.2055 |  |  |  |  | 4081.7383 | 4405.6208 | 4729.5033 | 5053.3858 | 5377.2683 | 11259.7067 | 10955.5081 | 10651.3095 | 10347.1109 | 10042.9123 |  | 0.22945 |  |  |  |  | 1 | 1 | 1 | 1 | 1 | [5 empty] | 5.5342 | 12.3853 | 570.7763 | 26826.484 | 684.9315 | 0.054265 | 0.0012569 | 0.00095127 | 0.0015973 | 0.0026981 | 0.054265 | 0.0012569 | 0.00095127 | 0.0015973 | 0.0026981 | 100000 | 100000 | 0 | 0 | 0
6639 |  |  |  | 9795.2055 |  |  |  |  | 3730.2673 | 4152.0998 | 4573.9323 | 4995.7648 | 5417.5973 | 11412.8115 | 11104.4765 | 10796.1415 | 10487.8066 | 10179.4716 |  | 0.39918 |  |  |  |  | 1 | 1 | 1 | 1 | 1 | [5 empty] | 5.1283 | 12.1468 | 570.7763 | 26826.484 | 684.9315 | 0.054168 | 0.019675 | 0.0018003 | 0.0028429 | 0.0027821 | 0.054168 | 0.019675 | 0.0018003 | 0.0028429 | 0.0027821 | 100000 | 100000 | 0 | 0 | 0
6640 |  |  |  | 9795.2055 |  |  |  |  | 3731.9987 | 4344.5371 | 4957.0754 | 5569.6137 | 6182.1521 | 11927.3868 | 11605.1498 | 11282.9127 | 10960.6757 | 10638.4387 |  | 0.17245 |  |  |  |  | 1 | 1 | 1 | 1 | 1 | [5 empty] | 5.5591 | 12.2559 | 570.7763 | 26826.484 | 684.9315 | 0.062334 | 0.021888 | 0.0087035 | 0.015734 | 0.025995 | 0.062334 | 0.021888 | 0.0087035 | 0.015734 | 0.025995 | 100000 | 100000 | 0 | 0 | 0
6641 |  |  |  | 9795.2055 |  |  |  |  | 4413.2984 | 5197.0176 | 5980.7368 | 6764.4559 | 7548.1751 | 12611.7227 | 12270.9972 | 11930.2718 | 11589.5464 | 11248.8209 |  | 0.1271 |  |  |  |  | 1 | 1 | 1 | 1 | 1 | [5 empty] | 4.1002 | 12.6061 | 570.7763 | 26826.484 | 684.9315 | 0.060898 | 0.046791 | 0.017617 | 0.021762 | 0.037134 | 0.060898 | 0.046791 | 0.017616 | 0.021762 | 0.037134 | 100000 | 100000 | 0 | 0 | 0
6642 |  |  |  | 9795.2055 |  |  |  |  | 5395.859 | 6226.3265 | 7056.794 | 7887.2615 | 8717.729 | 13537.0486 | 13171.324 | 12805.5995 | 12439.8749 | 12074.1504 |  | 0 |  |  |  |  | 1 | 1 | 1 | 1 | 1 | [5 empty] | 1.2898 | 14.7432 | 570.7763 | 26826.484 | 684.9315 | 0.061255 | 0.046354 | 0.019108 | 0.020876 | 0.037227 | 0.061255 | 0.046354 | 0.019108 | 0.020876 | 0.037227 | 100000 | 100000 | 0 | 0 | 0
6643 |  |  |  | 9795.2055 |  |  |  |  | 6261.5511 | 7037.0211 | 7812.4911 | 8587.9611 | 9363.4311 | 14701.3613 | 14304.181 | 13907.0007 | 13509.8204 | 13112.6401 |  | 0 |  |  |  |  | 1 | 1 | 1 | 1 | 1 | [5 empty] | 4.4784 | 15.5882 | 570.7763 | 26826.484 | 684.9315 | 0.061117 | 0.047177 | 0.018955 | 0.019508 | 0.021726 | 0.061117 | 0.047177 | 0.018955 | 0.019508 | 0.021726 | 100000 | 100000 | 0 | 0 | 0
6644 |  |  |  | 9795.2055 |  |  |  |  | 6013.9632 | 6643.029 | 7272.0948 | 7901.1607 | 8530.2265 | 14682.0732 | 14285.414 | 13888.7548 | 13492.0957 | 13095.4365 |  | 0 |  |  |  |  | 1 | 1 | 1 | 1 | 1 | [5 empty] | 5.7584 | 15.2813 | 570.7763 | 26826.484 | 684.9315 | 0.060873 | 0.047691 | 0.018246 | 0.019826 | 0.023439 | 0.060873 | 0.047691 | 0.018246 | 0.019826 | 0.023439 | 100000 | 100000 | 0 | 0 | 0
6645 |  |  |  | 9795.2055 |  |  |  |  | 5300.6329 | 5835.0737 | 6369.5145 | 6903.9554 | 7438.3962 | 13648.2578 | 13279.5287 | 12910.7997 | 12542.0707 | 12173.3416 |  | 0 |  |  |  |  | 1 | 1 | 1 | 1 | 1 | [5 empty] | 5.9597 | 15.7417 | 570.7763 | 26826.484 | 684.9315 | 0.059333 | 0.048014 | 0.015974 | 0.019415 | 0.020985 | 0.059333 | 0.048014 | 0.015974 | 0.019415 | 0.020985 | 100000 | 100000 | 0 | 0 | 0
6646 |  |  |  | 9795.2055 |  |  |  |  | 4906.7429 | 5360.4746 | 5814.2063 | 6267.9379 | 6721.6696 | 10386.3514 | 10105.7478 | 9825.1443 | 9544.5408 | 9263.9372 |  | 0 |  |  |  |  | 1 | 1 | 1 | 1 | 1 | [5 empty] | 7.6935 | 14.8445 | 570.7763 | 26826.484 | 684.9315 | 0.059155 | 0.048558 | 0.015643 | 0.018337 | 0.019676 | 0.059155 | 0.048558 | 0.015643 | 0.018337 | 0.019676 | 100000 | 100000 | 0 | 0 | 0
6647 |  |  |  | 9795.2055 |  |  |  |  | 3430.7379 | 3804.2562 | 4177.7745 | 4551.2929 | 4924.8112 | 6127.2023 | 5961.6663 | 5796.1303 | 5630.5944 | 5465.0584 |  | 0 |  |  |  |  | 1 | 1 | 1 | 1 | 1 | [5 empty] | 6.5638 | 13.63 | 570.7763 | 26826.484 | 684.9315 | 0.060472 | 0.047791 | 0.01665 | 0.018065 | 0.019422 | 0.060472 | 0.047791 | 0.01665 | 0.018065 | 0.019422 | 100000 | 100000 | 0 | 0 | 0
6648 |  |  |  | 9795.2055 |  |  |  |  | 2409.7608 | 2608.4408 | 2807.1208 | 3005.8008 | 3204.4808 | 4997.8512 | 4862.8264 | 4727.8017 | 4592.7769 | 4457.7521 |  | 0 |  |  |  |  | 1 | 1 | 1 | 1 | 1 | [5 empty] | 3.6673 | 12.9436 | 570.7763 | 26826.484 | 684.9315 | 0.06035 | 0.047797 | 0.016267 | 0.0181 | 0.019475 | 0.06035 | 0.047797 | 0.016267 | 0.018101 | 0.019475 | 100000 | 100000 | 0 | 0 | 0
6649 |  |  |  | 9795.2055 |  |  |  |  | 1802.3238 | 1900.9888 | 1999.6538 | 2098.3188 | 2196.9838 | 5354.8667 | 5210.1966 | 5065.5265 | 4920.8564 | 4776.1862 |  | 0 |  |  |  |  | 1 | 1 | 1 | 1 | 1 | [5 empty] | 2.1233 | 13.002 | 570.7763 | 26826.484 | 684.9315 | 0.059343 | 0.047203 | 0.01593 | 0.018372 | 0.01941 | 0.059343 | 0.047203 | 0.01593 | 0.018372 | 0.01941 | 100000 | 100000 | 0 | 0 | 0
6650 |  |  |  | 9795.2055 |  |  |  |  | 1544.2282 | 1592.2407 | 1640.2532 | 1688.2657 | 1736.2782 | 5573.3809 | 5422.8073 | 5272.2337 | 5121.6601 | 4971.0865 |  | 0 |  |  |  |  | 1 | 1 | 1 | 1 | 1 | [5 empty] | 1.1227 | 12.7817 | 570.7763 | 26826.484 | 684.9315 | 0.059526 | 0.045891 | 0.015547 | 0.018259 | 0.029557 | 0.059526 | 0.045891 | 0.015547 | 0.018259 | 0.029557 | 100000 | 100000 | 0 | 0 | 0
6651 |  |  |  | 9795.2055 |  |  |  |  | 1512.9439 | 1553.9164 | 1594.8889 | 1635.8614 | 1676.8339 | 6543.5538 | 6366.7695 | 6189.9851 | 6013.2008 | 5836.4164 |  | 0 |  |  |  |  | 1 | 1 | 1 | 1 | 1 | [5 empty] | 3.9251 | 12.9371 | 570.7763 | 26826.484 | 684.9315 | 0.058491 | 0.044783 | 0.01528 | 0.017911 | 0.029479 | 0.058491 | 0.044783 | 0.01528 | 0.017911 | 0.029479 | 100000 | 100000 | 0 | 0 | 0
6652 |  |  |  | 9795.2055 |  |  |  |  | 1661.5444 | 1704.1669 | 1746.7894 | 1789.4119 | 1832.0344 | 9256.6223 | 9006.5401 | 8756.458 | 8506.3758 | 8256.2937 |  | 0 |  |  |  |  | 1 | 1 | 1 | 1 | 1 | [5 empty] | 2.5502 | 12.4885 | 570.7763 | 26826.484 | 684.9315 | 0.055935 | 0.043479 | 0.015338 | 0.017633 | 0.019594 | 0.055935 | 0.043479 | 0.015338 | 0.017633 | 0.019594 | 100000 | 100000 | 0 | 0 | 0
6653 |  |  |  | 9795.2055 |  |  |  |  | 2286.3616 | 2325.2716 | 2364.1816 | 2403.0916 | 2442.0016 | 15452.6215 | 15035.1447 | 14617.668 | 14200.1912 | 13782.7145 |  | 0 |  |  |  |  | 1 | 1 | 1 | 1 | 1 | [5 empty] | 2.5169 | 12.5064 | 570.7763 | 26826.484 | 684.9315 | 0.05763 | 0.044763 | 0.014965 | 0.01768 | 0.035253 | 0.05763 | 0.044763 | 0.014965 | 0.01768 | 0.035253 | 100000 | 100000 | 0 | 0 | 0
6654 |  |  |  | 9795.2055 |  |  |  |  | 3579.4463 | 3619.4563 | 3659.4663 | 3699.4763 | 3739.4863 | 18923.4345 | 18412.1883 | 17900.9421 | 17389.6959 | 16878.4497 |  | 0 |  |  |  |  | 1 | 1 | 1 | 1 | 1 | [5 empty] | 4.1801 | 11.9605 | 570.7763 | 26826.484 | 684.9315 | 0.069983 | 0.053729 | 0.019556 | 0.036482 | 0.041699 | 0.069983 | 0.053729 | 0.019556 | 0.036482 | 0.041699 | 100000 | 100000 | 0 | 0 | 0
6655 |  |  |  | 9795.2055 |  |  |  |  | 4410.2185 | 4452.016 | 4493.8135 | 4535.611 | 4577.4085 | 19057.0289 | 18542.1734 | 18027.3179 | 17512.4625 | 16997.607 |  | 0.00152 |  |  |  |  | 1 | 1 | 1 | 1 | 1 | [5 empty] | 7.6332 | 11.2851 | 570.7763 | 26826.484 | 684.9315 | 0.072746 | 0.070868 | 0.024472 | 0.042152 | 0.043998 | 0.072746 | 0.070868 | 0.024472 | 0.042152 | 0.043998 | 100000 | 100000 | 0 | 0 | 0
6656 |  |  |  | 9795.2055 |  |  |  |  | 3880.1233 | 3929.2908 | 3978.4583 | 4027.6258 | 4076.7933 | 16707.8754 | 16256.486 | 15805.0966 | 15353.7072 | 14902.3178 |  | 0.14821 |  |  |  |  | 1 | 1 | 1 | 1 | 1 | [5 empty] | 7.8337 | 11.7599 | 570.7763 | 26826.484 | 684.9315 | 0.075689 | 0.075889 | 0.033879 | 0.041075 | 0.043743 | 0.075689 | 0.075889 | 0.033879 | 0.041075 | 0.043743 | 100000 | 100000 | 0 | 0 | 0
6657 |  |  |  | 9795.2055 |  |  |  |  | 3672.4302 | 3747.4202 | 3822.4102 | 3897.4002 | 3972.3902 | 15489.3816 | 15070.9117 | 14652.4419 | 14233.972 | 13815.5021 |  | 0.34026 |  |  |  |  | 1 | 1 | 1 | 1 | 1 | [5 empty] | 6.7573 | 9.8163 | 570.7763 | 26826.484 | 684.9315 | 0.084811 | 0.075406 | 0.022077 | 0.035551 | 0.042829 | 0.084811 | 0.075406 | 0.022077 | 0.035551 | 0.042829 | 100000 | 100000 | 0 | 0 | 0
6658 |  |  |  | 9795.2055 |  |  |  |  | 3825.3757 | 3930.8332 | 4036.2907 | 4141.7482 | 4247.2057 | 14406.4749 | 14017.2614 | 13628.0479 | 13238.8345 | 12849.621 |  | 0.10893 |  |  |  |  | 1 | 1 | 1 | 1 | 1 | [5 empty] | 6.197 | 8.5677 | 570.7763 | 26826.484 | 684.9315 | 0.08494 | 0.07567 | 0.022208 | 0.034277 | 0.038111 | 0.08494 | 0.07567 | 0.022209 | 0.034277 | 0.038111 | 100000 | 100000 | 0 | 0 | 0
6659 |  |  |  | 9795.2055 |  |  |  |  | 4323.3177 | 4492.1602 | 4661.0027 | 4829.8452 | 4998.6877 | 13198.513 | 12841.9345 | 12485.3561 | 12128.7776 | 11772.1991 |  | 0.3655 |  |  |  |  | 1 | 1 | 1 | 1 | 1 | [5 empty] | 6.2348 | 8.867 | 570.7763 | 26826.484 | 684.9315 | 0.09629 | 0.07698 | 0.022625 | 0.034283 | 0.038166 | 0.09629 | 0.07698 | 0.022626 | 0.034283 | 0.038167 | 100000 | 100000 | 0 | 0 | 0
6660 |  |  |  | 9795.2055 |  |  |  |  | 4353.733 | 4566.8505 | 4779.968 | 4993.0855 | 5206.203 | 12576.1521 | 12236.3876 | 11896.6232 | 11556.8588 | 11217.0943 |  | 0.26619 |  |  |  |  | 1 | 1 | 1 | 1 | 1 | [5 empty] | 6.4085 | 8.3158 | 570.7763 | 26826.484 | 684.9315 | 0.096326 | 0.07714 | 0.0227 | 0.033014 | 0.038216 | 0.096326 | 0.07714 | 0.0227 | 0.033014 | 0.038216 | 100000 | 100000 | 0 | 0 | 0
6661 |  |  |  | 9795.2055 |  |  |  |  | 4267.7011 | 4526.4111 | 4785.1211 | 5043.8311 | 5302.5411 | 12303.1888 | 11970.7989 | 11638.409 | 11306.0191 | 10973.6292 |  | 0.02922 |  |  |  |  | 1 | 1 | 1 | 1 | 1 | [5 empty] | 6.2705 | 7.7926 | 570.7763 | 26826.484 | 684.9315 | 0.098851 | 0.078207 | 0.023277 | 0.033193 | 0.038265 | 0.098851 | 0.078207 | 0.023277 | 0.033193 | 0.038265 | 100000 | 100000 | 0 | 0 | 0
6662 |  |  |  | 9795.2055 |  |  |  |  | 4097.3754 | 4421.2579 | 4745.1404 | 5069.0229 | 5392.9054 | 12003.3332 | 11679.0444 | 11354.7555 | 11030.4667 | 10706.1779 |  | 0.04303 |  |  |  |  | 1 | 1 | 1 | 1 | 1 | [5 empty] | 4.3919 | 7.4237 | 570.7763 | 26826.484 | 684.9315 | 0.098712 | 0.078257 | 0.02711 | 0.035605 | 0.039558 | 0.098712 | 0.078257 | 0.02711 | 0.035604 | 0.039558 | 100000 | 100000 | 0 | 0 | 0
6663 |  |  |  | 9795.2055 |  |  |  |  | 3744.5579 | 4166.3913 | 4588.2246 | 5010.0579 | 5431.8913 | 12166.9376 | 11838.2287 | 11509.5199 | 11180.811 | 10852.1021 |  | 0.07837 |  |  |  |  | 1 | 1 | 1 | 1 | 1 | [5 empty] | 5.2941 | 6.6368 | 570.7763 | 26826.484 | 684.9315 | 0.09873 | 0.077378 | 0.036868 | 0.04262 | 0.044069 | 0.09873 | 0.077378 | 0.036868 | 0.04262 | 0.044069 | 100000 | 100000 | 0 | 0 | 0
6664 |  |  |  | 9795.2055 |  |  |  |  | 3746.296 | 4377.396 | 5008.496 | 5639.596 | 6270.696 | 12716.2391 | 12372.69 | 12029.1409 | 11685.5918 | 11342.0427 |  | 0.18309 |  |  |  |  | 1 | 1 | 1 | 1 | 1 | [5 empty] | 7.1514 | 6.3823 | 570.7763 | 26826.484 | 684.9315 | 0.10353 | 0.080248 | 0.062772 | 0.043732 | 0.044176 | 0.10353 | 0.080248 | 0.062772 | 0.043732 | 0.044176 | 100000 | 100000 | 0 | 0 | 0
6665 |  |  |  | 9795.2055 |  |  |  |  | 4430.2057 | 5190.4132 | 5950.6207 | 6710.8282 | 7471.0357 | 13446.1697 | 13082.9004 | 12719.631 | 12356.3617 | 11993.0924 |  | 0.11878 |  |  |  |  | 1 | 1 | 1 | 1 | 1 | [5 empty] | 7.7736 | 5.6458 | 570.7763 | 26826.484 | 684.9315 | 0.10507 | 0.081771 | 0.065889 | 0.047255 | 0.044806 | 0.10507 | 0.081771 | 0.065889 | 0.047255 | 0.044806 | 100000 | 100000 | 0 | 0 | 0
6666 |  |  |  | 9795.2055 |  |  |  |  | 5416.5304 | 6241.4979 | 7066.4654 | 7891.4329 | 8716.4004 | 14432.703 | 14042.781 | 13652.8589 | 13262.9368 | 12873.0148 |  | 0 |  |  |  |  | 1 | 1 | 1 | 1 | 1 | [5 empty] | 8.6044 | 5.2296 | 570.7763 | 26826.484 | 684.9315 | 0.10481 | 0.081273 | 0.067661 | 0.060545 | 0.045121 | 0.10481 | 0.081273 | 0.067661 | 0.060545 | 0.045121 | 100000 | 100000 | 0 | 0 | 0
6667 |  |  |  | 9795.2055 |  |  |  |  | 6285.539 | 7040.3299 | 7795.1207 | 8549.9115 | 9304.7024 | 15674.05 | 15250.591 | 14827.132 | 14403.673 | 13980.214 |  | 0 |  |  |  |  | 1 | 1 | 1 | 1 | 1 | [5 empty] | 8.4587 | 6.3678 | 570.7763 | 26826.484 | 684.9315 | 0.10481 | 0.078973 | 0.066868 | 0.061119 | 0.044475 | 0.10481 | 0.078973 | 0.066868 | 0.061119 | 0.044475 | 100000 | 100000 | 0 | 0 | 0
6668 |  |  |  | 9795.2055 |  |  |  |  | 6037.0026 | 6693.2367 | 7349.4709 | 8005.7051 | 8661.9392 | 15652.5253 | 15229.6478 | 14806.7703 | 14383.8928 | 13961.0154 |  | 0 |  |  |  |  | 1 | 1 | 1 | 1 | 1 | [5 empty] | 7.2152 | 6.1575 | 570.7763 | 26826.484 | 684.9315 | 0.10454 | 0.079463 | 0.068198 | 0.058945 | 0.044495 | 0.10454 | 0.079463 | 0.068198 | 0.058945 | 0.044495 | 100000 | 100000 | 0 | 0 | 0
6669 |  |  |  | 9795.2055 |  |  |  |  | 5320.9395 | 5841.082 | 6361.2245 | 6881.367 | 7401.5095 | 14549.2188 | 14156.1489 | 13763.0789 | 13370.009 | 12976.9391 |  | 0 |  |  |  |  | 1 | 1 | 1 | 1 | 1 | [5 empty] | 5.5157 | 7.9165 | 570.7763 | 26826.484 | 684.9315 | 0.10372 | 0.077675 | 0.063609 | 0.049779 | 0.044375 | 0.10372 | 0.077675 | 0.063609 | 0.049779 | 0.044375 | 100000 | 100000 | 0 | 0 | 0
6670 |  |  |  | 9795.2055 |  |  |  |  | 4925.5406 | 5379.2731 | 5833.0056 | 6286.7381 | 6740.4706 | 11069.663 | 10770.5988 | 10471.5345 | 10172.4702 | 9873.4059 |  | 0 |  |  |  |  | 1 | 1 | 1 | 1 | 1 | [5 empty] | 4.4402 | 8.5534 | 570.7763 | 26826.484 | 684.9315 | 0.10181 | 0.075902 | 0.046247 | 0.043373 | 0.044007 | 0.10181 | 0.075902 | 0.046247 | 0.043373 | 0.044007 | 100000 | 100000 | 0 | 0 | 0
6671 |  |  |  | 9795.2055 |  |  |  |  | 3443.881 | 3827.7385 | 4211.596 | 4595.4535 | 4979.311 | 6528.061 | 6351.6952 | 6175.3294 | 5998.9637 | 5822.5979 |  | 0 |  |  |  |  | 1 | 1 | 1 | 1 | 1 | [5 empty] | 3.4867 | 9.1411 | 570.7763 | 26826.484 | 684.9315 | 0.097185 | 0.07466 | 0.039803 | 0.042679 | 0.043897 | 0.097185 | 0.07466 | 0.039804 | 0.042679 | 0.043897 | 100000 | 100000 | 0 | 0 | 0
6672 |  |  |  | 9795.2055 |  |  |  |  | 2419.0344 | 2627.3394 | 2835.6444 | 3043.9494 | 3252.2544 | 5241.0199 | 5099.4255 | 4957.8312 | 4816.2368 | 4674.6425 |  | 0 |  |  |  |  | 1 | 1 | 1 | 1 | 1 | [5 empty] | 2.378 | 10.1142 | 570.7763 | 26826.484 | 684.9315 | 0.087417 | 0.062056 | 0.040105 | 0.04258 | 0.043876 | 0.087417 | 0.062056 | 0.040105 | 0.04258 | 0.043876 | 100000 | 100000 | 0 | 0 | 0
6673 |  |  |  | 9795.2055 |  |  |  |  | 1809.2597 | 1908.5847 | 2007.9097 | 2107.2347 | 2206.5597 | 5616.1364 | 5464.4077 | 5312.679 | 5160.9503 | 5009.2215 |  | 0 |  |  |  |  | 1 | 1 | 1 | 1 | 1 | [5 empty] | 2.22 | 7.5291 | 570.7763 | 26826.484 | 684.9315 | 0.08419 | 0.058593 | 0.039985 | 0.042542 | 0.043881 | 0.08419 | 0.058593 | 0.039985 | 0.042542 | 0.043881 | 100000 | 100000 | 0 | 0 | 0
6674 |  |  |  | 9795.2055 |  |  |  |  | 1550.171 | 1599.1735 | 1648.176 | 1697.1785 | 1746.181 | 5845.8694 | 5687.9341 | 5529.9988 | 5372.0635 | 5214.1281 |  | 0 |  |  |  |  | 1 | 1 | 1 | 1 | 1 | [5 empty] | 2.7198 | 9.6716 | 570.7763 | 26826.484 | 684.9315 | 0.084833 | 0.062064 | 0.042527 | 0.043022 | 0.043912 | 0.084833 | 0.062064 | 0.042527 | 0.043022 | 0.043912 | 100000 | 100000 | 0 | 0 | 0
6675 |  |  |  | 9795.2055 |  |  |  |  | 1518.7663 | 1559.4638 | 1600.1613 | 1640.8588 | 1681.5563 | 6863.6631 | 6678.2305 | 6492.7979 | 6307.3653 | 6121.9327 |  | 0 |  |  |  |  | 1 | 1 | 1 | 1 | 1 | [5 empty] | 3.5368 | 10.5894 | 570.7763 | 26826.484 | 684.9315 | 0.081324 | 0.056391 | 0.039957 | 0.042488 | 0.043895 | 0.081324 | 0.056391 | 0.039957 | 0.042488 | 0.043895 | 100000 | 100000 | 0 | 0 | 0
6676 |  |  |  | 9795.2055 |  |  |  |  | 1667.9386 | 1709.8736 | 1751.8086 | 1793.7436 | 1835.6786 | 9709.232 | 9446.9219 | 9184.6118 | 8922.3017 | 8659.9916 |  | 0 |  |  |  |  | 1 | 1 | 1 | 1 | 1 | [5 empty] | 4.3754 | 10.7761 | 570.7763 | 26826.484 | 684.9315 | 0.07255 | 0.053707 | 0.023534 | 0.020001 | 0.03309 | 0.07255 | 0.053707 | 0.023534 | 0.020001 | 0.03309 | 100000 | 100000 | 0 | 0 | 0
6677 |  |  |  | 9795.2055 |  |  |  |  | 2295.1603 | 2335.3078 | 2375.4553 | 2415.6028 | 2455.7503 | 16211.2011 | 15773.2301 | 15335.2592 | 14897.2882 | 14459.3172 |  | 0 |  |  |  |  | 1 | 1 | 1 | 1 | 1 | [5 empty] | 4.5968 | 11.5691 | 570.7763 | 26826.484 | 684.9315 | 0.075004 | 0.05598 | 0.02331 | 0.019847 | 0.022782 | 0.075003 | 0.05598 | 0.02331 | 0.019847 | 0.022782 | 100000 | 100000 | 0 | 0 | 0
6678 |  |  |  | 9795.2055 |  |  |  |  | 3593.2213 | 3635.8438 | 3678.4663 | 3721.0888 | 3763.7113 | 19853.7428 | 19317.3629 | 18780.9829 | 18244.603 | 17708.223 |  | 0 |  |  |  |  | 1 | 1 | 1 | 1 | 1 | [5 empty] | 4.9921 | 12.0794 | 570.7763 | 26826.484 | 684.9315 | 0.075432 | 0.056008 | 0.023762 | 0.020465 | 0.022957 | 0.075432 | 0.056008 | 0.023762 | 0.020465 | 0.022957 | 100000 | 100000 | 0 | 0 | 0
6679 |  |  |  | 9795.2055 |  |  |  |  | 4427.1906 | 4467.8881 | 4508.5856 | 4549.2831 | 4589.9806 | 19995.6834 | 19455.4687 | 18915.254 | 18375.0393 | 17834.8246 |  | 0.04533 |  |  |  |  | 1 | 1 | 1 | 1 | 1 | [5 empty] | 4.5631 | 12.511 | 570.7763 | 26826.484 | 684.9315 | 0.078537 | 0.059598 | 0.032894 | 0.02254 | 0.024969 | 0.078537 | 0.059598 | 0.032894 | 0.02254 | 0.024969 | 100000 | 100000 | 0 | 0 | 0
6680 |  |  |  | 9795.2055 |  |  |  |  | 3895.0553 | 3941.9128 | 3988.7703 | 4035.6278 | 4082.4853 | 17529.0008 | 17055.4274 | 16581.854 | 16108.2806 | 15634.7072 |  | 0.20789 |  |  |  |  | 1 | 1 | 1 | 1 | 1 | [5 empty] | 4.3221 | 12.9943 | 570.7763 | 26826.484 | 684.9315 | 0.083142 | 0.059299 | 0.033823 | 0.022616 | 0.024754 | 0.083142 | 0.059299 | 0.033823 | 0.022616 | 0.024754 | 100000 | 100000 | 0 | 0 | 0
6681 |  |  |  | 9795.2055 |  |  |  |  | 3686.563 | 3761.058 | 3835.553 | 3910.048 | 3984.543 | 16250.2054 | 15811.1806 | 15372.1559 | 14933.1312 | 14494.1064 |  | 0.49141 |  |  |  |  | 1 | 1 | 1 | 1 | 1 | [5 empty] | 2.9497 | 12.8579 | 570.7763 | 26826.484 | 684.9315 | 0.079141 | 0.060644 | 0.0090466 | 0.020887 | 0.022735 | 0.079141 | 0.060644 | 0.0090466 | 0.020887 | 0.022735 | 100000 | 100000 | 0 | 0 | 0
6682 |  |  |  | 9795.2055 |  |  |  |  | 3840.0971 | 3946.6271 | 4053.1571 | 4159.6871 | 4266.2171 | 15113.6774 | 14705.3578 | 14297.0381 | 13888.7185 | 13480.3988 |  | 0.59042 |  |  |  |  | 1 | 1 | 1 | 1 | 1 | [5 empty] | 2.3363 | 12.6859 | 570.7763 | 26826.484 | 684.9315 | 0.076859 | 0.037147 | 0.006252 | 0.0052386 | 0.016831 | 0.076859 | 0.037147 | 0.0062521 | 0.0052386 | 0.016831 | 100000 | 100000 | 0 | 0 | 0
6683 |  |  |  | 9795.2055 |  |  |  |  | 4339.9553 | 4508.7986 | 4677.6419 | 4846.4853 | 5015.3286 | 13845.8424 | 13471.7753 | 13097.7082 | 12723.6411 | 12349.574 |  | 0.71889 |  |  |  |  | 1 | 1 | 1 | 1 | 1 | [5 empty] | 1.2121 | 13.1507 | 570.7763 | 26826.484 | 684.9315 | 0.076917 | 0.03702 | 0.0060423 | 0.005264 | 0.017051 | 0.076917 | 0.03702 | 0.0060423 | 0.005264 | 0.017051 | 100000 | 100000 | 0 | 0 | 0
6684 |  |  |  | 9795.2055 |  |  |  |  | 4370.4876 | 4565.0426 | 4759.5976 | 4954.1526 | 5148.7076 | 13192.4228 | 12836.0088 | 12479.5949 | 12123.1809 | 11766.767 |  | 0.73409 |  |  |  |  | 1 | 1 | 1 | 1 | 1 | [5 empty] | 0.52412 | 13.9554 | 570.7763 | 26826.484 | 684.9315 | 0.077404 | 0.037099 | 0.0059645 | 0.005276 | 0.017174 | 0.077404 | 0.037099 | 0.0059645 | 0.005276 | 0.017174 | 100000 | 100000 | 0 | 0 | 0
6685 |  |  |  | 9795.2055 |  |  |  |  | 4284.1247 | 4546.3547 | 4808.5847 | 5070.8147 | 5333.0447 | 12906.2752 | 12557.592 | 12208.9087 | 11860.2255 | 11511.5423 |  | 0.71824 |  |  |  |  | 1 | 1 | 1 | 1 | 1 | [5 empty] | 1.1957 | 14.041 | 570.7763 | 26826.484 | 684.9315 | 0.076178 | 0.036277 | 0.0059346 | 0.0052601 | 0.017166 | 0.076178 | 0.036277 | 0.0059346 | 0.0052601 | 0.017166 | 100000 | 100000 | 0 | 0 | 0
6686 |  |  |  | 9795.2055 |  |  |  |  | 4113.1435 | 4433.8085 | 4754.4735 | 5075.1385 | 5395.8035 | 12591.9748 | 12251.7829 | 11911.591 | 11571.3991 | 11231.2072 |  | 0.64706 |  |  |  |  | 1 | 1 | 1 | 1 | 1 | [5 empty] | 1.1416 | 13.9302 | 570.7763 | 26826.484 | 684.9315 | 0.074583 | 0.034821 | 0.0056977 | 0.0052397 | 0.016527 | 0.074583 | 0.034821 | 0.0056977 | 0.0052397 | 0.016527 | 100000 | 100000 | 0 | 0 | 0
6687 |  |  |  | 9795.2055 |  |  |  |  | 3758.9683 | 4182.2308 | 4605.4933 | 5028.7558 | 5452.0183 | 12763.8987 | 12419.062 | 12074.2252 | 11729.3885 | 11384.5518 |  | 0.52837 |  |  |  |  | 1 | 1 | 1 | 1 | 1 | [5 empty] | 0.74516 | 13.8618 | 570.7763 | 26826.484 | 684.9315 | 0.080267 | 0.054904 | 0.020882 | 0.021708 | 0.021871 | 0.080267 | 0.054904 | 0.020882 | 0.021708 | 0.021871 | 100000 | 100000 | 0 | 0 | 0
6688 |  |  |  | 9795.2055 |  |  |  |  | 3760.713 | 4393.8755 | 5027.038 | 5660.2005 | 6293.363 | 13340.7043 | 12980.2843 | 12619.8643 | 12259.4443 | 11899.0243 |  | 0.30641 |  |  |  |  | 1 | 1 | 1 | 1 | 1 | [5 empty] | 0.41222 | 13.5928 | 570.7763 | 26826.484 | 684.9315 | 0.085775 | 0.058654 | 0.033183 | 0.024183 | 0.023532 | 0.085775 | 0.058654 | 0.033183 | 0.024183 | 0.023532 | 100000 | 100000 | 0 | 0 | 0
6689 |  |  |  | 9795.2055 |  |  |  |  | 4447.2547 | 5223.1372 | 5999.0197 | 6774.9022 | 7550.7847 | 14106.7352 | 13725.6197 | 13344.5041 | 12963.3886 | 12582.2731 |  | 0.08464 |  |  |  |  | 1 | 1 | 1 | 1 | 1 | [5 empty] | 0.87573 | 12.4917 | 570.7763 | 26826.484 | 684.9315 | 0.087456 | 0.066166 | 0.049987 | 0.063497 | 0.044881 | 0.087456 | 0.066166 | 0.049987 | 0.063497 | 0.044881 | 100000 | 100000 | 0 | 0 | 0
6690 |  |  |  | 9795.2055 |  |  |  |  | 5437.3751 | 6229.3443 | 7021.3135 | 7813.2826 | 8605.2518 | 15141.7213 | 14732.644 | 14323.5667 | 13914.4894 | 13505.4121 |  | 0 |  |  |  |  | 1 | 1 | 1 | 1 | 1 | [5 empty] | 1.4233 | 11.7969 | 570.7763 | 26826.484 | 684.9315 | 0.098584 | 0.081609 | 0.053384 | 0.069642 | 0.04685 | 0.098584 | 0.081609 | 0.053384 | 0.069642 | 0.04685 | 100000 | 100000 | 0 | 0 | 0
6691 |  |  |  | 9795.2055 |  |  |  |  | 6309.7279 | 7074.8571 | 7839.9863 | 8605.1154 | 9370.2446 | 16444.0501 | 15999.7883 | 15555.5266 | 15111.2648 | 14667.0031 |  | 0 |  |  |  |  | 1 | 1 | 1 | 1 | 1 | [5 empty] | 2.7112 | 11.4782 | 570.7763 | 26826.484 | 684.9315 | 0.10265 | 0.083202 | 0.069041 | 0.072855 | 0.047028 | 0.10265 | 0.083202 | 0.069041 | 0.072855 | 0.047028 | 100000 | 100000 | 0 | 0 | 0
6692 |  |  |  | 9795.2055 |  |  |  |  | 6060.235 | 6701.84 | 7343.445 | 7985.05 | 8626.655 | 16420.7347 | 15977.1029 | 15533.471 | 15089.8391 | 14646.2073 |  | 0 |  |  |  |  | 1 | 1 | 1 | 1 | 1 | [5 empty] | 2.1807 | 12.227 | 570.7763 | 26826.484 | 684.9315 | 0.10442 | 0.085418 | 0.070971 | 0.076709 | 0.047856 | 0.10442 | 0.085418 | 0.070971 | 0.076709 | 0.047856 | 100000 | 100000 | 0 | 0 | 0
6693 |  |  |  | 9795.2055 |  |  |  |  | 5341.4163 | 5888.3696 | 6435.323 | 6982.2763 | 7529.2296 | 15262.3949 | 14850.0574 | 14437.7199 | 14025.3825 | 13613.045 |  | 0 |  |  |  |  | 1 | 1 | 1 | 1 | 1 | [5 empty] | 1.4549 | 11.6215 | 570.7763 | 26826.484 | 684.9315 | 0.10412 | 0.093166 | 0.072113 | 0.075427 | 0.048076 | 0.10412 | 0.093166 | 0.072113 | 0.075427 | 0.048076 | 100000 | 100000 | 0 | 0 | 0
6694 |  |  |  | 9795.2055 |  |  |  |  | 4944.4958 | 5396.7158 | 5848.9358 | 6301.1558 | 6753.3758 | 11610.5053 | 11296.8293 | 10983.1534 | 10669.4774 | 10355.8014 |  | 0 |  |  |  |  | 1 | 1 | 1 | 1 | 1 | [5 empty] | 1.1474 | 8.7558 | 570.7763 | 26826.484 | 684.9315 | 0.10418 | 0.094664 | 0.074725 | 0.076974 | 0.04816 | 0.10418 | 0.094664 | 0.074725 | 0.076974 | 0.04816 | 100000 | 100000 | 0 | 0 | 0
6695 |  |  |  | 9795.2055 |  |  |  |  | 3457.1342 | 3834.5284 | 4211.9226 | 4589.3167 | 4966.7109 | 6845.2941 | 6660.3578 | 6475.4215 | 6290.4851 | 6105.5488 |  | 0 |  |  |  |  | 1 | 1 | 1 | 1 | 1 | [5 empty] | 0.73414 | 7.8656 | 570.7763 | 26826.484 | 684.9315 | 0.10423 | 0.09512 | 0.077924 | 0.077837 | 0.048298 | 0.10424 | 0.09512 | 0.077924 | 0.077837 | 0.048298 | 100000 | 100000 | 0 | 0 | 0
6696 |  |  |  | 9795.2055 |  |  |  |  | 2428.3832 | 2640.1257 | 2851.8682 | 3063.6107 | 3275.3532 | 5247.8109 | 5106.0331 | 4964.2553 | 4822.4774 | 4680.6996 |  | 0 |  |  |  |  | 1 | 1 | 1 | 1 | 1 | [5 empty] | 0.41369 | 6.386 | 570.7763 | 26826.484 | 684.9315 | 0.10461 | 0.095355 | 0.083626 | 0.078657 | 0.04831 | 0.10461 | 0.095355 | 0.083626 | 0.078657 | 0.04831 | 100000 | 100000 | 0 | 0 | 0
6697 |  |  |  | 9795.2055 |  |  |  |  | 1816.252 | 1914.587 | 2012.922 | 2111.257 | 2209.592 | 5623.4332 | 5471.5074 | 5319.5815 | 5167.6557 | 5015.7298 |  | 0 |  |  |  |  | 1 | 1 | 1 | 1 | 1 | [5 empty] | 0.79821 | 7.6976 | 570.7763 | 26826.484 | 684.9315 | 0.10475 | 0.096511 | 0.084635 | 0.079526 | 0.048563 | 0.10475 | 0.096511 | 0.084635 | 0.079526 | 0.048563 | 100000 | 100000 | 0 | 0 | 0
6698 |  |  |  | 9795.2055 |  |  |  |  | 1556.1619 | 1606.1544 | 1656.1469 | 1706.1394 | 1756.1319 | 5853.4797 | 5695.3388 | 5537.1979 | 5379.057 | 5220.9161 |  | 0 |  |  |  |  | 1 | 1 | 1 | 1 | 1 | [5 empty] | 1.0466 | 5.6068 | 570.7763 | 26826.484 | 684.9315 | 0.1066 | 0.10067 | 0.08594 | 0.087208 | 0.048815 | 0.1066 | 0.10067 | 0.08594 | 0.087208 | 0.048815 | 100000 | 100000 | 0 | 0 | 0
6699 |  |  |  | 9795.2055 |  |  |  |  | 1524.6358 | 1566.0208 | 1607.4058 | 1648.7908 | 1690.1758 | 6872.6035 | 6686.9294 | 6501.2552 | 6315.5811 | 6129.9069 |  | 0 |  |  |  |  | 1 | 1 | 1 | 1 | 1 | [5 empty] | 1.0857 | 3.9132 | 570.7763 | 26826.484 | 684.9315 | 0.10664 | 0.10071 | 0.085976 | 0.087292 | 0.048813 | 0.10664 | 0.10071 | 0.085976 | 0.087292 | 0.048812 | 100000 | 100000 | 0 | 0 | 0
6700 |  |  |  | 9795.2055 |  |  |  |  | 1674.3847 | 1716.5947 | 1758.8047 | 1801.0147 | 1843.2247 | 9721.873 | 9459.2214 | 9196.5698 | 8933.9182 | 8671.2666 |  | 0 |  |  |  |  | 1 | 1 | 1 | 1 | 1 | [5 empty] | 0.80774 | 4.1899 | 570.7763 | 26826.484 | 684.9315 | 0.10521 | 0.10071 | 0.083503 | 0.0729 | 0.047126 | 0.10521 | 0.10071 | 0.083503 | 0.0729 | 0.047126 | 100000 | 100000 | 0 | 0 | 0
6701 |  |  |  | 9795.2055 |  |  |  |  | 2304.0304 | 2343.9029 | 2383.7754 | 2423.6479 | 2463.5204 | 16232.3888 | 15793.8454 | 15355.302 | 14916.7586 | 14478.2152 |  | 0 |  |  |  |  | 1 | 1 | 1 | 1 | 1 | [5 empty] | 2.5183 | 4.9219 | 570.7763 | 26826.484 | 684.9315 | 0.10624 | 0.10222 | 0.090185 | 0.076714 | 0.049021 | 0.10624 | 0.10222 | 0.090185 | 0.076714 | 0.049021 | 100000 | 100000 | 0 | 0 | 0
6702 |  |  |  | 9795.2055 |  |  |  |  | 3607.108 | 3647.5305 | 3687.953 | 3728.3755 | 3768.798 | 19879.7275 | 19342.6455 | 18805.5635 | 18268.4816 | 17731.3996 |  | 0 |  |  |  |  | 1 | 1 | 1 | 1 | 1 | [5 empty] | 4.1643 | 4.7737 | 570.7763 | 26826.484 | 684.9315 | 0.1083 | 0.10284 | 0.093087 | 0.092721 | 0.050205 | 0.1083 | 0.10284 | 0.093087 | 0.092721 | 0.050204 | 100000 | 100000 | 0 | 0 | 0
6703 |  |  |  | 9795.2055 |  |  |  |  | 4444.3003 | 4485.1353 | 4525.9703 | 4566.8053 | 4607.6403 | 20021.9019 | 19480.9789 | 18940.0558 | 18399.1328 | 17858.2098 |  | 0.02881 |  |  |  |  | 1 | 1 | 1 | 1 | 1 | [5 empty] | 5.4871 | 4.8371 | 570.7763 | 26826.484 | 684.9315 | 0.10989 | 0.11329 | 0.09847 | 0.10115 | 0.1053 | 0.10989 | 0.11329 | 0.09847 | 0.10115 | 0.1053 | 100000 | 100000 | 0 | 0 | 0
6704 |  |  |  | 9795.2055 |  |  |  |  | 3910.1086 | 3959.7711 | 4009.4336 | 4059.0961 | 4108.7586 | 17551.9358 | 17077.7428 | 16603.5497 | 16129.3567 | 15655.1637 |  | 0.1079 |  |  |  |  | 1 | 1 | 1 | 1 | 1 | [5 empty] | 6.1611 | 4.483 | 570.7763 | 26826.484 | 684.9315 | 0.11055 | 0.12515 | 0.097694 | 0.10098 | 0.10563 | 0.11055 | 0.12515 | 0.097694 | 0.10098 | 0.10563 | 100000 | 100000 | 0 | 0 | 0
6705 |  |  |  | 9795.2055 |  |  |  |  | 3700.8105 | 3774.3155 | 3847.8205 | 3921.3255 | 3994.8305 | 16271.4559 | 15831.857 | 15392.2582 | 14952.6593 | 14513.0605 |  | 0.15372 |  |  |  |  | 1 | 1 | 1 | 1 | 1 | [5 empty] | 4.7339 | 3.9808 | 570.7763 | 26826.484 | 684.9315 | 0.11036 | 0.11107 | 0.094564 | 0.092406 | 0.050349 | 0.11036 | 0.11107 | 0.094564 | 0.092406 | 0.050349 | 100000 | 100000 | 0 | 0 | 0
6706 |  |  |  | 9795.2055 |  |  |  |  | 3854.9379 | 3963.9704 | 4073.0029 | 4182.0354 | 4291.0679 | 15133.4301 | 14724.5768 | 14315.7235 | 13906.8702 | 13498.0169 |  | 0.14579 |  |  |  |  | 1 | 1 | 1 | 1 | 1 | [5 empty] | 3.5128 | 4.0822 | 570.7763 | 26826.484 | 684.9315 | 0.11001 | 0.10506 | 0.064825 | 0.044854 | 0.045785 | 0.11001 | 0.10506 | 0.064825 | 0.044854 | 0.045785 | 100000 | 100000 | 0 | 0 | 0
6707 |  |  |  | 9795.2055 |  |  |  |  | 4356.7279 | 4517.3221 | 4677.9162 | 4838.5104 | 4999.1046 | 13863.9225 | 13489.367 | 13114.8114 | 12740.2558 | 12365.7002 |  | 0.20971 |  |  |  |  | 1 | 1 | 1 | 1 | 1 | [5 empty] | 2.8968 | 3.9457 | 570.7763 | 26826.484 | 684.9315 | 0.10804 | 0.1002 | 0.045403 | 0.042675 | 0.044214 | 0.10804 | 0.1002 | 0.045403 | 0.042675 | 0.044214 | 100000 | 100000 | 0 | 0 | 0
6708 |  |  |  | 9795.2055 |  |  |  |  | 4387.3783 | 4595.6833 | 4803.9883 | 5012.2933 | 5220.5983 | 13209.6352 | 12852.7562 | 12495.8772 | 12138.9983 | 11782.1193 |  | 0.45674 |  |  |  |  | 1 | 1 | 1 | 1 | 1 | [5 empty] | 2.4561 | 3.6876 | 570.7763 | 26826.484 | 684.9315 | 0.108 | 0.098613 | 0.04543 | 0.042314 | 0.044279 | 0.10801 | 0.098613 | 0.04543 | 0.042314 | 0.044279 | 100000 | 100000 | 0 | 0 | 0
6709 |  |  |  | 9795.2055 |  |  |  |  | 4300.6816 | 4562.0316 | 4823.3816 | 5084.7316 | 5346.0816 | 12923.1194 | 12573.9811 | 12224.8428 | 11875.7045 | 11526.5662 |  | 0.64705 |  |  |  |  | 1 | 1 | 1 | 1 | 1 | [5 empty] | 2.4091 | 3.5089 | 570.7763 | 26826.484 | 684.9315 | 0.10791 | 0.098445 | 0.045442 | 0.042352 | 0.044333 | 0.10791 | 0.098445 | 0.045442 | 0.042352 | 0.044333 | 100000 | 100000 | 0 | 0 | 0
6710 |  |  |  | 9795.2055 |  |  |  |  | 4129.0396 | 4457.2121 | 4785.3846 | 5113.5571 | 5441.7296 | 12608.4157 | 12267.7796 | 11927.1435 | 11586.5074 | 11245.8714 |  | 0.64589 |  |  |  |  | 1 | 1 | 1 | 1 | 1 | [5 empty] | 2.426 | 4.2839 | 570.7763 | 26826.484 | 684.9315 | 0.1079 | 0.098457 | 0.045493 | 0.042493 | 0.044369 | 0.1079 | 0.098457 | 0.045493 | 0.042493 | 0.044369 | 100000 | 100000 | 0 | 0 | 0
6711 |  |  |  | 9795.2055 |  |  |  |  | 3773.4956 | 4222.4981 | 4671.5006 | 5120.5031 | 5569.5056 | 12780.572 | 12435.2849 | 12089.9977 | 11744.7106 | 11399.4234 |  | 0.51877 |  |  |  |  | 1 | 1 | 1 | 1 | 1 | [5 empty] | 2.514 | 5.1044 | 570.7763 | 26826.484 | 684.9315 | 0.10807 | 0.098665 | 0.045523 | 0.042697 | 0.044474 | 0.10807 | 0.098665 | 0.045523 | 0.042697 | 0.044474 | 100000 | 100000 | 0 | 0 | 0
6712 |  |  |  | 9795.2055 |  |  |  |  | 3775.247 | 4412.5345 | 5049.822 | 5687.1095 | 6324.397 | 13358.1461 | 12997.2549 | 12636.3637 | 12275.4724 | 11914.5812 |  | 0.33428 |  |  |  |  | 1 | 1 | 1 | 1 | 1 | [5 empty] | 3.4677 | 5.1229 | 570.7763 | 26826.484 | 684.9315 | 0.10846 | 0.10346 | 0.054454 | 0.047846 | 0.045662 | 0.10846 | 0.10346 | 0.054454 | 0.047846 | 0.045662 | 100000 | 100000 | 0 | 0 | 0
6713 |  |  |  | 9795.2055 |  |  |  |  | 4464.442 | 5227.262 | 5990.082 | 6752.902 | 7515.722 | 14125.1854 | 13743.5714 | 13361.9574 | 12980.3434 | 12598.7294 |  | 0.07079 |  |  |  |  | 1 | 1 | 1 | 1 | 1 | [5 empty] | 5.0594 | 5.4027 | 570.7763 | 26826.484 | 684.9315 | 0.10874 | 0.10422 | 0.083512 | 0.051577 | 0.049389 | 0.10874 | 0.10422 | 0.083512 | 0.051577 | 0.049389 | 100000 | 100000 | 0 | 0 | 0
6714 |  |  |  | 9795.2055 |  |  |  |  | 5458.389 | 6299.8556 | 7141.3223 | 7982.789 | 8824.2556 | 15161.5248 | 14751.9125 | 14342.3002 | 13932.6879 | 13523.0755 |  | 0 |  |  |  |  | 1 | 1 | 1 | 1 | 1 | [5 empty] | 7.4385 | 7.474 | 570.7763 | 26826.484 | 684.9315 | 0.10801 | 0.1023 | 0.055728 | 0.051015 | 0.047926 | 0.10801 | 0.1023 | 0.055728 | 0.051015 | 0.047926 | 100000 | 100000 | 0 | 0 | 0
6715 |  |  |  | 9795.2055 |  |  |  |  | 6334.1132 | 7109.5832 | 7885.0532 | 8660.5232 | 9435.9932 | 16465.5569 | 16020.7141 | 15575.8713 | 15131.0285 | 14686.1857 |  | 0 |  |  |  |  | 1 | 1 | 1 | 1 | 1 | [5 empty] | 7.7644 | 9.2065 | 570.7763 | 26826.484 | 684.9315 | 0.10702 | 0.10075 | 0.050995 | 0.047763 | 0.045832 | 0.10702 | 0.10075 | 0.050995 | 0.047763 | 0.045832 | 100000 | 100000 | 0 | 0 | 0
6716 |  |  |  | 9795.2055 |  |  |  |  | 6083.656 | 6693.9127 | 7304.1694 | 7914.426 | 8524.6827 | 16442.1912 | 15997.9797 | 15553.7682 | 15109.5566 | 14665.3451 |  | 0 |  |  |  |  | 1 | 1 | 1 | 1 | 1 | [5 empty] | 7.5278 | 10.3205 | 570.7763 | 26826.484 | 684.9315 | 0.10685 | 0.09868 | 0.049992 | 0.045535 | 0.04583 | 0.10685 | 0.09868 | 0.049992 | 0.045535 | 0.04583 | 100000 | 100000 | 0 | 0 | 0
6717 |  |  |  | 9795.2055 |  |  |  |  | 5362.0593 | 5889.351 | 6416.6426 | 6943.9343 | 7471.226 | 15282.314 | 14869.4384 | 14456.5627 | 14043.6871 | 13630.8115 |  | 0 |  |  |  |  | 1 | 1 | 1 | 1 | 1 | [5 empty] | 6.7173 | 9.7069 | 570.7763 | 26826.484 | 684.9315 | 0.10312 | 0.09328 | 0.044203 | 0.043316 | 0.044592 | 0.10312 | 0.09328 | 0.044203 | 0.043316 | 0.044592 | 100000 | 100000 | 0 | 0 | 0
6718 |  |  |  | 9795.2055 |  |  |  |  | 4963.6048 | 5423.3873 | 5883.1698 | 6342.9523 | 6802.7348 | 11625.6104 | 11311.5263 | 10997.4423 | 10683.3582 | 10369.2741 |  | 0 |  |  |  |  | 1 | 1 | 1 | 1 | 1 | [5 empty] | 6.2811 | 9.0613 | 570.7763 | 26826.484 | 684.9315 | 0.10195 | 0.087306 | 0.042768 | 0.042874 | 0.044357 | 0.10195 | 0.087306 | 0.042768 | 0.042874 | 0.044357 | 100000 | 100000 | 0 | 0 | 0
6719 |  |  |  | 9795.2055 |  |  |  |  | 3470.495 | 3847.89 | 4225.285 | 4602.68 | 4980.075 | 6854.1534 | 6668.9777 | 6483.802 | 6298.6264 | 6113.4507 |  | 0 |  |  |  |  | 1 | 1 | 1 | 1 | 1 | [5 empty] | 4.7311 | 8.2746 | 570.7763 | 26826.484 | 684.9315 | 0.099143 | 0.085847 | 0.042716 | 0.042765 | 0.044257 | 0.099143 | 0.085847 | 0.042716 | 0.042765 | 0.044257 | 100000 | 100000 | 0 | 0 | 0
6720 |  |  |  | 9795.2055 |  |  |  |  | 2437.8055 | 2637.8605 | 2837.9155 | 3037.9705 | 3238.0255 | 5015.8891 | 4880.377 | 4744.8649 | 4609.3528 | 4473.8407 |  | 0 |  |  |  |  | 1 | 1 | 1 | 1 | 1 | [5 empty] | 3.271 | 7.9162 | 570.7763 | 26826.484 | 684.9315 | 0.09914 | 0.082644 | 0.042687 | 0.042746 | 0.044225 | 0.09914 | 0.082644 | 0.042687 | 0.042746 | 0.044225 | 100000 | 100000 | 0 | 0 | 0
6721 |  |  |  | 9795.2055 |  |  |  |  | 1823.2992 | 1921.965 | 2020.6308 | 2119.2967 | 2217.9625 | 5374.2466 | 5229.0529 | 5083.8592 | 4938.6655 | 4793.4719 |  | 0 |  |  |  |  | 1 | 1 | 1 | 1 | 1 | [5 empty] | 1.3883 | 7.705 | 570.7763 | 26826.484 | 684.9315 | 0.099174 | 0.082172 | 0.042686 | 0.04278 | 0.044237 | 0.099174 | 0.082172 | 0.042686 | 0.04278 | 0.044237 | 100000 | 100000 | 0 | 0 | 0
6722 |  |  |  | 9795.2055 |  |  |  |  | 1562.1999 | 1611.8624 | 1661.5249 | 1711.1874 | 1760.8499 | 5593.5925 | 5442.4728 | 5291.3531 | 5140.2335 | 4989.1138 |  | 0 |  |  |  |  | 1 | 1 | 1 | 1 | 1 | [5 empty] | 0.40879 | 7.7975 | 570.7763 | 26826.484 | 684.9315 | 0.099232 | 0.083724 | 0.042812 | 0.042838 | 0.044245 | 0.099232 | 0.083724 | 0.042812 | 0.042838 | 0.044245 | 100000 | 100000 | 0 | 0 | 0
6723 |  |  |  | 9795.2055 |  |  |  |  | 1530.5515 | 1571.799 | 1613.0465 | 1654.294 | 1695.5415 | 6567.2974 | 6389.8716 | 6212.4458 | 6035.02 | 5857.5942 |  | 0 |  |  |  |  | 1 | 1 | 1 | 1 | 1 | [5 empty] | 0.35244 | 7.4477 | 570.7763 | 26826.484 | 684.9315 | 0.099147 | 0.082609 | 0.04268 | 0.042788 | 0.044191 | 0.099147 | 0.082609 | 0.04268 | 0.042788 | 0.044191 | 100000 | 100000 | 0 | 0 | 0
6724 |  |  |  | 9795.2055 |  |  |  |  | 1680.8814 | 1721.1664 | 1761.4514 | 1801.7364 | 1842.0214 | 9290.1941 | 9039.205 | 8788.2159 | 8537.2267 | 8286.2376 |  | 0 |  |  |  |  | 1 | 1 | 1 | 1 | 1 | [5 empty] | 0.53984 | 7.5933 | 570.7763 | 26826.484 | 684.9315 | 0.09727 | 0.077451 | 0.041115 | 0.042161 | 0.04371 | 0.09727 | 0.077451 | 0.041115 | 0.042161 | 0.04371 | 100000 | 100000 | 0 | 0 | 0
6725 |  |  |  | 9795.2055 |  |  |  |  | 2312.9702 | 2353.8052 | 2394.6402 | 2435.4752 | 2476.3102 | 15508.8856 | 15089.8888 | 14670.892 | 14251.8952 | 13832.8983 |  | 0 |  |  |  |  | 1 | 1 | 1 | 1 | 1 | [5 empty] | 0.95822 | 7.7177 | 570.7763 | 26826.484 | 684.9315 | 0.10018 | 0.082631 | 0.041748 | 0.04293 | 0.044211 | 0.10018 | 0.082631 | 0.041748 | 0.04293 | 0.044211 | 100000 | 100000 | 0 | 0 | 0
6726 |  |  |  | 9795.2055 |  |  |  |  | 3621.1038 | 3664.6888 | 3708.2738 | 3751.8588 | 3795.4438 | 18992.4346 | 18479.3243 | 17966.2139 | 17453.1036 | 16939.9932 |  | 0 |  |  |  |  | 1 | 1 | 1 | 1 | 1 | [5 empty] | 0.87905 | 8.8582 | 570.7763 | 26826.484 | 684.9315 | 0.10333 | 0.083236 | 0.044921 | 0.043791 | 0.04443 | 0.10333 | 0.083236 | 0.044921 | 0.043791 | 0.04443 | 100000 | 100000 | 0 | 0 | 0
6727 |  |  |  | 9795.2055 |  |  |  |  | 4461.5445 | 4503.892 | 4546.2395 | 4588.587 | 4630.9345 | 19126.6464 | 18609.9101 | 18093.1738 | 17576.4375 | 17059.7012 |  | 0.01941 |  |  |  |  | 1 | 1 | 1 | 1 | 1 | [5 empty] | 1.1457 | 9.7731 | 570.7763 | 26826.484 | 684.9315 | 0.1051 | 0.085565 | 0.047576 | 0.044675 | 0.045078 | 0.1051 | 0.085565 | 0.047576 | 0.044675 | 0.045078 | 100000 | 100000 | 0 | 0 | 0
6728 |  |  |  | 9795.2055 |  |  |  |  | 3925.28 | 3975.6025 | 4025.925 | 4076.2475 | 4126.57 | 16768.7778 | 16315.743 | 15862.7082 | 15409.6734 | 14956.6386 |  | 0.11317 |  |  |  |  | 1 | 1 | 1 | 1 | 1 | [5 empty] | 1.8031 | 9.838 | 570.7763 | 26826.484 | 684.9315 | 0.10559 | 0.080107 | 0.041596 | 0.041947 | 0.044051 | 0.10559 | 0.080107 | 0.041596 | 0.041947 | 0.044051 | 100000 | 100000 | 0 | 0 | 0
6729 |  |  |  | 9795.2055 |  |  |  |  | 3715.1698 | 3790.9023 | 3866.6348 | 3942.3673 | 4018.0998 | 15545.8118 | 15125.8174 | 14705.8229 | 14285.8285 | 13865.834 |  | 0.34389 |  |  |  |  | 1 | 1 | 1 | 1 | 1 | [5 empty] | 2.6952 | 9.4025 | 570.7763 | 26826.484 | 684.9315 | 0.10268 | 0.069234 | 0.039198 | 0.038233 | 0.042175 | 0.10268 | 0.069234 | 0.039198 | 0.038233 | 0.042175 | 100000 | 100000 | 0 | 0 | 0
6730 |  |  |  | 9795.2055 |  |  |  |  | 3869.8953 | 3980.0003 | 4090.1053 | 4200.2103 | 4310.3153 | 14458.9284 | 14068.2978 | 13677.6672 | 13287.0366 | 12896.406 |  | 0.51749 |  |  |  |  | 1 | 1 | 1 | 1 | 1 | [5 empty] | 2.1134 | 8.7508 | 570.7763 | 26826.484 | 684.9315 | 0.098784 | 0.053546 | 0.03358 | 0.035014 | 0.037535 | 0.098784 | 0.053546 | 0.03358 | 0.035014 | 0.037535 | 100000 | 100000 | 0 | 0 | 0
6731 |  |  |  | 9795.2055 |  |  |  |  | 4373.6323 | 4531.4756 | 4689.3189 | 4847.1623 | 5005.0056 | 13246.5262 | 12888.6506 | 12530.7749 | 12172.8993 | 11815.0237 |  | 0.6609 |  |  |  |  | 1 | 1 | 1 | 1 | 1 | [5 empty] | 0.96107 | 9.6496 | 570.7763 | 26826.484 | 684.9315 | 0.096384 | 0.050871 | 0.032555 | 0.03404 | 0.036161 | 0.096384 | 0.050871 | 0.032555 | 0.03404 | 0.036161 | 100000 | 100000 | 0 | 0 | 0
6732 |  |  |  | 9795.2055 |  |  |  |  | 4404.4015 | 4602.394 | 4800.3865 | 4998.379 | 5196.3715 | 12621.8621 | 12280.8627 | 11939.8633 | 11598.864 | 11257.8646 |  | 0.7298 |  |  |  |  | 1 | 1 | 1 | 1 | 1 | [5 empty] | 0.84658 | 10.5611 | 570.7763 | 26826.484 | 684.9315 | 0.096396 | 0.050319 | 0.032554 | 0.034043 | 0.03616 | 0.096396 | 0.050319 | 0.032554 | 0.034043 | 0.03616 | 100000 | 100000 | 0 | 0 | 0
6733 |  |  |  | 9795.2055 |  |  |  |  | 4317.3685 | 4577.8385 | 4838.3085 | 5098.7785 | 5359.2485 | 12347.9208 | 12014.3223 | 11680.7239 | 11347.1255 | 11013.5271 |  | 0.70546 |  |  |  |  | 1 | 1 | 1 | 1 | 1 | [5 empty] | 0.79154 | 10.4824 | 570.7763 | 26826.484 | 684.9315 | 0.096466 | 0.051205 | 0.03259 | 0.03405 | 0.036145 | 0.096466 | 0.051205 | 0.03259 | 0.03405 | 0.036145 | 100000 | 100000 | 0 | 0 | 0
6734 |  |  |  | 9795.2055 |  |  |  |  | 4145.0605 | 4464.653 | 4784.2455 | 5103.838 | 5423.4305 | 12046.9935 | 11721.5251 | 11396.0567 | 11070.5883 | 10745.12 |  | 0.61665 |  |  |  |  | 1 | 1 | 1 | 1 | 1 | [5 empty] | 0.57848 | 10.5988 | 570.7763 | 26826.484 | 684.9315 | 0.096218 | 0.051623 | 0.032657 | 0.034059 | 0.036164 | 0.096218 | 0.051623 | 0.032657 | 0.034059 | 0.036164 | 100000 | 100000 | 0 | 0 | 0
6735 |  |  |  | 9795.2055 |  |  |  |  | 3788.137 | 4228.5595 | 4668.982 | 5109.4045 | 5549.827 | 12211.2147 | 11881.3096 | 11551.4046 | 11221.4995 | 10891.5944 |  | 0.48537 |  |  |  |  | 1 | 1 | 1 | 1 | 1 | [5 empty] | 0.70288 | 10.7329 | 570.7763 | 26826.484 | 684.9315 | 0.097096 | 0.061844 | 0.033049 | 0.035001 | 0.036308 | 0.097096 | 0.061844 | 0.033049 | 0.035001 | 0.036308 | 100000 | 100000 | 0 | 0 | 0
6736 |  |  |  | 9795.2055 |  |  |  |  | 3789.8952 | 4406.5594 | 5023.2236 | 5639.8877 | 6256.5519 | 12762.5557 | 12417.7553 | 12072.9549 | 11728.1545 | 11383.354 |  | 0.29799 |  |  |  |  | 1 | 1 | 1 | 1 | 1 | [5 empty] | 0.88778 | 11.0994 | 570.7763 | 26826.484 | 684.9315 | 0.10057 | 0.072379 | 0.037598 | 0.04152 | 0.043463 | 0.10057 | 0.072379 | 0.037598 | 0.04152 | 0.043463 | 100000 | 100000 | 0 | 0 | 0
6737 |  |  |  | 9795.2055 |  |  |  |  | 4481.7643 | 5255.0343 | 6028.3043 | 6801.5743 | 7574.8443 | 13495.1636 | 13130.5707 | 12765.9777 | 12401.3847 | 12036.7917 |  | 0.07875 |  |  |  |  | 1 | 1 | 1 | 1 | 1 | [5 empty] | 2.3216 | 11.5499 | 570.7763 | 26826.484 | 684.9315 | 0.10332 | 0.077248 | 0.042362 | 0.043387 | 0.044384 | 0.10332 | 0.077248 | 0.042362 | 0.043387 | 0.044384 | 100000 | 100000 | 0 | 0 | 0
6738 |  |  |  | 9795.2055 |  |  |  |  | 5479.5678 | 6288.0362 | 7096.5045 | 7904.9728 | 8713.4412 | 14485.2907 | 14093.9479 | 13702.6051 | 13311.2623 | 12919.9195 |  | 0 |  |  |  |  | 1 | 1 | 1 | 1 | 1 | [5 empty] | 6.0646 | 11.1505 | 570.7763 | 26826.484 | 684.9315 | 0.10252 | 0.074201 | 0.043226 | 0.043167 | 0.044312 | 0.10252 | 0.074201 | 0.043226 | 0.043167 | 0.044312 | 100000 | 100000 | 0 | 0 | 0
6739 |  |  |  | 9795.2055 |  |  |  |  | 6358.6899 | 7113.4807 | 7868.2716 | 8623.0624 | 9377.8532 | 15731.1607 | 15306.1587 | 14881.1568 | 14456.1549 | 14031.1529 |  | 0 |  |  |  |  | 1 | 1 | 1 | 1 | 1 | [5 empty] | 8.6754 | 11.7833 | 570.7763 | 26826.484 | 684.9315 | 0.10154 | 0.068616 | 0.037996 | 0.042937 | 0.0442 | 0.10154 | 0.068616 | 0.037996 | 0.042937 | 0.0442 | 100000 | 100000 | 0 | 0 | 0
6740 |  |  |  | 9795.2055 |  |  |  |  | 6107.261 | 6725.8768 | 7344.4926 | 7963.1085 | 8581.7243 | 15709.5038 | 15285.087 | 14860.6701 | 14436.2533 | 14011.8365 |  | 0 |  |  |  |  | 1 | 1 | 1 | 1 | 1 | [5 empty] | 8.2712 | 11.148 | 570.7763 | 26826.484 | 684.9315 | 0.10059 | 0.067484 | 0.036811 | 0.042472 | 0.044152 | 0.10059 | 0.067484 | 0.036811 | 0.042472 | 0.044152 | 100000 | 100000 | 0 | 0 | 0
6741 |  |  |  | 9795.2055 |  |  |  |  | 5382.8644 | 5922.6686 | 6462.4727 | 7002.2769 | 7542.0811 | 14602.1163 | 14207.6172 | 13813.1182 | 13418.6192 | 13024.1202 |  | 0 |  |  |  |  | 1 | 1 | 1 | 1 | 1 | [5 empty] | 7.5308 | 11.0808 | 570.7763 | 26826.484 | 684.9315 | 0.096564 | 0.066266 | 0.035835 | 0.042358 | 0.043656 | 0.096564 | 0.066266 | 0.035835 | 0.042358 | 0.043656 | 100000 | 100000 | 0 | 0 | 0
6742 |  |  |  | 9795.2055 |  |  |  |  | 4982.8639 | 5444.158 | 5905.4522 | 6366.7464 | 6828.0405 | 11109.7798 | 10809.6317 | 10509.4836 | 10209.3356 | 9909.1875 |  | 0 |  |  |  |  | 1 | 1 | 1 | 1 | 1 | [5 empty] | 5.7818 | 10.8835 | 570.7763 | 26826.484 | 684.9315 | 0.094441 | 0.065609 | 0.034716 | 0.042319 | 0.043619 | 0.094441 | 0.065609 | 0.034716 | 0.042319 | 0.043619 | 100000 | 100000 | 0 | 0 | 0
6743 |  |  |  | 9795.2055 |  |  |  |  | 3483.9607 | 3894.9599 | 4305.9591 | 4716.9582 | 5127.9574 | 6551.5932 | 6374.5917 | 6197.5901 | 6020.5886 | 5843.587 |  | 0 |  |  |  |  | 1 | 1 | 1 | 1 | 1 | [5 empty] | 3.6683 | 10.4834 | 570.7763 | 26826.484 | 684.9315 | 0.093629 | 0.065376 | 0.034491 | 0.042147 | 0.043096 | 0.093628 | 0.065376 | 0.034491 | 0.042147 | 0.043096 | 100000 | 100000 | 0 | 0 | 0
6744 |  |  |  | 9795.2055 |  |  |  |  | 2696.1772 | 3011.7547 | 3327.3322 | 3642.9097 | 3958.4872 | 5036.4554 | 4900.3877 | 4764.32 | 4628.2522 | 4492.1845 |  | 0 |  |  |  |  | 1 | 1 | 1 | 1 | 1 | [5 empty] | 3.2388 | 10.6271 | 570.7763 | 26826.484 | 684.9315 | 0.092623 | 0.065818 | 0.034538 | 0.042169 | 0.043114 | 0.092623 | 0.065818 | 0.034538 | 0.042169 | 0.043114 | 100000 | 100000 | 0 | 0 | 0
6745 |  |  |  | 9795.2055 |  |  |  |  | 1940.7181 | 2113.3831 | 2286.0481 | 2458.7131 | 2631.3781 | 5396.3432 | 5250.5525 | 5104.7619 | 4958.9712 | 4813.1806 |  | 0 |  |  |  |  | 1 | 1 | 1 | 1 | 1 | [5 empty] | 1.6435 | 10.4368 | 570.7763 | 26826.484 | 684.9315 | 0.092387 | 0.065975 | 0.034537 | 0.042183 | 0.043115 | 0.092387 | 0.065975 | 0.034537 | 0.042183 | 0.043115 | 100000 | 100000 | 0 | 0 | 0
6746 |  |  |  | 9795.2055 |  |  |  |  | 1562.1059 | 1670.0659 | 1778.0259 | 1885.9859 | 1993.9459 | 5616.6374 | 5464.8952 | 5313.1529 | 5161.4107 | 5009.6684 |  | 0 |  |  |  |  | 1 | 1 | 1 | 1 | 1 | [5 empty] | 1.7152 | 10.3488 | 570.7763 | 26826.484 | 684.9315 | 0.092787 | 0.067677 | 0.034552 | 0.042201 | 0.043115 | 0.092787 | 0.067677 | 0.034552 | 0.042201 | 0.043115 | 100000 | 100000 | 0 | 0 | 0
6747 |  |  |  | 9795.2055 |  |  |  |  | 1487.0896 | 1545.7996 | 1604.5096 | 1663.2196 | 1721.9296 | 6594.3696 | 6416.2124 | 6238.0552 | 6059.898 | 5881.7408 |  | 0 |  |  |  |  | 1 | 1 | 1 | 1 | 1 | [5 empty] | 1.792 | 10.7032 | 570.7763 | 26826.484 | 684.9315 | 0.092087 | 0.066238 | 0.034559 | 0.042193 | 0.043136 | 0.092087 | 0.066238 | 0.034559 | 0.042193 | 0.043136 | 100000 | 100000 | 0 | 0 | 0
6748 |  |  |  | 9795.2055 |  |  |  |  | 1600.0554 | 1649.2229 | 1698.3904 | 1747.5579 | 1796.7254 | 9328.4723 | 9076.449 | 8824.4257 | 8572.4025 | 8320.3792 |  | 0 |  |  |  |  | 1 | 1 | 1 | 1 | 1 | [5 empty] | 2.2742 | 11.0188 | 570.7763 | 26826.484 | 684.9315 | 0.086888 | 0.057373 | 0.029503 | 0.038567 | 0.040783 | 0.086888 | 0.057373 | 0.029503 | 0.038567 | 0.040783 | 100000 | 100000 | 0 | 0 | 0
6749 |  |  |  | 9795.2055 |  |  |  |  | 1961.0166 | 2011.1741 | 2061.3316 | 2111.4891 | 2161.6466 | 15573.0377 | 15152.3077 | 14731.5777 | 14310.8477 | 13890.1178 |  | 0 |  |  |  |  | 1 | 1 | 1 | 1 | 1 | [5 empty] | 2.1345 | 11.1253 | 570.7763 | 26826.484 | 684.9315 | 0.087817 | 0.055179 | 0.029488 | 0.040215 | 0.041369 | 0.087817 | 0.055179 | 0.029489 | 0.040215 | 0.041369 | 100000 | 100000 | 0 | 0 | 0
6750 |  |  |  | 9795.2055 |  |  |  |  | 2615.8656 | 2657.8006 | 2699.7356 | 2741.6706 | 2783.6056 | 19071.1084 | 18555.8726 | 18040.6367 | 17525.4009 | 17010.165 |  | 0 |  |  |  |  | 1 | 1 | 1 | 1 | 1 | [5 empty] | 2.0509 | 11.5382 | 570.7763 | 26826.484 | 684.9315 | 0.088908 | 0.059788 | 0.031184 | 0.041865 | 0.043281 | 0.088908 | 0.059788 | 0.031184 | 0.041865 | 0.043281 | 100000 | 100000 | 0 | 0 | 0
6751 |  |  |  | 9795.2055 |  |  |  |  | 3363.3818 | 3404.3543 | 3445.3268 | 3486.2993 | 3527.2718 | 19206.0245 | 18687.1437 | 18168.2629 | 17649.382 | 17130.5012 |  | 0.01696 |  |  |  |  | 1 | 1 | 1 | 1 | 1 | [5 empty] | 1.8141 | 11.8022 | 570.7763 | 26826.484 | 684.9315 | 0.08957 | 0.060678 | 0.032653 | 0.041564 | 0.043323 | 0.08957 | 0.060678 | 0.032653 | 0.041564 | 0.043323 | 100000 | 100000 | 0 | 0 | 0
6752 |  |  |  | 9795.2055 |  |  |  |  | 3635.2059 | 3709.4534 | 3783.7009 | 3857.9484 | 3932.1959 | 16838.2185 | 16383.3076 | 15928.3968 | 15473.486 | 15018.5752 |  | 0.14248 |  |  |  |  | 1 | 1 | 1 | 1 | 1 | [5 empty] | 1.265 | 11.7176 | 570.7763 | 26826.484 | 684.9315 | 0.087635 | 0.037181 | 0.023431 | 0.031372 | 0.035764 | 0.087635 | 0.037181 | 0.023431 | 0.031372 | 0.035764 | 100000 | 100000 | 0 | 0 | 0
6753 |  |  |  | 9795.2055 |  |  |  |  | 4265.3435 | 4388.2635 | 4511.1835 | 4634.1035 | 4757.0235 | 15610.1533 | 15188.4206 | 14766.6879 | 14344.9551 | 13923.2224 |  | 0.27963 |  |  |  |  | 1 | 1 | 1 | 1 | 1 | [5 empty] | 0.939 | 11.3327 | 570.7763 | 26826.484 | 684.9315 | 0.076899 | 0.0030231 | 0.0011808 | 0.0036918 | 0.0044519 | 0.076899 | 0.0030231 | 0.0011808 | 0.0036918 | 0.0044519 | 100000 | 100000 | 0 | 0 | 0
6754 |  |  |  | 9795.2055 |  |  |  |  | 4705.7338 | 4946.9813 | 5188.2288 | 5429.4763 | 5670.7238 | 14518.7356 | 14126.4892 | 13734.2428 | 13341.9965 | 12949.7501 |  | 0.48871 |  |  |  |  | 1 | 1 | 1 | 1 | 1 | [5 empty] | 0.096652 | 11.1243 | 570.7763 | 26826.484 | 684.9315 | 0.075261 | 0.00082841 | 0.00088256 | 0.00091985 | 0.00091586 | 0.075261 | 0.00082841 | 0.00088256 | 0.00091985 | 0.00091586 | 100000 | 100000 | 0 | 0 | 0
6755 |  |  |  | 9795.2055 |  |  |  |  | 5285.5664 | 5589.0714 | 5892.5764 | 6196.0814 | 6499.5864 | 13301.2705 | 12941.9159 | 12582.5613 | 12223.2066 | 11863.852 |  | 0.69798 |  |  |  |  | 1 | 1 | 1 | 1 | 1 | [5 empty] | 0.13622 | 10.9639 | 570.7763 | 26826.484 | 684.9315 | 0.074731 | 0.00083243 | 0.00088024 | 0.00091518 | 0.00091158 | 0.074731 | 0.00083243 | 0.00088024 | 0.00091518 | 0.00091158 | 100000 | 100000 | 0 | 0 | 0
6756 |  |  |  | 9795.2055 |  |  |  |  | 5184.9562 | 5621.5295 | 6058.1028 | 6494.6762 | 6931.2495 | 12673.9802 | 12331.5728 | 11989.1654 | 11646.758 | 11304.3506 |  | 0.72168 |  |  |  |  | 1 | 1 | 1 | 1 | 1 | [5 empty] | 0.51422 | 10.8951 | 570.7763 | 26826.484 | 684.9315 | 0.075248 | 0.00083358 | 0.00088106 | 0.00090981 | 0.00091221 | 0.075248 | 0.00083358 | 0.00088106 | 0.00090981 | 0.00091221 | 100000 | 100000 | 0 | 0 | 0
6757 |  |  |  | 9795.2055 |  |  |  |  | 4962.5547 | 5462.1005 | 5961.6463 | 6461.1922 | 6960.738 | 12398.9237 | 12063.9474 | 11728.9711 | 11393.9947 | 11059.0184 |  | 0.68342 |  |  |  |  | 1 | 1 | 1 | 1 | 1 | [5 empty] | 0.55395 | 11.0738 | 570.7763 | 26826.484 | 684.9315 | 0.075177 | 0.00083179 | 0.00087285 | 0.00090276 | 0.00090925 | 0.075177 | 0.00083179 | 0.00087284 | 0.00090276 | 0.00090925 | 100000 | 100000 | 0 | 0 | 0
6758 |  |  |  | 9795.2055 |  |  |  |  | 5129.3558 | 5640.9741 | 6152.5925 | 6664.2108 | 7175.8291 | 12096.7747 | 11769.9614 | 11443.1481 | 11116.3348 | 10789.5215 |  | 0.58053 |  |  |  |  | 1 | 1 | 1 | 1 | 1 | [5 empty] | 0.58301 | 11.3363 | 570.7763 | 26826.484 | 684.9315 | 0.075298 | 0.00081601 | 0.0008584 | 0.00088515 | 0.00089062 | 0.075298 | 0.00081601 | 0.0008584 | 0.00088515 | 0.00089062 | 100000 | 100000 | 0 | 0 | 0
6759 |  |  |  | 9795.2055 |  |  |  |  | 5261.7377 | 5751.3827 | 6241.0277 | 6730.6727 | 7220.3177 | 12261.6992 | 11930.4302 | 11599.1612 | 11267.8922 | 10936.6232 |  | 0.45999 |  |  |  |  | 1 | 1 | 1 | 1 | 1 | [5 empty] | 0.96649 | 11.2191 | 570.7763 | 26826.484 | 684.9315 | 0.07895 | 0.0054543 | 0.0014652 | 0.011588 | 0.01168 | 0.07895 | 0.0054543 | 0.0014653 | 0.011588 | 0.01168 | 100000 | 100000 | 0 | 0 | 0
6760 |  |  |  | 9795.2055 |  |  |  |  | 5452.3675 | 5926.0634 | 6399.7592 | 6873.455 | 7347.1509 | 12815.3657 | 12469.1386 | 12122.9114 | 11776.6843 | 11430.4571 |  | 0.22901 |  |  |  |  | 1 | 1 | 1 | 1 | 1 | [5 empty] | 1.569 | 11.5991 | 570.7763 | 26826.484 | 684.9315 | 0.091472 | 0.027499 | 0.030466 | 0.033383 | 0.035686 | 0.091472 | 0.027499 | 0.030466 | 0.033383 | 0.035686 | 100000 | 100000 | 0 | 0 | 0
6761 |  |  |  | 9795.2055 |  |  |  |  | 6085.1528 | 6591.6828 | 7098.2128 | 7604.7428 | 8111.2728 | 13551.0264 | 13184.9242 | 12818.822 | 12452.7198 | 12086.6176 |  | 0.03296 |  |  |  |  | 1 | 1 | 1 | 1 | 1 | [5 empty] | 2.8448 | 11.649 | 570.7763 | 26826.484 | 684.9315 | 0.092692 | 0.037827 | 0.037417 | 0.040524 | 0.042739 | 0.092692 | 0.037827 | 0.037417 | 0.040524 | 0.042739 | 100000 | 100000 | 0 | 0 | 0
6762 |  |  |  | 9795.2055 |  |  |  |  | 6632.3312 | 7143.8112 | 7655.2912 | 8166.7712 | 8678.2512 | 14545.251 | 14152.2883 | 13759.3256 | 13366.3629 | 12973.4001 |  | 0 |  |  |  |  | 1 | 1 | 1 | 1 | 1 | [5 empty] | 4.4659 | 11.8058 | 570.7763 | 26826.484 | 684.9315 | 0.092591 | 0.037443 | 0.03793 | 0.041052 | 0.042722 | 0.092591 | 0.037443 | 0.03793 | 0.041052 | 0.042722 | 100000 | 100000 | 0 | 0 | 0
6763 |  |  |  | 9795.2055 |  |  |  |  | 6813.2531 | 7280.5147 | 7747.7764 | 8215.0381 | 8682.2997 | 15796.2781 | 15369.5169 | 14942.7557 | 14515.9946 | 14089.2334 |  | 0 |  |  |  |  | 1 | 1 | 1 | 1 | 1 | [5 empty] | 6.1577 | 12.0503 | 570.7763 | 26826.484 | 684.9315 | 0.093302 | 0.03661 | 0.038167 | 0.041084 | 0.042755 | 0.093302 | 0.03661 | 0.038167 | 0.041084 | 0.042755 | 100000 | 100000 | 0 | 0 | 0
6764 |  |  |  | 9795.2055 |  |  |  |  | 6114.2768 | 6533.6077 | 6952.9385 | 7372.2693 | 7791.6002 | 15774.4704 | 15348.2984 | 14922.1264 | 14495.9544 | 14069.7824 |  | 0 |  |  |  |  | 1 | 1 | 1 | 1 | 1 | [5 empty] | 7.1499 | 11.8458 | 570.7763 | 26826.484 | 684.9315 | 0.093369 | 0.03675 | 0.038414 | 0.041106 | 0.042756 | 0.093369 | 0.03675 | 0.038414 | 0.041107 | 0.042756 | 100000 | 100000 | 0 | 0 | 0
6765 |  |  |  | 9795.2055 |  |  |  |  | 5285.5664 | 5670.7164 | 6055.8664 | 6441.0164 | 6826.1664 | 14662.4296 | 14266.3011 | 13870.1726 | 13474.0441 | 13077.9156 |  | 0 |  |  |  |  | 1 | 1 | 1 | 1 | 1 | [5 empty] | 6.5875 | 11.3144 | 570.7763 | 26826.484 | 684.9315 | 0.092825 | 0.036679 | 0.03807 | 0.041459 | 0.042739 | 0.092825 | 0.036679 | 0.03807 | 0.041459 | 0.042739 | 100000 | 100000 | 0 | 0 | 0
6766 |  |  |  | 9795.2055 |  |  |  |  | 5280.2711 | 5634.787 | 5989.3028 | 6343.8186 | 6698.3345 | 11155.5204 | 10854.1365 | 10552.7527 | 10251.3688 | 9949.985 |  | 0 |  |  |  |  | 1 | 1 | 1 | 1 | 1 | [5 empty] | 5.5413 | 10.6676 | 570.7763 | 26826.484 | 684.9315 | 0.092502 | 0.037335 | 0.03836 | 0.041366 | 0.043178 | 0.092502 | 0.037335 | 0.03836 | 0.041366 | 0.043178 | 100000 | 100000 | 0 | 0 | 0
6767 |  |  |  | 9795.2055 |  |  |  |  | 4079.1264 | 4417.5289 | 4755.9314 | 5094.3339 | 5432.7364 | 6578.424 | 6400.6976 | 6222.9712 | 6045.2447 | 5867.5183 |  | 0 |  |  |  |  | 1 | 1 | 1 | 1 | 1 | [5 empty] | 4.6566 | 9.8164 | 570.7763 | 26826.484 | 684.9315 | 0.092936 | 0.037418 | 0.038364 | 0.041347 | 0.043152 | 0.092936 | 0.037418 | 0.038364 | 0.041347 | 0.043152 | 100000 | 100000 | 0 | 0 | 0
6768 |  |  |  | 9795.2055 |  |  |  |  | 3057.5671 | 3415.548 | 3773.5288 | 4131.5096 | 4489.4905 | 5581.8136 | 5431.0121 | 5280.2107 | 5129.4093 | 4978.6078 |  | 0 |  |  |  |  | 1 | 1 | 1 | 1 | 1 | [5 empty] | 4.9171 | 9.3403 | 570.7763 | 26826.484 | 684.9315 | 0.092895 | 0.037391 | 0.038867 | 0.041371 | 0.043156 | 0.092895 | 0.037391 | 0.038867 | 0.041371 | 0.043156 | 100000 | 100000 | 0 | 0 | 0
6769 |  |  |  | 9795.2055 |  |  |  |  | 2334.5956 | 2658.5331 | 2982.4706 | 3306.4081 | 3630.3456 | 5982.3346 | 5820.7125 | 5659.0904 | 5497.4682 | 5335.8461 |  | 0 |  |  |  |  | 1 | 1 | 1 | 1 | 1 | [5 empty] | 6.0842 | 8.8958 | 570.7763 | 26826.484 | 684.9315 | 0.093385 | 0.03772 | 0.039064 | 0.041636 | 0.043135 | 0.093385 | 0.03772 | 0.039064 | 0.041636 | 0.043135 | 100000 | 100000 | 0 | 0 | 0
6770 |  |  |  | 9795.2055 |  |  |  |  | 1890.7123 | 2109.494 | 2328.2757 | 2547.0573 | 2765.839 | 6227.8197 | 6059.5654 | 5891.3111 | 5723.0568 | 5554.8025 |  | 0 |  |  |  |  | 1 | 1 | 1 | 1 | 1 | [5 empty] | 6.2902 | 9.3832 | 570.7763 | 26826.484 | 684.9315 | 0.09391 | 0.038061 | 0.039579 | 0.041964 | 0.043581 | 0.09391 | 0.038061 | 0.039579 | 0.041964 | 0.043581 | 100000 | 100000 | 0 | 0 | 0
6771 |  |  |  | 9795.2055 |  |  |  |  | 1778.191 | 1870.2577 | 1962.3244 | 2054.391 | 2146.4577 | 7312.3733 | 7114.8181 | 6917.2629 | 6719.7077 | 6522.1525 |  | 0 |  |  |  |  | 1 | 1 | 1 | 1 | 1 | [5 empty] | 5.98 | 9.262 | 570.7763 | 26826.484 | 684.9315 | 0.093734 | 0.038034 | 0.039423 | 0.041967 | 0.043586 | 0.093734 | 0.038034 | 0.039423 | 0.041967 | 0.043586 | 100000 | 100000 | 0 | 0 | 0
6772 |  |  |  | 9795.2055 |  |  |  |  | 1879.1944 | 1936.3644 | 1993.5344 | 2050.7044 | 2107.8744 | 10343.6626 | 10064.2124 | 9784.7621 | 9505.3119 | 9225.8617 |  | 0 |  |  |  |  | 1 | 1 | 1 | 1 | 1 | [5 empty] | 5.1499 | 9.3744 | 570.7763 | 26826.484 | 684.9315 | 0.087888 | 0.035102 | 0.036647 | 0.040464 | 0.043499 | 0.087888 | 0.035102 | 0.036647 | 0.040464 | 0.043499 | 100000 | 100000 | 0 | 0 | 0
6773 |  |  |  | 9795.2055 |  |  |  |  | 2161.8267 | 2202.6617 | 2243.4967 | 2284.3317 | 2325.1667 | 17274.6643 | 16807.9622 | 16341.2601 | 15874.558 | 15407.8559 |  | 0 |  |  |  |  | 1 | 1 | 1 | 1 | 1 | [5 empty] | 4.79 | 8.9067 | 570.7763 | 26826.484 | 684.9315 | 0.089901 | 0.035121 | 0.037315 | 0.041068 | 0.043502 | 0.089901 | 0.035121 | 0.037315 | 0.041068 | 0.043502 | 100000 | 100000 | 0 | 0 | 0
6774 |  |  |  | 9795.2055 |  |  |  |  | 2636.7197 | 2676.7297 | 2716.7397 | 2756.7497 | 2796.7597 | 21158.0213 | 20586.4043 | 20014.7872 | 19443.1701 | 18871.5531 |  | 0 |  |  |  |  | 1 | 1 | 1 | 1 | 1 | [5 empty] | 4.259 | 8.4486 | 570.7763 | 26826.484 | 684.9315 | 0.092681 | 0.036981 | 0.039053 | 0.041919 | 0.043524 | 0.092681 | 0.036981 | 0.039053 | 0.041919 | 0.043524 | 100000 | 100000 | 0 | 0 | 0
6775 |  |  |  | 9795.2055 |  |  |  |  | 3594.4798 | 3637.7898 | 3681.0998 | 3724.4098 | 3767.7198 | 21311.7512 | 20735.9808 | 20160.2105 | 19584.4402 | 19008.6699 |  | 0.00876 |  |  |  |  | 1 | 1 | 1 | 1 | 1 | [5 empty] | 3.8647 | 8.4327 | 570.7763 | 26826.484 | 684.9315 | 0.094993 | 0.038495 | 0.040505 | 0.042129 | 0.043506 | 0.094993 | 0.038495 | 0.040505 | 0.042129 | 0.043506 | 100000 | 100000 | 0 | 0 | 0
6776 |  |  |  | 9795.2055 |  |  |  |  | 4576.1617 | 4617.5467 | 4658.9317 | 4700.3167 | 4741.7017 | 18680.1936 | 18175.5189 | 17670.8443 | 17166.1696 | 16661.4949 |  | 0.01572 |  |  |  |  | 1 | 1 | 1 | 1 | 1 | [5 empty] | 4.3021 | 8.3588 | 570.7763 | 26826.484 | 684.9315 | 0.085304 | 0.031204 | 0.03366 | 0.03744 | 0.038917 | 0.085304 | 0.031204 | 0.03366 | 0.03744 | 0.038917 | 100000 | 100000 | 0 | 0 | 0
6777 |  |  |  | 9795.2055 |  |  |  |  | 5493.1661 | 5551.2986 | 5609.4311 | 5667.5636 | 5725.6961 | 17316.8364 | 16848.9949 | 16381.1535 | 15913.3121 | 15445.4706 |  | 0.09675 |  |  |  |  | 1 | 1 | 1 | 1 | 1 | [5 empty] | 3.9535 | 7.8992 | 570.7763 | 26826.484 | 684.9315 | 0.068121 | 0.0031646 | 0.0044934 | 0.013642 | 0.014433 | 0.068121 | 0.0031646 | 0.0044934 | 0.013642 | 0.014433 | 100000 | 100000 | 0 | 0 | 0
6778 |  |  |  | 9795.2055 |  |  |  |  | 6174.4959 | 6250.9709 | 6327.4459 | 6403.9209 | 6480.3959 | 16105.1135 | 15670.0086 | 15234.9038 | 14799.7989 | 14364.6941 |  | 0.05672 |  |  |  |  | 1 | 1 | 1 | 1 | 1 | [5 empty] | 3.3265 | 7.6232 | 570.7763 | 26826.484 | 684.9315 | 0.068507 | 0.0030267 | 0.0043877 | 0.0068858 | 0.0013422 | 0.068507 | 0.0030267 | 0.0043877 | 0.0068858 | 0.0013422 | 100000 | 100000 | 0 | 0 | 0
6779 |  |  |  | 9795.2055 |  |  |  |  | 6979.8649 | 7101.1349 | 7222.4049 | 7343.6749 | 7464.9449 | 14753.3129 | 14354.7291 | 13956.1453 | 13557.5614 | 13158.9776 |  | 0.07425 |  |  |  |  | 1 | 1 | 1 | 1 | 1 | [5 empty] | 4.7306 | 7.8489 | 570.7763 | 26826.484 | 684.9315 | 0.079946 | 0.0029199 | 0.0045867 | 0.0069065 | 0.0013658 | 0.079946 | 0.0029199 | 0.0045867 | 0.0069065 | 0.0013658 | 100000 | 100000 | 0 | 0 | 0
6780 |  |  |  | 9795.2055 |  |  |  |  | 6646.731 | 6821.1285 | 6995.526 | 7169.9235 | 7344.321 | 14056.3267 | 13676.573 | 13296.8193 | 12917.0657 | 12537.312 |  | 0.11848 |  |  |  |  | 1 | 1 | 1 | 1 | 1 | [5 empty] | 5.1347 | 7.7769 | 570.7763 | 26826.484 | 684.9315 | 0.081384 | 0.0029423 | 0.0046412 | 0.0066251 | 0.0013588 | 0.081384 | 0.0029423 | 0.0046412 | 0.0066251 | 0.0013589 | 100000 | 100000 | 0 | 0 | 0
6781 |  |  |  | 9795.2055 |  |  |  |  | 5883.8897 | 6128.7122 | 6373.5347 | 6618.3572 | 6863.1797 | 13751.7064 | 13380.1826 | 13008.6587 | 12637.1348 | 12265.6109 |  | 0.09056 |  |  |  |  | 1 | 1 | 1 | 1 | 1 | [5 empty] | 6.5517 | 7.194 | 570.7763 | 26826.484 | 684.9315 | 0.081484 | 0.0029323 | 0.0044806 | 0.0066062 | 0.0013625 | 0.081484 | 0.0029323 | 0.0044806 | 0.0066062 | 0.0013625 | 100000 | 100000 | 0 | 0 | 0
6782 |  |  |  | 9795.2055 |  |  |  |  | 5314.1952 | 5643.4127 | 5972.6302 | 6301.8477 | 6631.0652 | 13417.1694 | 13054.6835 | 12692.1977 | 12329.7119 | 11967.226 |  | 0.10667 |  |  |  |  | 1 | 1 | 1 | 1 | 1 | [5 empty] | 7.3604 | 6.9104 | 570.7763 | 26826.484 | 684.9315 | 0.080973 | 0.0029333 | 0.0045455 | 0.0065784 | 0.0013528 | 0.080973 | 0.0029333 | 0.0045455 | 0.0065784 | 0.0013528 | 100000 | 100000 | 0 | 0 | 0
6783 |  |  |  | 9795.2055 |  |  |  |  | 5004.9831 | 5310.6331 | 5616.2831 | 5921.9331 | 6227.5831 | 13600.7706 | 13233.3245 | 12865.8784 | 12498.4323 | 12130.9862 |  | 0.04426 |  |  |  |  | 1 | 1 | 1 | 1 | 1 | [5 empty] | 9.0196 | 6.8355 | 570.7763 | 26826.484 | 684.9315 | 0.082773 | 0.01281 | 0.012645 | 0.015981 | 0.021299 | 0.082773 | 0.01281 | 0.012645 | 0.015981 | 0.021299 | 100000 | 100000 | 0 | 0 | 0
6784 |  |  |  | 9795.2055 |  |  |  |  | 5042.1949 | 5396.7107 | 5751.2265 | 6105.7424 | 6460.2582 | 14216.1614 | 13832.0895 | 13448.0177 | 13063.9458 | 12679.874 |  | 0.1123 |  |  |  |  | 1 | 1 | 1 | 1 | 1 | [5 empty] | 11.3968 | 6.5224 | 570.7763 | 26826.484 | 684.9315 | 0.095289 | 0.037584 | 0.038802 | 0.039904 | 0.041975 | 0.095289 | 0.037584 | 0.038802 | 0.039904 | 0.041975 | 100000 | 100000 | 0 | 0 | 0
6785 |  |  |  | 9795.2055 |  |  |  |  | 5672.137 | 6086.6011 | 6501.0653 | 6915.5295 | 7329.9936 | 15032.8151 | 14626.68 | 14220.545 | 13814.41 | 13408.2749 |  | 0.08207 |  |  |  |  | 1 | 1 | 1 | 1 | 1 | [5 empty] | 14.6761 | 6.452 | 570.7763 | 26826.484 | 684.9315 | 0.1004 | 0.085626 | 0.051321 | 0.046174 | 0.04667 | 0.1004 | 0.085626 | 0.051321 | 0.046174 | 0.04667 | 100000 | 100000 | 0 | 0 | 0
6786 |  |  |  | 9795.2055 |  |  |  |  | 6186.8998 | 6678.5806 | 7170.2615 | 7661.9423 | 8153.6231 | 16135.7288 | 15699.7968 | 15263.8649 | 14827.9329 | 14392.0009 |  | 0 |  |  |  |  | 1 | 1 | 1 | 1 | 1 | [5 empty] | 17.2006 | 6.7699 | 570.7763 | 26826.484 | 684.9315 | 0.10096 | 0.089868 | 0.052276 | 0.04743 | 0.047188 | 0.10097 | 0.089868 | 0.052276 | 0.04743 | 0.047188 | 100000 | 100000 | 0 | 0 | 0
6787 |  |  |  | 9795.2055 |  |  |  |  | 6403.9685 | 6940.7476 | 7477.5268 | 8014.306 | 8551.0851 | 17523.5511 | 17050.1249 | 16576.6987 | 16103.2726 | 15629.8464 |  | 0 |  |  |  |  | 1 | 1 | 1 | 1 | 1 | [5 empty] | 18.3306 | 7.5877 | 570.7763 | 26826.484 | 684.9315 | 0.10184 | 0.090044 | 0.0515 | 0.047522 | 0.047265 | 0.10184 | 0.090044 | 0.0515 | 0.047522 | 0.047265 | 100000 | 100000 | 0 | 0 | 0
6788 |  |  |  | 9795.2055 |  |  |  |  | 5937.0493 | 6433.5143 | 6929.9793 | 7426.4443 | 7922.9093 | 17497.689 | 17024.9616 | 16552.2341 | 16079.5067 | 15606.7792 |  | 0 |  |  |  |  | 1 | 1 | 1 | 1 | 1 | [5 empty] | 19.0033 | 7.3664 | 570.7763 | 26826.484 | 684.9315 | 0.10199 | 0.090037 | 0.051507 | 0.047497 | 0.047276 | 0.10199 | 0.090037 | 0.051507 | 0.047497 | 0.047276 | 100000 | 100000 | 0 | 0 | 0
6789 |  |  |  | 9795.2055 |  |  |  |  | 5217.6218 | 5619.1618 | 6020.7018 | 6422.2418 | 6823.7818 | 16262.1542 | 15822.8066 | 15383.4591 | 14944.1115 | 14504.764 |  | 0 |  |  |  |  | 1 | 1 | 1 | 1 | 1 | [5 empty] | 18.9321 | 7.1103 | 570.7763 | 26826.484 | 684.9315 | 0.10224 | 0.090524 | 0.051494 | 0.047252 | 0.047237 | 0.10224 | 0.090524 | 0.051494 | 0.047252 | 0.047237 | 100000 | 100000 | 0 | 0 | 0
6790 |  |  |  | 9795.2055 |  |  |  |  | 4986.3772 | 5328.4639 | 5670.5505 | 6012.6372 | 6354.7239 | 12368.5921 | 12034.4352 | 11700.2783 | 11366.1214 | 11031.9646 |  | 0 |  |  |  |  | 1 | 1 | 1 | 1 | 1 | [5 empty] | 18.2788 | 6.5701 | 570.7763 | 26826.484 | 684.9315 | 0.10107 | 0.091462 | 0.051514 | 0.047346 | 0.047686 | 0.10107 | 0.091462 | 0.051514 | 0.047346 | 0.047686 | 100000 | 100000 | 0 | 0 | 0
6791 |  |  |  | 9795.2055 |  |  |  |  | 3611.3137 | 3872.6637 | 4134.0137 | 4395.3637 | 4656.7137 | 7289.8676 | 7092.9204 | 6895.9732 | 6699.026 | 6502.0788 |  | 0 |  |  |  |  | 1 | 1 | 1 | 1 | 1 | [5 empty] | 17.7364 | 6.5585 | 570.7763 | 26826.484 | 684.9315 | 0.10012 | 0.091458 | 0.05152 | 0.047322 | 0.047693 | 0.10012 | 0.091458 | 0.05152 | 0.047322 | 0.047693 | 100000 | 100000 | 0 | 0 | 0
6792 |  |  |  | 9795.2055 |  |  |  |  | 2466.4941 | 2663.1116 | 2859.7291 | 3056.3466 | 3252.9641 | 7127.9181 | 6935.3462 | 6742.7744 | 6550.2025 | 6357.6306 |  | 0 |  |  |  |  | 1 | 1 | 1 | 1 | 1 | [5 empty] | 16.8947 | 6.7853 | 570.7763 | 26826.484 | 684.9315 | 0.099756 | 0.091406 | 0.051529 | 0.047328 | 0.047705 | 0.099756 | 0.091406 | 0.051529 | 0.047328 | 0.047705 | 100000 | 100000 | 0 | 0 | 0
6793 |  |  |  | 9795.2055 |  |  |  |  | 1844.7561 | 1944.7411 | 2044.7261 | 2144.7111 | 2244.6961 | 7644.4069 | 7437.8813 | 7231.3557 | 7024.83 | 6818.3044 |  | 0 |  |  |  |  | 1 | 1 | 1 | 1 | 1 | [5 empty] | 16.3758 | 6.4047 | 570.7763 | 26826.484 | 684.9315 | 0.099741 | 0.091382 | 0.051551 | 0.047376 | 0.047701 | 0.099741 | 0.091382 | 0.051551 | 0.047376 | 0.047701 | 100000 | 100000 | 0 | 0 | 0
6794 |  |  |  | 9795.2055 |  |  |  |  | 1580.5842 | 1629.4217 | 1678.2592 | 1727.0967 | 1775.9342 | 7961.9284 | 7746.8245 | 7531.7205 | 7316.6166 | 7101.5126 |  | 0 |  |  |  |  | 1 | 1 | 1 | 1 | 1 | [5 empty] | 16.3468 | 5.9953 | 570.7763 | 26826.484 | 684.9315 | 0.099781 | 0.091408 | 0.051557 | 0.047393 | 0.047698 | 0.099781 | 0.091408 | 0.051557 | 0.047393 | 0.047698 | 100000 | 100000 | 0 | 0 | 0
6795 |  |  |  | 9795.2055 |  |  |  |  | 1548.5634 | 1589.9484 | 1631.3334 | 1672.7184 | 1714.1034 | 9349.7642 | 9097.1657 | 8844.5672 | 8591.9687 | 8339.3702 |  | 0 |  |  |  |  | 1 | 1 | 1 | 1 | 1 | [5 empty] | 16.0909 | 5.1808 | 570.7763 | 26826.484 | 684.9315 | 0.099782 | 0.091462 | 0.051529 | 0.04736 | 0.047679 | 0.099782 | 0.091462 | 0.051529 | 0.04736 | 0.047679 | 100000 | 100000 | 0 | 0 | 0
6796 |  |  |  | 9795.2055 |  |  |  |  | 1700.6624 | 1741.6349 | 1782.6074 | 1823.5799 | 1864.5524 | 13224.1101 | 12866.84 | 12509.57 | 12152.3 | 11795.0299 |  | 0 |  |  |  |  | 1 | 1 | 1 | 1 | 1 | [5 empty] | 15.7891 | 5.1358 | 570.7763 | 26826.484 | 684.9315 | 0.099209 | 0.088345 | 0.049641 | 0.046135 | 0.046674 | 0.099209 | 0.088345 | 0.049641 | 0.046135 | 0.046674 | 100000 | 100000 | 0 | 0 | 0
6797 |  |  |  | 9795.2055 |  |  |  |  | 2340.1897 | 2381.2997 | 2422.4097 | 2463.5197 | 2504.6297 | 22105.9336 | 21508.7072 | 20911.4808 | 20314.2544 | 19717.028 |  | 0 |  |  |  |  | 1 | 1 | 1 | 1 | 1 | [5 empty] | 15.5286 | 5.1213 | 570.7763 | 26826.484 | 684.9315 | 0.10006 | 0.090169 | 0.050399 | 0.047183 | 0.047517 | 0.10006 | 0.090169 | 0.050399 | 0.047183 | 0.047517 | 100000 | 100000 | 0 | 0 | 0
6798 |  |  |  | 9795.2055 |  |  |  |  | 3663.7177 | 3704.9652 | 3746.2127 | 3787.4602 | 3828.7077 | 27084.6042 | 26352.8712 | 25621.1382 | 24889.4052 | 24157.6722 |  | 0 |  |  |  |  | 1 | 1 | 1 | 1 | 1 | [5 empty] | 15.161 | 5.4218 | 570.7763 | 26826.484 | 684.9315 | 0.10289 | 0.091488 | 0.058137 | 0.052355 | 0.048679 | 0.10289 | 0.091488 | 0.058137 | 0.052355 | 0.048679 | 100000 | 100000 | 0 | 0 | 0
6799 |  |  |  | 9795.2055 |  |  |  |  | 4514.0489 | 4555.5714 | 4597.0939 | 4638.6164 | 4680.1389 | 27293.6208 | 26556.2409 | 25818.861 | 25081.4811 | 24344.1012 |  | 0.04798 |  |  |  |  | 1 | 1 | 1 | 1 | 1 | [5 empty] | 14.5026 | 5.8718 | 570.7763 | 26826.484 | 684.9315 | 0.10631 | 0.096412 | 0.087771 | 0.092619 | 0.051681 | 0.10631 | 0.096412 | 0.087771 | 0.092619 | 0.051681 | 100000 | 100000 | 0 | 0 | 0
6800 |  |  |  | 9795.2055 |  |  |  |  | 3971.4736 | 4021.1361 | 4070.7986 | 4120.4611 | 4170.1236 | 23910.9086 | 23264.918 | 22618.9274 | 21972.9367 | 21326.9461 |  | 0.17726 |  |  |  |  | 1 | 1 | 1 | 1 | 1 | [5 empty] | 13.2587 | 6.3552 | 570.7763 | 26826.484 | 684.9315 | 0.10237 | 0.089485 | 0.060076 | 0.049163 | 0.044874 | 0.10237 | 0.089485 | 0.060076 | 0.049163 | 0.044874 | 100000 | 100000 | 0 | 0 | 0
6801 |  |  |  | 9795.2055 |  |  |  |  | 3758.8908 | 3834.3758 | 3909.8608 | 3985.3458 | 4060.8308 | 22162.9218 | 21564.1558 | 20965.3898 | 20366.6238 | 19767.8577 |  | 0.33805 |  |  |  |  | 1 | 1 | 1 | 1 | 1 | [5 empty] | 11.0021 | 6.1411 | 570.7763 | 26826.484 | 684.9315 | 0.096075 | 0.042054 | 0.043159 | 0.041524 | 0.04172 | 0.096075 | 0.042054 | 0.043159 | 0.041524 | 0.04172 | 100000 | 100000 | 0 | 0 | 0
6802 |  |  |  | 9795.2055 |  |  |  |  | 3915.4371 | 4025.1846 | 4134.9321 | 4244.6796 | 4354.4271 | 20609.1459 | 20052.3575 | 19495.5692 | 18938.7809 | 18381.9925 |  | 0.61674 |  |  |  |  | 1 | 1 | 1 | 1 | 1 | [5 empty] | 8.6918 | 6.4167 | 570.7763 | 26826.484 | 684.9315 | 0.09533 | 0.041708 | 0.042876 | 0.040802 | 0.041457 | 0.09533 | 0.041708 | 0.042876 | 0.040802 | 0.041456 | 100000 | 100000 | 0 | 0 | 0
6803 |  |  |  | 9795.2055 |  |  |  |  | 4425.1021 | 4590.0955 | 4755.0888 | 4920.0821 | 5085.0755 | 18875.3391 | 18365.3923 | 17855.4455 | 17345.4986 | 16835.5518 |  | 0.73769 |  |  |  |  | 1 | 1 | 1 | 1 | 1 | [5 empty] | 6.8435 | 6.5358 | 570.7763 | 26826.484 | 684.9315 | 0.095993 | 0.042065 | 0.043035 | 0.040891 | 0.041532 | 0.095993 | 0.042065 | 0.043035 | 0.040891 | 0.041532 | 100000 | 100000 | 0 | 0 | 0
6804 |  |  |  | 9795.2055 |  |  |  |  | 4456.2335 | 4658.351 | 4860.4685 | 5062.586 | 5264.7035 | 17979.9416 | 17494.1853 | 17008.4291 | 16522.6728 | 16036.9165 |  | 0.75688 |  |  |  |  | 1 | 1 | 1 | 1 | 1 | [5 empty] | 5.828 | 5.5728 | 570.7763 | 26826.484 | 684.9315 | 0.096085 | 0.042171 | 0.043048 | 0.040883 | 0.041543 | 0.096085 | 0.042171 | 0.043048 | 0.040883 | 0.041543 | 100000 | 100000 | 0 | 0 | 0
6805 |  |  |  | 9795.2055 |  |  |  |  | 4368.1762 | 4638.3262 | 4908.4762 | 5178.6262 | 5448.7762 | 17591.6094 | 17116.3445 | 16641.0796 | 16165.8148 | 15690.5499 |  | 0.72909 |  |  |  |  | 1 | 1 | 1 | 1 | 1 | [5 empty] | 6.2408 | 5.4197 | 570.7763 | 26826.484 | 684.9315 | 0.096223 | 0.042046 | 0.042998 | 0.040844 | 0.041529 | 0.096223 | 0.042046 | 0.042998 | 0.040844 | 0.041529 | 100000 | 100000 | 0 | 0 | 0
6806 |  |  |  | 9795.2055 |  |  |  |  | 4193.8405 | 4517.723 | 4841.6055 | 5165.488 | 5489.3705 | 17165.4041 | 16701.6539 | 16237.9036 | 15774.1534 | 15310.4031 |  | 0.63918 |  |  |  |  | 1 | 1 | 1 | 1 | 1 | [5 empty] | 6.4242 | 5.069 | 570.7763 | 26826.484 | 684.9315 | 0.09702 | 0.041928 | 0.04299 | 0.040819 | 0.041641 | 0.09702 | 0.041928 | 0.04299 | 0.040819 | 0.041641 | 100000 | 100000 | 0 | 0 | 0
6807 |  |  |  | 9795.2055 |  |  |  |  | 3832.7166 | 4254.5491 | 4676.3816 | 5098.2141 | 5520.0466 | 17402.3338 | 16932.1825 | 16462.0312 | 15991.88 | 15521.7287 |  | 0.50959 |  |  |  |  | 1 | 1 | 1 | 1 | 1 | [5 empty] | 6.6296 | 4.8577 | 570.7763 | 26826.484 | 684.9315 | 0.099049 | 0.076214 | 0.04446 | 0.041772 | 0.042694 | 0.099049 | 0.076214 | 0.04446 | 0.041772 | 0.042694 | 100000 | 100000 | 0 | 0 | 0
6808 |  |  |  | 9795.2055 |  |  |  |  | 3834.4955 | 4447.0339 | 5059.5722 | 5672.1105 | 6284.6489 | 18193.5359 | 17702.0091 | 17210.4822 | 16718.9554 | 16227.4285 |  | 0.31305 |  |  |  |  | 1 | 1 | 1 | 1 | 1 | [5 empty] | 7.0596 | 5.0764 | 570.7763 | 26826.484 | 684.9315 | 0.10795 | 0.097509 | 0.090815 | 0.055833 | 0.050285 | 0.10796 | 0.097509 | 0.090815 | 0.055833 | 0.050285 | 100000 | 100000 | 0 | 0 | 0
6809 |  |  |  | 9795.2055 |  |  |  |  | 4534.5067 | 5318.2258 | 6101.945 | 6885.6642 | 7669.3833 | 19240.4254 | 18720.6152 | 18200.805 | 17680.9948 | 17161.1845 |  | 0.07413 |  |  |  |  | 1 | 1 | 1 | 1 | 1 | [5 empty] | 9.4257 | 5.4826 | 570.7763 | 26826.484 | 684.9315 | 0.11514 | 0.11828 | 0.10444 | 0.11577 | 0.11173 | 0.11514 | 0.11828 | 0.10444 | 0.11576 | 0.11173 | 100000 | 100000 | 0 | 0 | 0
6810 |  |  |  | 9795.2055 |  |  |  |  | 5544.0526 | 6374.5201 | 7204.9876 | 8035.4551 | 8865.9226 | 20651.9541 | 20094.0093 | 19536.0644 | 18978.1195 | 18420.1747 |  | 0 |  |  |  |  | 1 | 1 | 1 | 1 | 1 | [5 empty] | 13.7134 | 5.9531 | 570.7763 | 26826.484 | 684.9315 | 0.11694 | 0.11853 | 0.10491 | 0.11783 | 0.11253 | 0.11694 | 0.11853 | 0.10491 | 0.11784 | 0.11253 | 100000 | 100000 | 0 | 0 | 0
6811 |  |  |  | 9795.2055 |  |  |  |  | 6433.5203 | 7208.9903 | 7984.4603 | 8759.9303 | 9535.4003 | 22428.2116 | 21822.2783 | 21216.3451 | 20610.4118 | 20004.4786 |  | 0 |  |  |  |  | 1 | 1 | 1 | 1 | 1 | [5 empty] | 14.5881 | 5.7091 | 570.7763 | 26826.484 | 684.9315 | 0.11694 | 0.11854 | 0.10444 | 0.11672 | 0.11172 | 0.11694 | 0.11854 | 0.10444 | 0.11673 | 0.11172 | 100000 | 100000 | 0 | 0 | 0
6812 |  |  |  | 9795.2055 |  |  |  |  | 6179.1326 | 6808.1984 | 7437.2642 | 8066.3301 | 8695.3959 | 22390.0704 | 21785.1676 | 21180.2648 | 20575.362 | 19970.4592 |  | 0 |  |  |  |  | 1 | 1 | 1 | 1 | 1 | [5 empty] | 13.8574 | 5.0477 | 570.7763 | 26826.484 | 684.9315 | 0.11652 | 0.11855 | 0.10444 | 0.11577 | 0.1118 | 0.11652 | 0.11855 | 0.10444 | 0.11577 | 0.1118 | 100000 | 100000 | 0 | 0 | 0
6813 |  |  |  | 9795.2055 |  |  |  |  | 5446.2111 | 5980.652 | 6515.0928 | 7049.5336 | 7583.9745 | 20802.9991 | 20240.9735 | 19678.9479 | 19116.9224 | 18554.8968 |  | 0 |  |  |  |  | 1 | 1 | 1 | 1 | 1 | [5 empty] | 12.4137 | 4.5133 | 570.7763 | 26826.484 | 684.9315 | 0.11521 | 0.11792 | 0.1044 | 0.11574 | 0.11147 | 0.11521 | 0.11792 | 0.1044 | 0.11574 | 0.11147 | 100000 | 100000 | 0 | 0 | 0
6814 |  |  |  | 9795.2055 |  |  |  |  | 5041.5033 | 5495.235 | 5948.9666 | 6402.6983 | 6856.43 | 15810.0591 | 15382.9256 | 14955.7921 | 14528.6586 | 14101.5251 |  | 0 |  |  |  |  | 1 | 1 | 1 | 1 | 1 | [5 empty] | 11.7027 | 3.6754 | 570.7763 | 26826.484 | 684.9315 | 0.11381 | 0.11765 | 0.10439 | 0.11584 | 0.11137 | 0.11381 | 0.11765 | 0.10439 | 0.11584 | 0.11137 | 100000 | 100000 | 0 | 0 | 0
6815 |  |  |  | 9795.2055 |  |  |  |  | 3524.9608 | 3898.4791 | 4271.9974 | 4645.5158 | 5019.0341 | 9306.4196 | 9054.9921 | 8803.5646 | 8552.1371 | 8300.7096 |  | 0 |  |  |  |  | 1 | 1 | 1 | 1 | 1 | [5 empty] | 11.2918 | 2.9397 | 570.7763 | 26826.484 | 684.9315 | 0.11275 | 0.11771 | 0.10439 | 0.11581 | 0.11125 | 0.11275 | 0.11771 | 0.10438 | 0.11581 | 0.11125 | 100000 | 100000 | 0 | 0 | 0
6816 |  |  |  | 9795.2055 |  |  |  |  | 2476.1912 | 2674.8712 | 2873.5512 | 3072.2312 | 3270.9112 | 10439.1248 | 10157.0955 | 9875.0662 | 9593.0369 | 9311.0076 |  | 0 |  |  |  |  | 1 | 1 | 1 | 1 | 1 | [5 empty] | 11.1215 | 2.3617 | 570.7763 | 26826.484 | 684.9315 | 0.11269 | 0.11768 | 0.10442 | 0.11578 | 0.11128 | 0.11269 | 0.11768 | 0.10442 | 0.11579 | 0.11128 | 100000 | 100000 | 0 | 0 | 0
6817 |  |  |  | 9795.2055 |  |  |  |  | 1852.0089 | 1950.6739 | 2049.3389 | 2148.0039 | 2246.6689 | 11331.6141 | 11025.4728 | 10719.3315 | 10413.1902 | 10107.0489 |  | 0 |  |  |  |  | 1 | 1 | 1 | 1 | 1 | [5 empty] | 10.8202 | 1.4016 | 570.7763 | 26826.484 | 684.9315 | 0.11266 | 0.11764 | 0.10442 | 0.1158 | 0.11125 | 0.11266 | 0.11764 | 0.10442 | 0.1158 | 0.11125 | 100000 | 100000 | 0 | 0 | 0
6818 |  |  |  | 9795.2055 |  |  |  |  | 1586.7984 | 1634.8109 | 1682.8234 | 1730.8359 | 1778.8484 | 11424.256 | 11115.6118 | 10806.9676 | 10498.3235 | 10189.6793 |  | 0 |  |  |  |  | 1 | 1 | 1 | 1 | 1 | [5 empty] | 11.8279 | 0.86148 | 570.7763 | 26826.484 | 684.9315 | 0.11264 | 0.11764 | 0.10441 | 0.11581 | 0.11122 | 0.11264 | 0.11764 | 0.10441 | 0.11581 | 0.11122 | 100000 | 100000 | 0 | 0 | 0
6819 |  |  |  | 9795.2055 |  |  |  |  | 1554.6516 | 1595.6241 | 1636.5966 | 1677.5691 | 1718.5416 | 12947.7876 | 12597.9828 | 12248.1781 | 11898.3733 | 11548.5686 |  | 0 |  |  |  |  | 1 | 1 | 1 | 1 | 1 | [5 empty] | 12.7121 | 1.4887 | 570.7763 | 26826.484 | 684.9315 | 0.11267 | 0.11766 | 0.10442 | 0.11579 | 0.1112 | 0.11267 | 0.11766 | 0.10442 | 0.11579 | 0.1112 | 100000 | 100000 | 0 | 0 | 0
6820 |  |  |  | 9795.2055 |  |  |  |  | 1707.3486 | 1749.9711 | 1792.5936 | 1835.2161 | 1877.8386 | 16630.9293 | 16181.6187 | 15732.3081 | 15282.9975 | 14833.687 |  | 0 |  |  |  |  | 1 | 1 | 1 | 1 | 1 | [5 empty] | 12.3221 | 2.6041 | 570.7763 | 26826.484 | 684.9315 | 0.10972 | 0.11167 | 0.10137 | 0.11099 | 0.10891 | 0.10971 | 0.11168 | 0.10137 | 0.11099 | 0.10891 | 100000 | 100000 | 0 | 0 | 0
6821 |  |  |  | 9795.2055 |  |  |  |  | 2349.3902 | 2388.3002 | 2427.2102 | 2466.1202 | 2505.0302 | 24582.9063 | 23918.7606 | 23254.6149 | 22590.4692 | 21926.3235 |  | 0 |  |  |  |  | 1 | 1 | 1 | 1 | 1 | [5 empty] | 12.2624 | 2.6531 | 570.7763 | 26826.484 | 684.9315 | 0.11225 | 0.11273 | 0.10216 | 0.11226 | 0.11054 | 0.11225 | 0.11273 | 0.10216 | 0.11226 | 0.11054 | 100000 | 100000 | 0 | 0 | 0
6822 |  |  |  | 9795.2055 |  |  |  |  | 3678.1218 | 3718.1318 | 3758.1418 | 3798.1518 | 3838.1618 | 28979.8591 | 28196.9229 | 27413.9866 | 26631.0503 | 25848.1141 |  | 0 |  |  |  |  | 1 | 1 | 1 | 1 | 1 | [5 empty] | 12.5931 | 1.7746 | 570.7763 | 26826.484 | 684.9315 | 0.11628 | 0.118 | 0.10431 | 0.11604 | 0.1111 | 0.11628 | 0.11801 | 0.10431 | 0.11604 | 0.1111 | 100000 | 100000 | 0 | 0 | 0
6823 |  |  |  | 9795.2055 |  |  |  |  | 4531.7961 | 4573.5936 | 4615.3911 | 4657.1886 | 4698.9861 | 27823.2058 | 27071.5183 | 26319.8309 | 25568.1434 | 24816.456 |  | 0.038 |  |  |  |  | 1 | 1 | 1 | 1 | 1 | [5 empty] | 12.6442 | 1.5659 | 570.7763 | 26826.484 | 684.9315 | 0.1195 | 0.1265 | 0.11014 | 0.12693 | 0.11581 | 0.1195 | 0.1265 | 0.11014 | 0.12694 | 0.11581 | 100000 | 100000 | 0 | 0 | 0
6824 |  |  |  | 9795.2055 |  |  |  |  | 3987.0876 | 4036.2551 | 4085.4226 | 4134.5901 | 4183.7576 | 26084.3491 | 25379.6396 | 24674.9301 | 23970.2205 | 23265.511 |  | 0.25691 |  |  |  |  | 1 | 1 | 1 | 1 | 1 | [5 empty] | 11.3769 | 1.845 | 570.7763 | 26826.484 | 684.9315 | 0.11579 | 0.11638 | 0.10266 | 0.1101 | 0.10684 | 0.11579 | 0.11638 | 0.10266 | 0.1101 | 0.10684 | 100000 | 100000 | 0 | 0 | 0
6825 |  |  |  | 9795.2055 |  |  |  |  | 3773.669 | 3848.659 | 3923.649 | 3998.639 | 4073.629 | 24395.3036 | 23736.2263 | 23077.1489 | 22418.0716 | 21758.9943 |  | 0.44817 |  |  |  |  | 1 | 1 | 1 | 1 | 1 | [5 empty] | 7.6235 | 2.7074 | 570.7763 | 26826.484 | 684.9315 | 0.11001 | 0.099731 | 0.091717 | 0.070089 | 0.054183 | 0.11001 | 0.099731 | 0.091717 | 0.070089 | 0.054183 | 100000 | 100000 | 0 | 0 | 0
6826 |  |  |  | 9795.2055 |  |  |  |  | 3930.8308 | 4036.2883 | 4141.7458 | 4247.2033 | 4352.6608 | 23060.3468 | 22437.3354 | 21814.3241 | 21191.3127 | 20568.3013 |  | 0.6459 |  |  |  |  | 1 | 1 | 1 | 1 | 1 | [5 empty] | 5.3628 | 3.3373 | 570.7763 | 26826.484 | 684.9315 | 0.10321 | 0.094291 | 0.080372 | 0.047345 | 0.044427 | 0.10321 | 0.094291 | 0.080372 | 0.047345 | 0.044427 | 100000 | 100000 | 0 | 0 | 0
6827 |  |  |  | 9795.2055 |  |  |  |  | 4442.4996 | 4611.3421 | 4780.1846 | 4949.0271 | 5117.8696 | 21844.583 | 21254.4174 | 20664.2518 | 20074.0862 | 19483.9206 |  | 0.73556 |  |  |  |  | 1 | 1 | 1 | 1 | 1 | [5 empty] | 5.1345 | 3.7512 | 570.7763 | 26826.484 | 684.9315 | 0.10246 | 0.094174 | 0.079456 | 0.046566 | 0.043772 | 0.10246 | 0.094174 | 0.079456 | 0.046566 | 0.043772 | 100000 | 100000 | 0 | 0 | 0
6828 |  |  |  | 9795.2055 |  |  |  |  | 4473.7534 | 4686.8709 | 4899.9884 | 5113.1059 | 5326.2234 | 21559.1031 | 20976.6502 | 20394.1973 | 19811.7444 | 19229.2914 |  | 0.76287 |  |  |  |  | 1 | 1 | 1 | 1 | 1 | [5 empty] | 4.6561 | 4.1715 | 570.7763 | 26826.484 | 684.9315 | 0.10252 | 0.09435 | 0.079508 | 0.046467 | 0.043788 | 0.10252 | 0.09435 | 0.079508 | 0.046467 | 0.043788 | 100000 | 100000 | 0 | 0 | 0
6829 |  |  |  | 9795.2055 |  |  |  |  | 4385.3499 | 4644.0599 | 4902.7699 | 5161.4799 | 5420.1899 | 21205.0143 | 20632.1277 | 20059.241 | 19486.3544 | 18913.4677 |  | 0.735 |  |  |  |  | 1 | 1 | 1 | 1 | 1 | [5 empty] | 4.4051 | 3.9205 | 570.7763 | 26826.484 | 684.9315 | 0.10255 | 0.094211 | 0.079549 | 0.046445 | 0.043755 | 0.10255 | 0.094211 | 0.079549 | 0.046445 | 0.043755 | 100000 | 100000 | 0 | 0 | 0
6830 |  |  |  | 9795.2055 |  |  |  |  | 4210.3288 | 4534.2113 | 4858.0938 | 5181.9763 | 5505.8588 | 21475.9597 | 20895.753 | 20315.5463 | 19735.3397 | 19155.133 |  | 0.64246 |  |  |  |  | 1 | 1 | 1 | 1 | 1 | [5 empty] | 4.794 | 3.9155 | 570.7763 | 26826.484 | 684.9315 | 0.10257 | 0.094221 | 0.079545 | 0.046601 | 0.043801 | 0.10257 | 0.094221 | 0.079545 | 0.046601 | 0.043801 | 100000 | 100000 | 0 | 0 | 0
6831 |  |  |  | 9795.2055 |  |  |  |  | 3847.7851 | 4269.6184 | 4691.4518 | 5113.2851 | 5535.1184 | 22151.5779 | 21553.1183 | 20954.6588 | 20356.1992 | 19757.7397 |  | 0.50282 |  |  |  |  | 1 | 1 | 1 | 1 | 1 | [5 empty] | 5.233 | 4.3164 | 570.7763 | 26826.484 | 684.9315 | 0.10392 | 0.094347 | 0.081471 | 0.048602 | 0.045508 | 0.10392 | 0.094347 | 0.081471 | 0.048603 | 0.045508 | 100000 | 100000 | 0 | 0 | 0
6832 |  |  |  | 9795.2055 |  |  |  |  | 3849.571 | 4480.671 | 5111.771 | 5742.871 | 6373.971 | 23525.1022 | 22889.5348 | 22253.9673 | 21618.3999 | 20982.8324 |  | 0.30905 |  |  |  |  | 1 | 1 | 1 | 1 | 1 | [5 empty] | 5.648 | 4.8891 | 570.7763 | 26826.484 | 684.9315 | 0.11067 | 0.10546 | 0.098716 | 0.10161 | 0.091492 | 0.11067 | 0.10546 | 0.098716 | 0.10161 | 0.091492 | 100000 | 100000 | 0 | 0 | 0
6833 |  |  |  | 9795.2055 |  |  |  |  | 4552.3343 | 5312.5418 | 6072.7493 | 6832.9568 | 7593.1643 | 24949.2107 | 24275.1687 | 23601.1268 | 22927.0848 | 22253.0428 |  | 0.06564 |  |  |  |  | 1 | 1 | 1 | 1 | 1 | [5 empty] | 6.7432 | 5.7271 | 570.7763 | 26826.484 | 684.9315 | 0.11846 | 0.12814 | 0.10961 | 0.12775 | 0.11282 | 0.11846 | 0.12814 | 0.10961 | 0.12775 | 0.11282 | 100000 | 100000 | 0 | 0 | 0
6834 |  |  |  | 9795.2055 |  |  |  |  | 5565.8493 | 6390.8168 | 7215.7843 | 8040.7518 | 8865.7193 | 25807.3955 | 25110.1683 | 24412.9412 | 23715.714 | 23018.4868 |  | 0 |  |  |  |  | 1 | 1 | 1 | 1 | 1 | [5 empty] | 11.0928 | 5.8217 | 570.7763 | 26826.484 | 684.9315 | 0.11961 | 0.12969 | 0.11057 | 0.12766 | 0.1141 | 0.11961 | 0.12969 | 0.11057 | 0.12766 | 0.1141 | 100000 | 100000 | 0 | 0 | 0
6835 |  |  |  | 9795.2055 |  |  |  |  | 6458.814 | 7213.6048 | 7968.3957 | 8723.1865 | 9477.9773 | 26345.796 | 25634.0231 | 24922.2502 | 24210.4772 | 23498.7043 |  | 0 |  |  |  |  | 1 | 1 | 1 | 1 | 1 | [5 empty] | 14.1862 | 5.8385 | 570.7763 | 26826.484 | 684.9315 | 0.11944 | 0.12886 | 0.10982 | 0.12673 | 0.11374 | 0.11944 | 0.12886 | 0.10982 | 0.12673 | 0.11374 | 100000 | 100000 | 0 | 0 | 0
6836 |  |  |  | 9795.2055 |  |  |  |  | 6203.4261 | 6859.6603 | 7515.8944 | 8172.1286 | 8828.3628 | 25848.4812 | 25150.144 | 24451.8068 | 23753.4697 | 23055.1325 |  | 0 |  |  |  |  | 1 | 1 | 1 | 1 | 1 | [5 empty] | 14.555 | 4.8562 | 570.7763 | 26826.484 | 684.9315 | 0.11945 | 0.128 | 0.10781 | 0.12521 | 0.11153 | 0.11945 | 0.128 | 0.10781 | 0.12521 | 0.11153 | 100000 | 100000 | 0 | 0 | 0
6837 |  |  |  | 9795.2055 |  |  |  |  | 5467.6231 | 5987.7656 | 6507.9081 | 7028.0506 | 7548.1931 | 23271.2096 | 22642.5014 | 22013.7933 | 21385.0851 | 20756.377 |  | 0 |  |  |  |  | 1 | 1 | 1 | 1 | 1 | [5 empty] | 13.8 | 4.8292 | 570.7763 | 26826.484 | 684.9315 | 0.11946 | 0.12643 | 0.10746 | 0.12511 | 0.11153 | 0.11946 | 0.12643 | 0.10746 | 0.12511 | 0.11153 | 100000 | 100000 | 0 | 0 | 0
6838 |  |  |  | 9795.2055 |  |  |  |  | 5061.3242 | 5515.0567 | 5968.7892 | 6422.5217 | 6876.2542 | 17702.495 | 17224.2344 | 16745.9738 | 16267.7131 | 15789.4525 |  | 0 |  |  |  |  | 1 | 1 | 1 | 1 | 1 | [5 empty] | 13.6746 | 4.97 | 570.7763 | 26826.484 | 684.9315 | 0.11797 | 0.12557 | 0.10702 | 0.12502 | 0.11115 | 0.11797 | 0.12557 | 0.10702 | 0.12502 | 0.11115 | 100000 | 100000 | 0 | 0 | 0
6839 |  |  |  | 9795.2055 |  |  |  |  | 3538.8193 | 3922.6768 | 4306.5343 | 4690.3918 | 5074.2493 | 12500.0848 | 12162.3754 | 11824.6661 | 11486.9567 | 11149.2474 |  | 0 |  |  |  |  | 1 | 1 | 1 | 1 | 1 | [5 empty] | 13.6752 | 3.9258 | 570.7763 | 26826.484 | 684.9315 | 0.11659 | 0.12553 | 0.10668 | 0.12499 | 0.11109 | 0.11659 | 0.12553 | 0.10668 | 0.12499 | 0.11109 | 100000 | 100000 | 0 | 0 | 0
6840 |  |  |  | 9795.2055 |  |  |  |  | 2485.9523 | 2694.2573 | 2902.5623 | 3110.8673 | 3319.1723 | 11928.5272 | 11606.2594 | 11283.9916 | 10961.7237 | 10639.4559 |  | 0 |  |  |  |  | 1 | 1 | 1 | 1 | 1 | [5 empty] | 13.6714 | 2.4404 | 570.7763 | 26826.484 | 684.9315 | 0.1154 | 0.12427 | 0.10667 | 0.12511 | 0.11115 | 0.1154 | 0.12427 | 0.10667 | 0.12511 | 0.11115 | 100000 | 100000 | 0 | 0 | 0
6841 |  |  |  | 9795.2055 |  |  |  |  | 1859.3094 | 1958.6344 | 2057.9594 | 2157.2844 | 2256.6094 | 12947.5432 | 12597.7451 | 12247.9469 | 11898.1488 | 11548.3506 |  | 0 |  |  |  |  | 1 | 1 | 1 | 1 | 1 | [5 empty] | 14.0725 | 1.795 | 570.7763 | 26826.484 | 684.9315 | 0.11539 | 0.12431 | 0.1067 | 0.12512 | 0.11119 | 0.11539 | 0.12431 | 0.1067 | 0.12512 | 0.11119 | 100000 | 100000 | 0 | 0 | 0
6842 |  |  |  | 9795.2055 |  |  |  |  | 1593.0534 | 1642.0559 | 1691.0584 | 1740.0609 | 1789.0634 | 13056.023 | 12703.2941 | 12350.5652 | 11997.8363 | 11645.1074 |  | 0 |  |  |  |  | 1 | 1 | 1 | 1 | 1 | [5 empty] | 13.7891 | 2.6453 | 570.7763 | 26826.484 | 684.9315 | 0.11533 | 0.12429 | 0.1067 | 0.12513 | 0.11122 | 0.11533 | 0.12429 | 0.1067 | 0.12513 | 0.11122 | 100000 | 100000 | 0 | 0 | 0
6843 |  |  |  | 9795.2055 |  |  |  |  | 1560.78 | 1601.4775 | 1642.175 | 1682.8725 | 1723.57 | 14797.8072 | 14398.0213 | 13998.2354 | 13598.4495 | 13198.6635 |  | 0 |  |  |  |  | 1 | 1 | 1 | 1 | 1 | [5 empty] | 13.8666 | 2.6983 | 570.7763 | 26826.484 | 684.9315 | 0.11533 | 0.12432 | 0.1067 | 0.12513 | 0.11115 | 0.11533 | 0.12432 | 0.1067 | 0.12513 | 0.11115 | 100000 | 100000 | 0 | 0 | 0
6844 |  |  |  | 9795.2055 |  |  |  |  | 1714.0789 | 1756.0139 | 1797.9489 | 1839.8839 | 1881.8189 | 19003.9824 | 18490.56 | 17977.1377 | 17463.7154 | 16950.293 |  | 0 |  |  |  |  | 1 | 1 | 1 | 1 | 1 | [5 empty] | 14.1084 | 3.1102 | 570.7763 | 26826.484 | 684.9315 | 0.11152 | 0.11902 | 0.10325 | 0.12165 | 0.10927 | 0.11152 | 0.11902 | 0.10325 | 0.12165 | 0.10927 | 100000 | 100000 | 0 | 0 | 0
6845 |  |  |  | 9795.2055 |  |  |  |  | 2358.6514 | 2398.7989 | 2438.9464 | 2479.0939 | 2519.2414 | 28092.2598 | 27333.3034 | 26574.3471 | 25815.3907 | 25056.4343 |  | 0 |  |  |  |  | 1 | 1 | 1 | 1 | 1 | [5 empty] | 14.7914 | 2.9692 | 570.7763 | 26826.484 | 684.9315 | 0.11211 | 0.11919 | 0.10419 | 0.12256 | 0.11092 | 0.11211 | 0.11919 | 0.10419 | 0.12256 | 0.11092 | 100000 | 100000 | 0 | 0 | 0
6846 |  |  |  | 9795.2055 |  |  |  |  | 3692.6207 | 3735.2432 | 3777.8657 | 3820.4882 | 3863.1107 | 33141.1447 | 32245.7848 | 31350.4249 | 30455.065 | 29559.7051 |  | 0 |  |  |  |  | 1 | 1 | 1 | 1 | 1 | [5 empty] | 15.3538 | 2.3867 | 570.7763 | 26826.484 | 684.9315 | 0.11573 | 0.12281 | 0.10626 | 0.1253 | 0.11157 | 0.11573 | 0.12281 | 0.10626 | 0.1253 | 0.11157 | 100000 | 100000 | 0 | 0 | 0
6847 |  |  |  | 9795.2055 |  |  |  |  | 4549.6602 | 4590.3577 | 4631.0552 | 4671.7527 | 4712.4502 | 31814.823 | 30955.2958 | 30095.7685 | 29236.2413 | 28376.714 |  | 0.0227 |  |  |  |  | 1 | 1 | 1 | 1 | 1 | [5 empty] | 15.4092 | 2.2123 | 570.7763 | 26826.484 | 684.9315 | 0.11818 | 0.13054 | 0.10972 | 0.13186 | 0.11582 | 0.11818 | 0.13054 | 0.10972 | 0.13186 | 0.11582 | 100000 | 100000 | 0 | 0 | 0
6848 |  |  |  | 9795.2055 |  |  |  |  | 4002.8045 | 4049.662 | 4096.5195 | 4143.377 | 4190.2345 | 29819.8923 | 29014.2612 | 28208.6301 | 27402.9991 | 26597.368 |  | 0.07522 |  |  |  |  | 1 | 1 | 1 | 1 | 1 | [5 empty] | 13.7512 | 2.2764 | 570.7763 | 26826.484 | 684.9315 | 0.11701 | 0.12408 | 0.10319 | 0.11508 | 0.10781 | 0.11701 | 0.12408 | 0.10319 | 0.11508 | 0.10781 | 100000 | 100000 | 0 | 0 | 0
6849 |  |  |  | 9795.2055 |  |  |  |  | 3788.5446 | 3863.0396 | 3937.5346 | 4012.0296 | 4086.5246 | 27886.5196 | 27133.1216 | 26379.7236 | 25626.3257 | 24872.9277 |  | 0.0952 |  |  |  |  | 1 | 1 | 1 | 1 | 1 | [5 empty] | 10.1375 | 3.406 | 570.7763 | 26826.484 | 684.9315 | 0.10922 | 0.10303 | 0.091597 | 0.086579 | 0.052852 | 0.10922 | 0.10303 | 0.091597 | 0.086579 | 0.052852 | 100000 | 100000 | 0 | 0 | 0
6850 |  |  |  | 9795.2055 |  |  |  |  | 3946.3259 | 4052.8559 | 4159.3859 | 4265.9159 | 4372.4459 | 26357.8745 | 25645.7753 | 24933.676 | 24221.5768 | 23509.4775 |  | 0.08134 |  |  |  |  | 1 | 1 | 1 | 1 | 1 | [5 empty] | 5.3255 | 3.5576 | 570.7763 | 26826.484 | 684.9315 | 0.10164 | 0.094457 | 0.080825 | 0.04572 | 0.04395 | 0.10164 | 0.094457 | 0.080825 | 0.04572 | 0.04395 | 100000 | 100000 | 0 | 0 | 0
6851 |  |  |  | 9795.2055 |  |  |  |  | 4460.0117 | 4628.855 | 4797.6984 | 4966.5417 | 5135.385 | 24966.578 | 24292.0668 | 23617.5556 | 22943.0444 | 22268.5332 |  | 0.20994 |  |  |  |  | 1 | 1 | 1 | 1 | 1 | [5 empty] | 3.7798 | 2.954 | 570.7763 | 26826.484 | 684.9315 | 0.10147 | 0.094296 | 0.08071 | 0.045748 | 0.043857 | 0.10147 | 0.094296 | 0.08071 | 0.045748 | 0.043857 | 100000 | 100000 | 0 | 0 | 0
6852 |  |  |  | 9795.2055 |  |  |  |  | 4491.3887 | 4685.9437 | 4880.4987 | 5075.0537 | 5269.6087 | 24641.3807 | 23975.6552 | 23309.9298 | 22644.2043 | 21978.4788 |  | 0.26034 |  |  |  |  | 1 | 1 | 1 | 1 | 1 | [5 empty] | 3.2175 | 2.7197 | 570.7763 | 26826.484 | 684.9315 | 0.10152 | 0.094344 | 0.080752 | 0.045735 | 0.044005 | 0.10152 | 0.094344 | 0.080752 | 0.045735 | 0.044005 | 100000 | 100000 | 0 | 0 | 0
6853 |  |  |  | 9795.2055 |  |  |  |  | 4402.6367 | 4664.8667 | 4927.0967 | 5189.3267 | 5451.5567 | 24236.6531 | 23581.862 | 22927.0709 | 22272.2797 | 21617.4886 |  | 0.11787 |  |  |  |  | 1 | 1 | 1 | 1 | 1 | [5 empty] | 3.1666 | 2.1819 | 570.7763 | 26826.484 | 684.9315 | 0.10156 | 0.094358 | 0.08086 | 0.045729 | 0.043991 | 0.10156 | 0.094358 | 0.08086 | 0.045729 | 0.043991 | 100000 | 100000 | 0 | 0 | 0
6854 |  |  |  | 9795.2055 |  |  |  |  | 4226.9257 | 4547.5907 | 4868.2557 | 5188.9207 | 5509.5857 | 24547.4564 | 23884.2684 | 23221.0805 | 22557.8925 | 21894.7045 |  | 0.09137 |  |  |  |  | 1 | 1 | 1 | 1 | 1 | [5 empty] | 3.7399 | 1.8506 | 570.7763 | 26826.484 | 684.9315 | 0.10164 | 0.094448 | 0.080858 | 0.045715 | 0.04387 | 0.10164 | 0.094448 | 0.080858 | 0.045715 | 0.04387 | 100000 | 100000 | 0 | 0 | 0
6855 |  |  |  | 9795.2055 |  |  |  |  | 3862.9529 | 4286.2154 | 4709.4779 | 5132.7404 | 5556.0029 | 25320.8055 | 24636.7243 | 23952.6431 | 23268.5619 | 22584.4807 |  | 0.0514 |  |  |  |  | 1 | 1 | 1 | 1 | 1 | [5 empty] | 4.0467 | 1.1943 | 570.7763 | 26826.484 | 684.9315 | 0.10577 | 0.095147 | 0.083794 | 0.053492 | 0.047145 | 0.10577 | 0.095147 | 0.083794 | 0.053492 | 0.047145 | 100000 | 100000 | 0 | 0 | 0
6856 |  |  |  | 9795.2055 |  |  |  |  | 3864.7458 | 4497.9083 | 5131.0708 | 5764.2333 | 6397.3958 | 26892.794 | 26166.2431 | 25439.6922 | 24713.1413 | 23986.5903 |  | 0.05026 |  |  |  |  | 1 | 1 | 1 | 1 | 1 | [5 empty] | 3.9932 | 0.85364 | 570.7763 | 26826.484 | 684.9315 | 0.11153 | 0.10841 | 0.10029 | 0.10625 | 0.10654 | 0.11153 | 0.10841 | 0.10029 | 0.10625 | 0.10654 | 100000 | 100000 | 0 | 0 | 0
6857 |  |  |  | 9795.2055 |  |  |  |  | 4570.2793 | 5346.1618 | 6122.0443 | 6897.9268 | 7673.8093 | 28522.6009 | 27752.0181 | 26981.4354 | 26210.8527 | 25440.27 |  | 0.01489 |  |  |  |  | 1 | 1 | 1 | 1 | 1 | [5 empty] | 4.6626 | 1.2118 | 570.7763 | 26826.484 | 684.9315 | 0.11907 | 0.13292 | 0.11178 | 0.12774 | 0.1163 | 0.11907 | 0.13292 | 0.11178 | 0.12774 | 0.1163 | 100000 | 100000 | 0 | 0 | 0
6858 |  |  |  | 9795.2055 |  |  |  |  | 5587.7895 | 6379.7587 | 7171.7279 | 7963.697 | 8755.6662 | 29501.8517 | 28704.813 | 27907.7743 | 27110.7355 | 26313.6968 |  | 0 |  |  |  |  | 1 | 1 | 1 | 1 | 1 | [5 empty] | 7.3628 | 1.2493 | 570.7763 | 26826.484 | 684.9315 | 0.11945 | 0.13862 | 0.11531 | 0.12981 | 0.11717 | 0.11945 | 0.13862 | 0.11531 | 0.12981 | 0.11717 | 100000 | 100000 | 0 | 0 | 0
6859 |  |  |  | 9795.2055 |  |  |  |  | 6484.2743 | 7249.4035 | 8014.5326 | 8779.6618 | 9544.791 | 30116.14 | 29302.5054 | 28488.8707 | 27675.236 | 26861.6014 |  | 0 |  |  |  |  | 1 | 1 | 1 | 1 | 1 | [5 empty] | 10.7856 | 2.6609 | 570.7763 | 26826.484 | 684.9315 | 0.11946 | 0.1394 | 0.11488 | 0.12855 | 0.11607 | 0.11946 | 0.1394 | 0.11488 | 0.12855 | 0.11607 | 100000 | 100000 | 0 | 0 | 0
6860 |  |  |  | 9795.2055 |  |  |  |  | 6227.8797 | 6869.4847 | 7511.0897 | 8152.6947 | 8794.2997 | 29545.1144 | 28746.9069 | 27948.6994 | 27150.4918 | 26352.2843 |  | 0 |  |  |  |  | 1 | 1 | 1 | 1 | 1 | [5 empty] | 11.9706 | 1.2596 | 570.7763 | 26826.484 | 684.9315 | 0.12026 | 0.14055 | 0.10928 | 0.12546 | 0.11352 | 0.12026 | 0.14055 | 0.10928 | 0.12546 | 0.11352 | 100000 | 100000 | 0 | 0 | 0
6861 |  |  |  | 9795.2055 |  |  |  |  | 5489.1762 | 6036.1296 | 6583.0829 | 7130.0362 | 7676.9896 | 26596.304 | 25877.7632 | 25159.2224 | 24440.6817 | 23722.1409 |  | 0 |  |  |  |  | 1 | 1 | 1 | 1 | 1 | [5 empty] | 10.8863 | 3.8035 | 570.7763 | 26826.484 | 684.9315 | 0.11925 | 0.12903 | 0.1069 | 0.12171 | 0.11223 | 0.11925 | 0.12903 | 0.1069 | 0.12171 | 0.11223 | 100000 | 100000 | 0 | 0 | 0
6862 |  |  |  | 9795.2055 |  |  |  |  | 5081.2756 | 5533.4956 | 5985.7156 | 6437.9356 | 6890.1556 | 20221.582 | 19675.2643 | 19128.9466 | 18582.6289 | 18036.3112 |  | 0 |  |  |  |  | 1 | 1 | 1 | 1 | 1 | [5 empty] | 9.8162 | 2.866 | 570.7763 | 26826.484 | 684.9315 | 0.11852 | 0.12627 | 0.10647 | 0.11965 | 0.11116 | 0.11852 | 0.12627 | 0.10647 | 0.11964 | 0.11116 | 100000 | 100000 | 0 | 0 | 0
6863 |  |  |  | 9795.2055 |  |  |  |  | 3552.7691 | 3930.1633 | 4307.5575 | 4684.9516 | 5062.3458 | 14277.2009 | 13891.48 | 13505.7591 | 13120.0381 | 12734.3172 |  | 0 |  |  |  |  | 1 | 1 | 1 | 1 | 1 | [5 empty] | 8.7395 | 4.1596 | 570.7763 | 26826.484 | 684.9315 | 0.11531 | 0.12288 | 0.1045 | 0.11811 | 0.10981 | 0.11531 | 0.12288 | 0.1045 | 0.11812 | 0.10981 | 100000 | 100000 | 0 | 0 | 0
6864 |  |  |  | 9795.2055 |  |  |  |  | 2495.7752 | 2707.5177 | 2919.2602 | 3131.0027 | 3342.7452 | 12859.5289 | 12512.1086 | 12164.6883 | 11817.268 | 11469.8477 |  | 0 |  |  |  |  | 1 | 1 | 1 | 1 | 1 | [5 empty] | 7.913 | 4.1866 | 570.7763 | 26826.484 | 684.9315 | 0.11267 | 0.12055 | 0.1046 | 0.11729 | 0.10936 | 0.11267 | 0.12055 | 0.1046 | 0.11729 | 0.10936 | 100000 | 100000 | 0 | 0 | 0
6865 |  |  |  | 9795.2055 |  |  |  |  | 1866.6562 | 1964.9912 | 2063.3262 | 2161.6612 | 2259.9962 | 13957.5286 | 13580.4441 | 13203.3596 | 12826.2751 | 12449.1906 |  | 0 |  |  |  |  | 1 | 1 | 1 | 1 | 1 | [5 empty] | 5.6444 | 5.6634 | 570.7763 | 26826.484 | 684.9315 | 0.1105 | 0.12063 | 0.10461 | 0.11738 | 0.10945 | 0.1105 | 0.12063 | 0.10461 | 0.11738 | 0.10945 | 100000 | 100000 | 0 | 0 | 0
6866 |  |  |  | 9795.2055 |  |  |  |  | 1599.3482 | 1649.3407 | 1699.3332 | 1749.3257 | 1799.3182 | 14076.2521 | 13695.9601 | 13315.6681 | 12935.3762 | 12555.0842 |  | 0 |  |  |  |  | 1 | 1 | 1 | 1 | 1 | [5 empty] | 5.2252 | 7.3807 | 570.7763 | 26826.484 | 684.9315 | 0.11011 | 0.1206 | 0.10462 | 0.11738 | 0.10942 | 0.11011 | 0.1206 | 0.10462 | 0.11738 | 0.10942 | 100000 | 100000 | 0 | 0 | 0
6867 |  |  |  | 9795.2055 |  |  |  |  | 1566.9472 | 1608.3322 | 1649.7172 | 1691.1022 | 1732.4872 | 15954.5783 | 15523.5404 | 15092.5025 | 14661.4646 | 14230.4267 |  | 0 |  |  |  |  | 1 | 1 | 1 | 1 | 1 | [5 empty] | 5.4983 | 8.0435 | 570.7763 | 26826.484 | 684.9315 | 0.11 | 0.1204 | 0.10441 | 0.11718 | 0.10925 | 0.11 | 0.1204 | 0.10441 | 0.11718 | 0.10925 | 100000 | 100000 | 0 | 0 | 0
6868 |  |  |  | 9795.2055 |  |  |  |  | 1720.8518 | 1763.0618 | 1805.2718 | 1847.4818 | 1889.6918 | 20487.3707 | 19933.8723 | 19380.374 | 18826.8756 | 18273.3772 |  | 0 |  |  |  |  | 1 | 1 | 1 | 1 | 1 | [5 empty] | 5.5723 | 7.6696 | 570.7763 | 26826.484 | 684.9315 | 0.10506 | 0.10067 | 0.094726 | 0.10168 | 0.099617 | 0.10506 | 0.10067 | 0.094726 | 0.10168 | 0.099617 | 100000 | 100000 | 0 | 0 | 0
6869 |  |  |  | 9795.2055 |  |  |  |  | 2367.9713 | 2407.8438 | 2447.7163 | 2487.5888 | 2527.4613 | 30286.1612 | 29467.9332 | 28649.7051 | 27831.4771 | 27013.249 |  | 0 |  |  |  |  | 1 | 1 | 1 | 1 | 1 | [5 empty] | 5.8191 | 8.625 | 570.7763 | 26826.484 | 684.9315 | 0.10346 | 0.096906 | 0.09271 | 0.099188 | 0.099072 | 0.10346 | 0.096906 | 0.09271 | 0.099188 | 0.099072 | 100000 | 100000 | 0 | 0 | 0
6870 |  |  |  | 9795.2055 |  |  |  |  | 3707.2117 | 3747.6342 | 3788.0567 | 3828.4792 | 3868.9017 | 35745.7845 | 34780.0562 | 33814.3279 | 32848.5995 | 31882.8712 |  | 0 |  |  |  |  | 1 | 1 | 1 | 1 | 1 | [5 empty] | 5.9887 | 8.6678 | 570.7763 | 26826.484 | 684.9315 | 0.10306 | 0.094328 | 0.089468 | 0.092504 | 0.096982 | 0.10306 | 0.094328 | 0.089468 | 0.092504 | 0.096982 | 100000 | 100000 | 0 | 0 | 0
6871 |  |  |  | 9795.2055 |  |  |  |  | 4567.6376 | 4608.4726 | 4649.3076 | 4690.1426 | 4730.9776 | 34312.7969 | 33385.783 | 32458.7691 | 31531.7552 | 30604.7412 |  | 0.00876 |  |  |  |  | 1 | 1 | 1 | 1 | 1 | [5 empty] | 6.1404 | 8.4604 | 570.7763 | 26826.484 | 684.9315 | 0.10682 | 0.10022 | 0.091725 | 0.093682 | 0.10122 | 0.10682 | 0.10022 | 0.091725 | 0.093682 | 0.10122 | 100000 | 100000 | 0 | 0 | 0
6872 |  |  |  | 9795.2055 |  |  |  |  | 4018.621 | 4068.2835 | 4117.946 | 4167.6085 | 4217.271 | 32156.7514 | 31287.9864 | 30419.2214 | 29550.4564 | 28681.6915 |  | 0.08032 |  |  |  |  | 1 | 1 | 1 | 1 | 1 | [5 empty] | 6.328 | 8.8945 | 570.7763 | 26826.484 | 684.9315 | 0.10435 | 0.093446 | 0.080185 | 0.082669 | 0.069256 | 0.10435 | 0.093446 | 0.080185 | 0.082669 | 0.069256 | 100000 | 100000 | 0 | 0 | 0
6873 |  |  |  | 9795.2055 |  |  |  |  | 3803.5146 | 3877.0196 | 3950.5246 | 4024.0296 | 4097.5346 | 30070.2153 | 29257.8213 | 28445.4274 | 27633.0335 | 26820.6395 |  | 0.18012 |  |  |  |  | 1 | 1 | 1 | 1 | 1 | [5 empty] | 2.8511 | 8.6246 | 570.7763 | 26826.484 | 684.9315 | 0.10255 | 0.081144 | 0.067417 | 0.05545 | 0.047533 | 0.10255 | 0.081144 | 0.067417 | 0.05545 | 0.047533 | 100000 | 100000 | 0 | 0 | 0
6874 |  |  |  | 9795.2055 |  |  |  |  | 3961.9193 | 4070.9518 | 4179.9843 | 4289.0168 | 4398.0493 | 28420.0759 | 27652.2631 | 26884.4502 | 26116.6374 | 25348.8246 |  | 0.21369 |  |  |  |  | 1 | 1 | 1 | 1 | 1 | [5 empty] | 2.275 | 9.2958 | 570.7763 | 26826.484 | 684.9315 | 0.10025 | 0.06686 | 0.049792 | 0.048928 | 0.045038 | 0.10025 | 0.06686 | 0.049792 | 0.048928 | 0.045038 | 100000 | 100000 | 0 | 0 | 0
6875 |  |  |  | 9795.2055 |  |  |  |  | 4477.6349 | 4638.229 | 4798.8232 | 4959.4174 | 5120.0115 | 26918.7847 | 26191.5316 | 25464.2785 | 24737.0254 | 24009.7723 |  | 0.16525 |  |  |  |  | 1 | 1 | 1 | 1 | 1 | [5 empty] | 1.7193 | 8.1025 | 570.7763 | 26826.484 | 684.9315 | 0.099907 | 0.069624 | 0.051072 | 0.049127 | 0.045132 | 0.099907 | 0.069624 | 0.051073 | 0.049127 | 0.045132 | 100000 | 100000 | 0 | 0 | 0
6876 |  |  |  | 9795.2055 |  |  |  |  | 4509.1358 | 4717.4408 | 4925.7458 | 5134.0508 | 5342.3558 | 26568.8937 | 25851.0935 | 25133.2932 | 24415.4929 | 23697.6927 |  | 0.25513 |  |  |  |  | 1 | 1 | 1 | 1 | 1 | [5 empty] | 1.6663 | 9.5722 | 570.7763 | 26826.484 | 684.9315 | 0.10002 | 0.070061 | 0.050821 | 0.048888 | 0.045045 | 0.10002 | 0.070061 | 0.050821 | 0.048888 | 0.045045 | 100000 | 100000 | 0 | 0 | 0
6877 |  |  |  | 9795.2055 |  |  |  |  | 4420.0331 | 4681.3831 | 4942.7331 | 5204.0831 | 5465.4331 | 26132.497 | 25426.4867 | 24720.4763 | 24014.466 | 23308.4557 |  | 0.16662 |  |  |  |  | 1 | 1 | 1 | 1 | 1 | [5 empty] | 1.5952 | 8.1929 | 570.7763 | 26826.484 | 684.9315 | 0.099939 | 0.069668 | 0.050261 | 0.049178 | 0.045059 | 0.099939 | 0.069668 | 0.050261 | 0.049178 | 0.045059 | 100000 | 100000 | 0 | 0 | 0
6878 |  |  |  | 9795.2055 |  |  |  |  | 4243.6278 | 4571.8003 | 4899.9728 | 5228.1453 | 5556.3178 | 26468.3723 | 25753.2878 | 25038.2033 | 24323.1187 | 23608.0342 |  | 0.39864 |  |  |  |  | 1 | 1 | 1 | 1 | 1 | [5 empty] | 1.1636 | 9.5088 | 570.7763 | 26826.484 | 684.9315 | 0.099894 | 0.068878 | 0.050201 | 0.04925 | 0.045085 | 0.099894 | 0.068878 | 0.050201 | 0.04925 | 0.045085 | 100000 | 100000 | 0 | 0 | 0
6879 |  |  |  | 9795.2055 |  |  |  |  | 3878.2168 | 4327.2193 | 4776.2218 | 5225.2243 | 5674.2268 | 27302.9867 | 26565.3538 | 25827.7209 | 25090.0879 | 24352.455 |  | 0.44823 |  |  |  |  | 1 | 1 | 1 | 1 | 1 | [5 empty] | 1.0096 | 9.6885 | 570.7763 | 26826.484 | 684.9315 | 0.10044 | 0.079076 | 0.054377 | 0.053237 | 0.045474 | 0.10044 | 0.079076 | 0.054377 | 0.053237 | 0.045474 | 100000 | 100000 | 0 | 0 | 0
6880 |  |  |  | 9795.2055 |  |  |  |  | 3880.0169 | 4517.3044 | 5154.5919 | 5791.8794 | 6429.1669 | 28999.3596 | 28215.8965 | 27432.4334 | 26648.9703 | 25865.5072 |  | 0.2813 |  |  |  |  | 1 | 1 | 1 | 1 | 1 | [5 empty] | 1.1496 | 10.6858 | 570.7763 | 26826.484 | 684.9315 | 0.10528 | 0.089975 | 0.080403 | 0.083895 | 0.072243 | 0.10528 | 0.089975 | 0.080403 | 0.083895 | 0.072243 | 100000 | 100000 | 0 | 0 | 0
6881 |  |  |  | 9795.2055 |  |  |  |  | 4588.3382 | 5351.1582 | 6113.9782 | 6876.7982 | 7639.6182 | 30758.0748 | 29927.0973 | 29096.1197 | 28265.1422 | 27434.1646 |  | 0.0319 |  |  |  |  | 1 | 1 | 1 | 1 | 1 | [5 empty] | 1.462 | 10.9107 | 570.7763 | 26826.484 | 684.9315 | 0.10861 | 0.094306 | 0.088597 | 0.090843 | 0.087206 | 0.10861 | 0.094306 | 0.088597 | 0.090843 | 0.087206 | 100000 | 100000 | 0 | 0 | 0
6882 |  |  |  | 9795.2055 |  |  |  |  | 5609.869 | 6451.3356 | 7292.8023 | 8134.269 | 8975.7356 | 31812.8216 | 30953.3484 | 30093.8753 | 29234.4021 | 28374.9289 |  | 0 |  |  |  |  | 1 | 1 | 1 | 1 | 1 | [5 empty] | 2.9266 | 11.038 | 570.7763 | 26826.484 | 684.9315 | 0.11032 | 0.099195 | 0.087918 | 0.089666 | 0.085501 | 0.11032 | 0.099195 | 0.087918 | 0.089666 | 0.085501 | 100000 | 100000 | 0 | 0 | 0
6883 |  |  |  | 9795.2055 |  |  |  |  | 6509.8961 | 7285.3661 | 8060.8361 | 8836.3061 | 9611.7761 | 32474.4246 | 31597.0772 | 30719.7297 | 29842.3823 | 28965.0349 |  | 0 |  |  |  |  | 1 | 1 | 1 | 1 | 1 | [5 empty] | 5.198 | 11.4362 | 570.7763 | 26826.484 | 684.9315 | 0.10996 | 0.098485 | 0.087658 | 0.089389 | 0.084231 | 0.10996 | 0.098485 | 0.087658 | 0.089389 | 0.084231 | 100000 | 100000 | 0 | 0 | 0
6884 |  |  |  | 9795.2055 |  |  |  |  | 6252.4883 | 6862.745 | 7473.0017 | 8083.2583 | 8693.515 | 31856.9619 | 30996.2962 | 30135.6305 | 29274.9648 | 28414.2991 |  | 0 |  |  |  |  | 1 | 1 | 1 | 1 | 1 | [5 empty] | 4.8955 | 11.7774 | 570.7763 | 26826.484 | 684.9315 | 0.10997 | 0.09949 | 0.086493 | 0.088214 | 0.083684 | 0.10997 | 0.09949 | 0.086493 | 0.088214 | 0.083684 | 100000 | 100000 | 0 | 0 | 0
6885 |  |  |  | 9795.2055 |  |  |  |  | 5510.866 | 6038.1577 | 6565.4493 | 7092.741 | 7620.0327 | 28675.4067 | 27900.6957 | 27125.9847 | 26351.2737 | 25576.5627 |  | 0 |  |  |  |  | 1 | 1 | 1 | 1 | 1 | [5 empty] | 5.7796 | 12.028 | 570.7763 | 26826.484 | 684.9315 | 0.10663 | 0.097093 | 0.086608 | 0.08839 | 0.084027 | 0.10663 | 0.097093 | 0.086608 | 0.08839 | 0.084027 | 100000 | 100000 | 0 | 0 | 0
6886 |  |  |  | 9795.2055 |  |  |  |  | 5101.3537 | 5561.1362 | 6020.9187 | 6480.7012 | 6940.4837 | 21795.3551 | 21206.5195 | 20617.6839 | 20028.8482 | 19440.0126 |  | 0 |  |  |  |  | 1 | 1 | 1 | 1 | 1 | [5 empty] | 6.1436 | 11.5818 | 570.7763 | 26826.484 | 684.9315 | 0.10578 | 0.096394 | 0.08566 | 0.087261 | 0.083964 | 0.10578 | 0.096394 | 0.08566 | 0.087261 | 0.083964 | 100000 | 100000 | 0 | 0 | 0
6887 |  |  |  | 9795.2055 |  |  |  |  | 3566.8074 | 3944.2024 | 4321.5974 | 4698.9924 | 5076.3874 | 15387.2171 | 14971.5074 | 14555.7976 | 14140.0879 | 13724.3781 |  | 0 |  |  |  |  | 1 | 1 | 1 | 1 | 1 | [5 empty] | 6.4633 | 11.1038 | 570.7763 | 26826.484 | 684.9315 | 0.10567 | 0.096724 | 0.086612 | 0.089247 | 0.085069 | 0.10567 | 0.096724 | 0.086612 | 0.089247 | 0.085069 | 100000 | 100000 | 0 | 0 | 0
6888 |  |  |  | 9795.2055 |  |  |  |  | 2505.658 | 2705.713 | 2905.768 | 3105.823 | 3305.878 | 14084.6618 | 13704.1426 | 13323.6234 | 12943.1042 | 12562.5851 |  | 0 |  |  |  |  | 1 | 1 | 1 | 1 | 1 | [5 empty] | 7.1246 | 10.5035 | 570.7763 | 26826.484 | 684.9315 | 0.10549 | 0.099487 | 0.089962 | 0.093588 | 0.096318 | 0.10549 | 0.099487 | 0.089962 | 0.093588 | 0.096318 | 100000 | 100000 | 0 | 0 | 0
6889 |  |  |  | 9795.2055 |  |  |  |  | 1874.0478 | 1972.7137 | 2071.3795 | 2170.0453 | 2268.7112 | 15286.4654 | 14873.4776 | 14460.4898 | 14047.502 | 13634.5142 |  | 0 |  |  |  |  | 1 | 1 | 1 | 1 | 1 | [5 empty] | 6.7295 | 10.4611 | 570.7763 | 26826.484 | 684.9315 | 0.10568 | 0.1001 | 0.094492 | 0.098149 | 0.096788 | 0.10568 | 0.1001 | 0.094492 | 0.098149 | 0.096788 | 100000 | 100000 | 0 | 0 | 0
6890 |  |  |  | 9795.2055 |  |  |  |  | 1605.6813 | 1655.3438 | 1705.0063 | 1754.6688 | 1804.3313 | 15419.1 | 15002.5288 | 14585.9577 | 14169.3866 | 13752.8155 |  | 0 |  |  |  |  | 1 | 1 | 1 | 1 | 1 | [5 empty] | 6.4669 | 9.5995 | 570.7763 | 26826.484 | 684.9315 | 0.10586 | 0.10008 | 0.095152 | 0.10243 | 0.096965 | 0.10586 | 0.10008 | 0.095152 | 0.10243 | 0.096965 | 100000 | 100000 | 0 | 0 | 0
6891 |  |  |  | 9795.2055 |  |  |  |  | 1573.152 | 1614.3995 | 1655.647 | 1696.8945 | 1738.142 | 17477.251 | 17005.0757 | 16532.9004 | 16060.7251 | 15588.5498 |  | 0 |  |  |  |  | 1 | 1 | 1 | 1 | 1 | [5 empty] | 6.5665 | 9.4209 | 570.7763 | 26826.484 | 684.9315 | 0.1059 | 0.10052 | 0.095365 | 0.10385 | 0.096832 | 0.1059 | 0.10052 | 0.095365 | 0.10385 | 0.096832 | 100000 | 100000 | 0 | 0 | 0
6892 |  |  |  | 9795.2055 |  |  |  |  | 1727.6661 | 1767.9511 | 1808.2361 | 1848.5211 | 1888.8061 | 22439.4445 | 21833.2077 | 21226.971 | 20620.7343 | 20014.4976 |  | 0 |  |  |  |  | 1 | 1 | 1 | 1 | 1 | [5 empty] | 6.4095 | 9.2927 | 570.7763 | 26826.484 | 684.9315 | 0.10586 | 0.10034 | 0.094641 | 0.10284 | 0.096805 | 0.10586 | 0.10034 | 0.094641 | 0.10284 | 0.096805 | 100000 | 100000 | 0 | 0 | 0
6893 |  |  |  | 9795.2055 |  |  |  |  | 2377.3481 | 2418.1831 | 2459.0181 | 2499.8531 | 2540.6881 | 33173.5085 | 32277.2742 | 31381.0399 | 30484.8057 | 29588.5714 |  | 0 |  |  |  |  | 1 | 1 | 1 | 1 | 1 | [5 empty] | 6.3448 | 9.546 | 570.7763 | 26826.484 | 684.9315 | 0.10872 | 0.10401 | 0.096915 | 0.1045 | 0.099353 | 0.10872 | 0.10401 | 0.096915 | 0.1045 | 0.099353 | 100000 | 100000 | 0 | 0 | 0
6894 |  |  |  | 9795.2055 |  |  |  |  | 3721.8916 | 3765.4766 | 3809.0616 | 3852.6466 | 3896.2316 | 39177.6806 | 38119.2343 | 37060.7879 | 36002.3415 | 34943.8951 |  | 0 |  |  |  |  | 1 | 1 | 1 | 1 | 1 | [5 empty] | 6.2747 | 9.3181 | 570.7763 | 26826.484 | 684.9315 | 0.11163 | 0.11011 | 0.10081 | 0.10617 | 0.1026 | 0.11163 | 0.11011 | 0.10081 | 0.10616 | 0.1026 | 100000 | 100000 | 0 | 0 | 0
6895 |  |  |  | 9795.2055 |  |  |  |  | 4585.7246 | 4628.0721 | 4670.4196 | 4712.7671 | 4755.1146 | 37603.5645 | 36587.6453 | 35571.7262 | 34555.807 | 33539.8878 |  | 0.00596 |  |  |  |  | 1 | 1 | 1 | 1 | 1 | [5 empty] | 5.9657 | 8.9972 | 570.7763 | 26826.484 | 684.9315 | 0.11717 | 0.1148 | 0.10385 | 0.10792 | 0.10813 | 0.11717 | 0.1148 | 0.10385 | 0.10792 | 0.10813 | 100000 | 100000 | 0 | 0 | 0
6896 |  |  |  | 9795.2055 |  |  |  |  | 4034.5341 | 4084.8566 | 4135.1791 | 4185.5016 | 4235.8241 | 35234.1901 | 34282.2833 | 33330.3765 | 32378.4697 | 31426.5629 |  | 0.05706 |  |  |  |  | 1 | 1 | 1 | 1 | 1 | [5 empty] | 5.4838 | 9.1672 | 570.7763 | 26826.484 | 684.9315 | 0.11671 | 0.11542 | 0.10296 | 0.10563 | 0.10678 | 0.11671 | 0.11542 | 0.10296 | 0.10563 | 0.10678 | 100000 | 100000 | 0 | 0 | 0
6897 |  |  |  | 9795.2055 |  |  |  |  | 3818.5758 | 3894.3083 | 3970.0408 | 4045.7733 | 4121.5058 | 32945.5519 | 32055.4762 | 31165.4006 | 30275.3249 | 29385.2492 |  | 0.10477 |  |  |  |  | 1 | 1 | 1 | 1 | 1 | [5 empty] | 2.4869 | 6.8522 | 570.7763 | 26826.484 | 684.9315 | 0.11635 | 0.11533 | 0.10063 | 0.10293 | 0.10343 | 0.11635 | 0.11533 | 0.10063 | 0.10293 | 0.10343 | 100000 | 100000 | 0 | 0 | 0
6898 |  |  |  | 9795.2055 |  |  |  |  | 3977.6078 | 4087.7128 | 4197.8178 | 4307.9228 | 4418.0278 | 31135.0044 | 30293.8435 | 29452.6826 | 28611.5217 | 27770.3609 |  | 0.24481 |  |  |  |  | 1 | 1 | 1 | 1 | 1 | [5 empty] | 1.5599 | 5.2117 | 570.7763 | 26826.484 | 684.9315 | 0.11592 | 0.11442 | 0.099719 | 0.10184 | 0.10199 | 0.11592 | 0.11442 | 0.099719 | 0.10184 | 0.10199 | 100000 | 100000 | 0 | 0 | 0
6899 |  |  |  | 9795.2055 |  |  |  |  | 4495.3655 | 4653.2088 | 4811.0522 | 4968.8955 | 5126.7388 | 29488.6268 | 28691.9453 | 27895.2639 | 27098.5825 | 26301.9011 |  | 0.17822 |  |  |  |  | 1 | 1 | 1 | 1 | 1 | [5 empty] | 0.70942 | 3.1157 | 570.7763 | 26826.484 | 684.9315 | 0.11592 | 0.1143 | 0.099567 | 0.098041 | 0.10166 | 0.11592 | 0.1143 | 0.099567 | 0.098041 | 0.10166 | 100000 | 100000 | 0 | 0 | 0
6900 |  |  |  | 9795.2055 |  |  |  |  | 4526.9912 | 4724.9837 | 4922.9762 | 5120.9687 | 5318.9612 | 29106.4072 | 28320.0521 | 27533.6969 | 26747.3418 | 25960.9866 |  | 0.05228 |  |  |  |  | 1 | 1 | 1 | 1 | 1 | [5 empty] | 0.87302 | 6.7708 | 570.7763 | 26826.484 | 684.9315 | 0.11592 | 0.11391 | 0.099397 | 0.097109 | 0.10178 | 0.11592 | 0.11391 | 0.099397 | 0.097109 | 0.10178 | 100000 | 100000 | 0 | 0 | 0
6901 |  |  |  | 9795.2055 |  |  |  |  | 4437.5357 | 4698.0057 | 4958.4757 | 5218.9457 | 5479.4157 | 28628.3165 | 27854.8777 | 27081.439 | 26308.0002 | 25534.5614 |  | 0.04673 |  |  |  |  | 1 | 1 | 1 | 1 | 1 | [5 empty] | 1.3386 | 8.8881 | 570.7763 | 26826.484 | 684.9315 | 0.11541 | 0.11333 | 0.098951 | 0.094847 | 0.10117 | 0.11541 | 0.11333 | 0.098951 | 0.094847 | 0.10117 | 100000 | 100000 | 0 | 0 | 0
6902 |  |  |  | 9795.2055 |  |  |  |  | 4260.4318 | 4580.0243 | 4899.6168 | 5219.2093 | 5538.8018 | 28997.3824 | 28213.9727 | 27430.5631 | 26647.1534 | 25863.7437 |  | 0.03155 |  |  |  |  | 1 | 1 | 1 | 1 | 1 | [5 empty] | 1.1476 | 9.0138 | 570.7763 | 26826.484 | 684.9315 | 0.11548 | 0.11338 | 0.099154 | 0.096668 | 0.10155 | 0.11548 | 0.11338 | 0.099154 | 0.096668 | 0.10155 | 100000 | 100000 | 0 | 0 | 0
6903 |  |  |  | 9795.2055 |  |  |  |  | 3893.5739 | 4333.9964 | 4774.4189 | 5214.8414 | 5655.2639 | 29912.8377 | 29104.6956 | 28296.5534 | 27488.4113 | 26680.2692 |  | 0.02281 |  |  |  |  | 1 | 1 | 1 | 1 | 1 | [5 empty] | 1.1583 | 11.5751 | 570.7763 | 26826.484 | 684.9315 | 0.11606 | 0.11461 | 0.099785 | 0.10128 | 0.10499 | 0.11606 | 0.11461 | 0.099785 | 0.10128 | 0.10499 | 100000 | 100000 | 0 | 0 | 0
6904 |  |  |  | 9795.2055 |  |  |  |  | 3895.381 | 4512.0452 | 5128.7094 | 5745.3735 | 6362.0377 | 31773.3022 | 30914.8967 | 30056.4912 | 29198.0857 | 28339.6802 |  | 0.0193 |  |  |  |  | 1 | 1 | 1 | 1 | 1 | [5 empty] | 1.4023 | 5.4881 | 570.7763 | 26826.484 | 684.9315 | 0.1172 | 0.11622 | 0.10229 | 0.10422 | 0.10835 | 0.1172 | 0.11622 | 0.10229 | 0.10422 | 0.10835 | 100000 | 100000 | 0 | 0 | 0
6905 |  |  |  | 9795.2055 |  |  |  |  | 4606.5072 | 5379.7772 | 6153.0472 | 6926.3172 | 7699.5872 | 33702.0653 | 32791.5513 | 31881.0372 | 30970.5232 | 30060.0091 |  | 0 |  |  |  |  | 1 | 1 | 1 | 1 | 1 | [5 empty] | 1.1812 | 4.9111 | 570.7763 | 26826.484 | 684.9315 | 0.11729 | 0.11714 | 0.10521 | 0.10894 | 0.10927 | 0.11729 | 0.11714 | 0.10521 | 0.10894 | 0.10927 | 100000 | 100000 | 0 | 0 | 0
6906 |  |  |  | 9795.2055 |  |  |  |  | 5632.083 | 6440.5514 | 7249.0197 | 8057.488 | 8865.9564 | 34855.9333 | 33914.2457 | 32972.5581 | 32030.8705 | 31089.1829 |  | 0 |  |  |  |  | 1 | 1 | 1 | 1 | 1 | [5 empty] | 1.8182 | 6.0981 | 570.7763 | 26826.484 | 684.9315 | 0.11743 | 0.11705 | 0.10493 | 0.10652 | 0.10853 | 0.11743 | 0.11705 | 0.10493 | 0.10652 | 0.10853 | 100000 | 100000 | 0 | 0 | 0
6907 |  |  |  | 9795.2055 |  |  |  |  | 6535.6741 | 7290.4649 | 8045.2558 | 8800.0466 | 9554.8374 | 35579.6462 | 34618.4064 | 33657.1666 | 32695.9267 | 31734.6869 |  | 0 |  |  |  |  | 1 | 1 | 1 | 1 | 1 | [5 empty] | 3.2572 | 2.9757 | 570.7763 | 26826.484 | 684.9315 | 0.11822 | 0.12061 | 0.10466 | 0.10314 | 0.10829 | 0.11822 | 0.12061 | 0.10466 | 0.10314 | 0.10829 | 100000 | 100000 | 0 | 0 | 0
6908 |  |  |  | 9795.2055 |  |  |  |  | 6277.2471 | 6895.8629 | 7514.4787 | 8133.0946 | 8751.7104 | 34900.6223 | 33957.7273 | 33014.8324 | 32071.9374 | 31129.0425 |  | 0 |  |  |  |  | 1 | 1 | 1 | 1 | 1 | [5 empty] | 3.7129 | 3.87 | 570.7763 | 26826.484 | 684.9315 | 0.11756 | 0.11523 | 0.10206 | 0.099175 | 0.10778 | 0.11756 | 0.11523 | 0.10206 | 0.099175 | 0.10778 | 100000 | 100000 | 0 | 0 | 0
6909 |  |  |  | 9795.2055 |  |  |  |  | 5532.688 | 6072.4922 | 6612.2964 | 7152.1005 | 7691.9047 | 31412.1619 | 30563.5131 | 29714.8644 | 28866.2157 | 28017.567 |  | 0 |  |  |  |  | 1 | 1 | 1 | 1 | 1 | [5 empty] | 3.1056 | 4.9783 | 570.7763 | 26826.484 | 684.9315 | 0.11657 | 0.1135 | 0.092776 | 0.097326 | 0.099088 | 0.11657 | 0.11351 | 0.092776 | 0.097326 | 0.099089 | 100000 | 100000 | 0 | 0 | 0
6910 |  |  |  | 9795.2055 |  |  |  |  | 5121.5541 | 5582.8483 | 6044.1424 | 6505.4366 | 6966.7308 | 23865.2419 | 23220.485 | 22575.7281 | 21930.9713 | 21286.2144 |  | 0 |  |  |  |  | 1 | 1 | 1 | 1 | 1 | [5 empty] | 2.2336 | 5.0969 | 570.7763 | 26826.484 | 684.9315 | 0.11361 | 0.11075 | 0.089728 | 0.096423 | 0.09855 | 0.11361 | 0.11075 | 0.089728 | 0.096423 | 0.09855 | 100000 | 100000 | 0 | 0 | 0
6911 |  |  |  | 9795.2055 |  |  |  |  | 3580.9314 | 3991.9305 | 4402.9297 | 4813.9289 | 5224.928 | 16846.8788 | 16391.734 | 15936.5892 | 15481.4444 | 15026.2996 |  | 0 |  |  |  |  | 1 | 1 | 1 | 1 | 1 | [5 empty] | 1.2876 | 7.2468 | 570.7763 | 26826.484 | 684.9315 | 0.10952 | 0.10879 | 0.088756 | 0.096867 | 0.098225 | 0.10952 | 0.10879 | 0.088756 | 0.096867 | 0.098225 | 100000 | 100000 | 0 | 0 | 0
6912 |  |  |  | 9795.2055 |  |  |  |  | 2771.4223 | 3086.9998 | 3402.5773 | 3718.1548 | 4033.7323 | 15206.7958 | 14795.9604 | 14385.1251 | 13974.2897 | 13563.4543 |  | 0 |  |  |  |  | 1 | 1 | 1 | 1 | 1 | [5 empty] | 1.4331 | 8.6096 | 570.7763 | 26826.484 | 684.9315 | 0.10717 | 0.098858 | 0.089171 | 0.095857 | 0.098735 | 0.10717 | 0.098858 | 0.089171 | 0.095857 | 0.098735 | 100000 | 100000 | 0 | 0 | 0
6913 |  |  |  | 9795.2055 |  |  |  |  | 1994.8797 | 2167.5447 | 2340.2097 | 2512.8747 | 2685.5397 | 16503.5369 | 16057.668 | 15611.7991 | 15165.9302 | 14720.0614 |  | 0 |  |  |  |  | 1 | 1 | 1 | 1 | 1 | [5 empty] | 1.5803 | 10.0738 | 570.7763 | 26826.484 | 684.9315 | 0.10626 | 0.097477 | 0.088887 | 0.093182 | 0.097547 | 0.10626 | 0.097477 | 0.088887 | 0.093182 | 0.097547 | 100000 | 100000 | 0 | 0 | 0
6914 |  |  |  | 9795.2055 |  |  |  |  | 1605.7013 | 1713.6613 | 1821.6213 | 1929.5813 | 2037.5413 | 16649.3647 | 16199.556 | 15749.7474 | 15299.9387 | 14850.1301 |  | 0 |  |  |  |  | 1 | 1 | 1 | 1 | 1 | [5 empty] | 2.3531 | 12.1339 | 570.7763 | 26826.484 | 684.9315 | 0.1047 | 0.090473 | 0.083913 | 0.086714 | 0.094259 | 0.1047 | 0.090473 | 0.083912 | 0.086714 | 0.094259 | 100000 | 100000 | 0 | 0 | 0
6915 |  |  |  | 9795.2055 |  |  |  |  | 1528.5913 | 1587.3013 | 1646.0113 | 1704.7213 | 1763.4313 | 18872.3746 | 18362.5079 | 17852.6411 | 17342.7744 | 16832.9076 |  | 0 |  |  |  |  | 1 | 1 | 1 | 1 | 1 | [5 empty] | 3.1155 | 13.7898 | 570.7763 | 26826.484 | 684.9315 | 0.10418 | 0.088294 | 0.082764 | 0.085801 | 0.091371 | 0.10418 | 0.088294 | 0.082764 | 0.085801 | 0.091371 | 100000 | 100000 | 0 | 0 | 0
6916 |  |  |  | 9795.2055 |  |  |  |  | 1644.7099 | 1693.8774 | 1743.0449 | 1792.2124 | 1841.3799 | 24227.4447 | 23572.9024 | 22918.36 | 22263.8177 | 21609.2753 |  | 0 |  |  |  |  | 1 | 1 | 1 | 1 | 1 | [5 empty] | 4.1797 | 13.5592 | 570.7763 | 26826.484 | 684.9315 | 0.094723 | 0.068595 | 0.06565 | 0.069643 | 0.058968 | 0.094723 | 0.068595 | 0.06565 | 0.069643 | 0.058968 | 100000 | 100000 | 0 | 0 | 0
6917 |  |  |  | 9795.2055 |  |  |  |  | 2015.7448 | 2065.9023 | 2116.0598 | 2166.2173 | 2216.3748 | 35818.4543 | 34850.7627 | 33883.0711 | 32915.3795 | 31947.6879 |  | 0 |  |  |  |  | 1 | 1 | 1 | 1 | 1 | [5 empty] | 5.4575 | 14.4059 | 570.7763 | 26826.484 | 684.9315 | 0.095105 | 0.06937 | 0.064549 | 0.069623 | 0.05911 | 0.095105 | 0.06937 | 0.064549 | 0.069623 | 0.05911 | 100000 | 100000 | 0 | 0 | 0
6918 |  |  |  | 9795.2055 |  |  |  |  | 2688.8693 | 2730.8043 | 2772.7393 | 2814.6743 | 2856.6093 | 42325.6347 | 41182.1415 | 40038.6482 | 38895.1549 | 37751.6616 |  | 0 |  |  |  |  | 1 | 1 | 1 | 1 | 1 | [5 empty] | 5.8923 | 13.3359 | 570.7763 | 26826.484 | 684.9315 | 0.095131 | 0.068517 | 0.063983 | 0.068442 | 0.058572 | 0.095131 | 0.068517 | 0.063983 | 0.068442 | 0.058572 | 100000 | 100000 | 0 | 0 | 0
6919 |  |  |  | 9795.2055 |  |  |  |  | 3457.2472 | 3498.2197 | 3539.1922 | 3580.1647 | 3621.1372 | 40621.4545 | 39524.0023 | 38426.5501 | 37329.098 | 36231.6458 |  | 0.02887 |  |  |  |  | 1 | 1 | 1 | 1 | 1 | [5 empty] | 5.9187 | 12.6902 | 570.7763 | 26826.484 | 684.9315 | 0.09569 | 0.069489 | 0.064967 | 0.068326 | 0.057117 | 0.09569 | 0.069489 | 0.064967 | 0.068326 | 0.057117 | 100000 | 100000 | 0 | 0 | 0
6920 |  |  |  | 9795.2055 |  |  |  |  | 3736.6574 | 3810.9049 | 3885.1524 | 3959.3999 | 4033.6474 | 38055.3099 | 37027.1862 | 35999.0624 | 34970.9386 | 33942.8149 |  | 0.00585 |  |  |  |  | 1 | 1 | 1 | 1 | 1 | [5 empty] | 4.87 | 12.9441 | 570.7763 | 26826.484 | 684.9315 | 0.095155 | 0.068781 | 0.061094 | 0.054253 | 0.047386 | 0.095155 | 0.068781 | 0.061094 | 0.054253 | 0.047386 | 100000 | 100000 | 0 | 0 | 0
6921 |  |  |  | 9795.2055 |  |  |  |  | 4384.381 | 4507.301 | 4630.221 | 4753.141 | 4876.061 | 35580.9844 | 34619.7084 | 33658.4324 | 32697.1564 | 31735.8805 |  | 0.02918 |  |  |  |  | 1 | 1 | 1 | 1 | 1 | [5 empty] | 4.1957 | 13.2006 | 570.7763 | 26826.484 | 684.9315 | 0.091348 | 0.069639 | 0.058527 | 0.049813 | 0.046765 | 0.091348 | 0.069639 | 0.058527 | 0.049813 | 0.046765 | 100000 | 100000 | 0 | 0 | 0
6922 |  |  |  | 9795.2055 |  |  |  |  | 4837.0617 | 5078.3092 | 5319.5567 | 5560.8042 | 5802.0517 | 33622.9589 | 32714.582 | 31806.2051 | 30897.8283 | 29989.4514 |  | 0.09503 |  |  |  |  | 1 | 1 | 1 | 1 | 1 | [5 empty] | 5.3406 | 12.4886 | 570.7763 | 26826.484 | 684.9315 | 0.085349 | 0.069848 | 0.059463 | 0.049014 | 0.04647 | 0.085349 | 0.069848 | 0.059463 | 0.049014 | 0.04647 | 100000 | 100000 | 0 | 0 | 0
6923 |  |  |  | 9795.2055 |  |  |  |  | 5433.0763 | 5736.5813 | 6040.0863 | 6343.5913 | 6647.0963 | 31843.335 | 30983.0375 | 30122.7399 | 29262.4424 | 28402.1448 |  | 0.06727 |  |  |  |  | 1 | 1 | 1 | 1 | 1 | [5 empty] | 4.7594 | 11.9123 | 570.7763 | 26826.484 | 684.9315 | 0.084569 | 0.071228 | 0.059943 | 0.04892 | 0.046795 | 0.084569 | 0.071228 | 0.059942 | 0.04892 | 0.046795 | 100000 | 100000 | 0 | 0 | 0
6924 |  |  |  | 9795.2055 |  |  |  |  | 5329.6582 | 5766.2316 | 6202.8049 | 6639.3782 | 7075.9516 | 31431.6796 | 30582.5036 | 29733.3275 | 28884.1515 | 28034.9755 |  | 0.10687 |  |  |  |  | 1 | 1 | 1 | 1 | 1 | [5 empty] | 4.2881 | 11.6513 | 570.7763 | 26826.484 | 684.9315 | 0.084705 | 0.071388 | 0.059827 | 0.049111 | 0.047033 | 0.084705 | 0.071388 | 0.059827 | 0.049111 | 0.047033 | 100000 | 100000 | 0 | 0 | 0
6925 |  |  |  | 9795.2055 |  |  |  |  | 5101.0499 | 5600.5958 | 6100.1416 | 6599.6874 | 7099.2333 | 30915.3796 | 30080.1523 | 29244.9249 | 28409.6975 | 27574.4701 |  | 0.03046 |  |  |  |  | 1 | 1 | 1 | 1 | 1 | [5 empty] | 4.2705 | 11.3774 | 570.7763 | 26826.484 | 684.9315 | 0.092647 | 0.072619 | 0.060022 | 0.049892 | 0.047004 | 0.092647 | 0.072619 | 0.060022 | 0.049892 | 0.047004 | 100000 | 100000 | 0 | 0 | 0
6926 |  |  |  | 9795.2055 |  |  |  |  | 5272.5062 | 5784.1245 | 6295.7428 | 6807.3612 | 7318.9795 | 31315.0527 | 30469.0276 | 29623.0024 | 28776.9772 | 27930.9521 |  | 0.10169 |  |  |  |  | 1 | 1 | 1 | 1 | 1 | [5 empty] | 3.536 | 11.0871 | 570.7763 | 26826.484 | 684.9315 | 0.093781 | 0.07372 | 0.059958 | 0.051852 | 0.047015 | 0.093781 | 0.07372 | 0.059958 | 0.051852 | 0.047015 | 100000 | 100000 | 0 | 0 | 0
6927 |  |  |  | 9795.2055 |  |  |  |  | 5408.5825 | 5898.2275 | 6387.8725 | 6877.5175 | 7367.1625 | 32304.783 | 31432.0187 | 30559.2544 | 29686.4901 | 28813.7258 |  | 0.06697 |  |  |  |  | 1 | 1 | 1 | 1 | 1 | [5 empty] | 4.0238 | 11.006 | 570.7763 | 26826.484 | 684.9315 | 0.096641 | 0.074206 | 0.06056 | 0.055631 | 0.048128 | 0.096641 | 0.074206 | 0.06056 | 0.055631 | 0.048128 | 100000 | 100000 | 0 | 0 | 0
6928 |  |  |  | 9795.2055 |  |  |  |  | 5604.5325 | 6078.2284 | 6551.9242 | 7025.62 | 7499.3159 | 34315.974 | 33388.8743 | 32461.7745 | 31534.6748 | 30607.575 |  | 0.02677 |  |  |  |  | 1 | 1 | 1 | 1 | 1 | [5 empty] | 4.0623 | 10.7082 | 570.7763 | 26826.484 | 684.9315 | 0.09817 | 0.077453 | 0.066687 | 0.061557 | 0.051175 | 0.09817 | 0.077453 | 0.066687 | 0.061557 | 0.051175 | 100000 | 100000 | 0 | 0 | 0
6929 |  |  |  | 9795.2055 |  |  |  |  | 6254.9776 | 6761.5076 | 7268.0376 | 7774.5676 | 8281.0976 | 36400.9223 | 35417.4944 | 34434.0665 | 33450.6386 | 32467.2107 |  | 0 |  |  |  |  | 1 | 1 | 1 | 1 | 1 | [5 empty] | 3.843 | 10.6559 | 570.7763 | 26826.484 | 684.9315 | 0.10166 | 0.079966 | 0.072817 | 0.065671 | 0.051962 | 0.10166 | 0.079966 | 0.072817 | 0.065671 | 0.051962 | 100000 | 100000 | 0 | 0 | 0
6930 |  |  |  | 9795.2055 |  |  |  |  | 6817.4267 | 7328.9067 | 7840.3867 | 8351.8667 | 8863.3467 | 37645.341 | 36628.2932 | 35611.2454 | 34594.1976 | 33577.1498 |  | 0 |  |  |  |  | 1 | 1 | 1 | 1 | 1 | [5 empty] | 3.4304 | 10.5537 | 570.7763 | 26826.484 | 684.9315 | 0.10326 | 0.095343 | 0.084893 | 0.093328 | 0.061126 | 0.10326 | 0.095343 | 0.084893 | 0.093328 | 0.061126 | 100000 | 100000 | 0 | 0 | 0
6931 |  |  |  | 9795.2055 |  |  |  |  | 7003.3977 | 7470.6594 | 7937.9211 | 8405.1827 | 8872.4444 | 38425.7821 | 37387.6495 | 36349.5168 | 35311.3842 | 34273.2515 |  | 0 |  |  |  |  | 1 | 1 | 1 | 1 | 1 | [5 empty] | 3.424 | 10.5321 | 570.7763 | 26826.484 | 684.9315 | 0.10442 | 0.095404 | 0.087992 | 0.095489 | 0.061642 | 0.10442 | 0.095404 | 0.087992 | 0.095489 | 0.061642 | 100000 | 100000 | 0 | 0 | 0
6932 |  |  |  | 9795.2055 |  |  |  |  | 6284.9144 | 6704.2453 | 7123.5761 | 7542.9069 | 7962.2378 | 37689.8972 | 36671.6457 | 35653.3941 | 34635.1425 | 33616.8909 |  | 0 |  |  |  |  | 1 | 1 | 1 | 1 | 1 | [5 empty] | 3.3788 | 9.8683 | 570.7763 | 26826.484 | 684.9315 | 0.10481 | 0.096136 | 0.088237 | 0.095856 | 0.061633 | 0.10481 | 0.096136 | 0.088237 | 0.095856 | 0.061633 | 100000 | 100000 | 0 | 0 | 0
6933 |  |  |  | 9795.2055 |  |  |  |  | 5433.0763 | 5818.2263 | 6203.3763 | 6588.5263 | 6973.6763 | 33919.6739 | 33003.2808 | 32086.8877 | 31170.4946 | 30254.1015 |  | 0 |  |  |  |  | 1 | 1 | 1 | 1 | 1 | [5 empty] | 2.9176 | 9.6577 | 570.7763 | 26826.484 | 684.9315 | 0.10314 | 0.09594 | 0.087933 | 0.095489 | 0.061644 | 0.10314 | 0.09594 | 0.087933 | 0.095489 | 0.061644 | 100000 | 100000 | 0 | 0 | 0
6934 |  |  |  | 9795.2055 |  |  |  |  | 5427.6332 | 5782.1491 | 6136.6649 | 6491.1807 | 6845.6966 | 25759.9692 | 25064.0233 | 24368.0774 | 23672.1315 | 22976.1856 |  | 0 |  |  |  |  | 1 | 1 | 1 | 1 | 1 | [5 empty] | 2.5966 | 9.2642 | 570.7763 | 26826.484 | 684.9315 | 0.10302 | 0.095427 | 0.087402 | 0.095374 | 0.061238 | 0.10302 | 0.095427 | 0.087402 | 0.095374 | 0.061238 | 100000 | 100000 | 0 | 0 | 0
6935 |  |  |  | 9795.2055 |  |  |  |  | 4192.9669 | 4531.3694 | 4869.7719 | 5208.1744 | 5546.5769 | 18182.7324 | 17691.4974 | 17200.2624 | 16709.0275 | 16217.7925 |  | 0 |  |  |  |  | 1 | 1 | 1 | 1 | 1 | [5 empty] | 2.4268 | 8.8628 | 570.7763 | 26826.484 | 684.9315 | 0.10242 | 0.095576 | 0.087409 | 0.095435 | 0.061304 | 0.10242 | 0.095576 | 0.087408 | 0.095435 | 0.061304 | 100000 | 100000 | 0 | 0 | 0
6936 |  |  |  | 9795.2055 |  |  |  |  | 3143.1046 | 3501.0854 | 3859.0663 | 4217.0471 | 4575.0279 | 15523.1136 | 15103.7324 | 14684.3512 | 14264.97 | 13845.5888 |  | 0 |  |  |  |  | 1 | 1 | 1 | 1 | 1 | [5 empty] | 2.2535 | 8.2847 | 570.7763 | 26826.484 | 684.9315 | 0.10249 | 0.095719 | 0.087466 | 0.095541 | 0.061318 | 0.10249 | 0.095719 | 0.087466 | 0.095541 | 0.061318 | 100000 | 100000 | 0 | 0 | 0
6937 |  |  |  | 9795.2055 |  |  |  |  | 2399.9075 | 2723.845 | 3047.7825 | 3371.72 | 3695.6575 | 16846.5916 | 16391.4545 | 15936.3175 | 15481.1804 | 15026.0434 |  | 0 |  |  |  |  | 1 | 1 | 1 | 1 | 1 | [5 empty] | 3.6891 | 7.3666 | 570.7763 | 26826.484 | 684.9315 | 0.10276 | 0.095654 | 0.087674 | 0.095538 | 0.061272 | 0.10276 | 0.095654 | 0.087674 | 0.095538 | 0.061272 | 100000 | 100000 | 0 | 0 | 0
6938 |  |  |  | 9795.2055 |  |  |  |  | 1943.6063 | 2162.3879 | 2381.1696 | 2599.9513 | 2818.7329 | 16996.2192 | 16537.0398 | 16077.8603 | 15618.6808 | 15159.5014 |  | 0 |  |  |  |  | 1 | 1 | 1 | 1 | 1 | [5 empty] | 5.0041 | 6.334 | 570.7763 | 26826.484 | 684.9315 | 0.10282 | 0.095764 | 0.087886 | 0.095638 | 0.061331 | 0.10282 | 0.095764 | 0.087886 | 0.095638 | 0.061331 | 100000 | 100000 | 0 | 0 | 0
6939 |  |  |  | 9795.2055 |  |  |  |  | 1827.9371 | 1920.0038 | 2012.0704 | 2104.1371 | 2196.2038 | 19265.7284 | 18745.2346 | 18224.7408 | 17704.2469 | 17183.7531 |  | 0 |  |  |  |  | 1 | 1 | 1 | 1 | 1 | [5 empty] | 4.2703 | 5.4289 | 570.7763 | 26826.484 | 684.9315 | 0.10283 | 0.095864 | 0.087849 | 0.095643 | 0.061313 | 0.10283 | 0.095864 | 0.087849 | 0.095643 | 0.061313 | 100000 | 100000 | 0 | 0 | 0
6940 |  |  |  | 9795.2055 |  |  |  |  | 1931.7661 | 1988.9361 | 2046.1061 | 2103.2761 | 2160.4461 | 24731.4704 | 24063.311 | 23395.1516 | 22726.9922 | 22058.8328 |  | 0 |  |  |  |  | 1 | 1 | 1 | 1 | 1 | [5 empty] | 5.6022 | 4.5522 | 570.7763 | 26826.484 | 684.9315 | 0.10208 | 0.094229 | 0.086073 | 0.094017 | 0.059754 | 0.10208 | 0.094229 | 0.086073 | 0.094017 | 0.059754 | 100000 | 100000 | 0 | 0 | 0
6941 |  |  |  | 9795.2055 |  |  |  |  | 2222.3052 | 2263.1402 | 2303.9752 | 2344.8102 | 2385.6452 | 36564.098 | 35576.2617 | 34588.4253 | 33600.589 | 32612.7526 |  | 0 |  |  |  |  | 1 | 1 | 1 | 1 | 1 | [5 empty] | 6.8267 | 4.0372 | 570.7763 | 26826.484 | 684.9315 | 0.10277 | 0.095389 | 0.087611 | 0.095312 | 0.060657 | 0.10277 | 0.095389 | 0.087611 | 0.095312 | 0.060657 | 100000 | 100000 | 0 | 0 | 0
6942 |  |  |  | 9795.2055 |  |  |  |  | 2710.4837 | 2750.4937 | 2790.5037 | 2830.5137 | 2870.5237 | 43213.8301 | 42046.3409 | 40878.8516 | 39711.3623 | 38543.873 |  | 0 |  |  |  |  | 1 | 1 | 1 | 1 | 1 | [5 empty] | 7.6525 | 3.9272 | 570.7763 | 26826.484 | 684.9315 | 0.10317 | 0.095944 | 0.08837 | 0.095877 | 0.061083 | 0.10317 | 0.095944 | 0.08837 | 0.095877 | 0.061083 | 100000 | 100000 | 0 | 0 | 0
6943 |  |  |  | 9795.2055 |  |  |  |  | 3695.0378 | 3738.3478 | 3781.6578 | 3824.9678 | 3868.2778 | 41472.8429 | 40352.3892 | 39231.9354 | 38111.4816 | 36991.0278 |  | 0.0027 |  |  |  |  | 1 | 1 | 1 | 1 | 1 | [5 empty] | 10.6875 | 3.9474 | 570.7763 | 26826.484 | 684.9315 | 0.10649 | 0.097285 | 0.089769 | 0.096768 | 0.06183 | 0.10649 | 0.097285 | 0.089769 | 0.096768 | 0.06183 | 100000 | 100000 | 0 | 0 | 0
6944 |  |  |  | 9795.2055 |  |  |  |  | 4704.1829 | 4745.5679 | 4786.9529 | 4828.3379 | 4869.7229 | 38850.9846 | 37801.3644 | 36751.7443 | 35702.1241 | 34652.5039 |  | 0.06065 |  |  |  |  | 1 | 1 | 1 | 1 | 1 | [5 empty] | 10.529 | 3.8608 | 570.7763 | 26826.484 | 684.9315 | 0.10653 | 0.098743 | 0.087825 | 0.089235 | 0.057865 | 0.10653 | 0.098743 | 0.087825 | 0.089235 | 0.057865 | 100000 | 100000 | 0 | 0 | 0
6945 |  |  |  | 9795.2055 |  |  |  |  | 5646.8411 | 5704.9736 | 5763.1061 | 5821.2386 | 5879.3711 | 36324.2127 | 35342.8572 | 34361.5017 | 33380.1463 | 32398.7908 |  | 0.05136 |  |  |  |  | 1 | 1 | 1 | 1 | 1 | [5 empty] | 9.4118 | 3.6119 | 570.7763 | 26826.484 | 684.9315 | 0.10279 | 0.094192 | 0.076507 | 0.055381 | 0.048217 | 0.10279 | 0.094192 | 0.076507 | 0.055381 | 0.048217 | 100000 | 100000 | 0 | 0 | 0
6946 |  |  |  | 9795.2055 |  |  |  |  | 6347.2315 | 6423.7065 | 6500.1815 | 6576.6565 | 6653.1315 | 34324.5151 | 33397.1846 | 32469.8541 | 31542.5236 | 30615.1931 |  | 0.06075 |  |  |  |  | 1 | 1 | 1 | 1 | 1 | [5 empty] | 7.9382 | 2.6439 | 570.7763 | 26826.484 | 684.9315 | 0.1017 | 0.093601 | 0.074749 | 0.047687 | 0.046461 | 0.1017 | 0.093601 | 0.074749 | 0.047687 | 0.046461 | 100000 | 100000 | 0 | 0 | 0
6947 |  |  |  | 9795.2055 |  |  |  |  | 7175.1313 | 7296.4013 | 7417.6713 | 7538.9413 | 7660.2113 | 32507.2665 | 31629.0319 | 30750.7972 | 29872.5625 | 28994.3278 |  | 0.14728 |  |  |  |  | 1 | 1 | 1 | 1 | 1 | [5 empty] | 7.6886 | 1.9548 | 570.7763 | 26826.484 | 684.9315 | 0.102 | 0.094344 | 0.074696 | 0.047909 | 0.04652 | 0.102 | 0.094344 | 0.074696 | 0.047909 | 0.04652 | 100000 | 100000 | 0 | 0 | 0
6948 |  |  |  | 9795.2055 |  |  |  |  | 6832.6777 | 7007.0752 | 7181.4727 | 7355.8702 | 7530.2677 | 32087.3448 | 31220.4549 | 30353.5651 | 29486.6752 | 28619.7854 |  | 0.07402 |  |  |  |  | 1 | 1 | 1 | 1 | 1 | [5 empty] | 7.7912 | 1.4387 | 570.7763 | 26826.484 | 684.9315 | 0.10248 | 0.095047 | 0.07555 | 0.047802 | 0.04663 | 0.10248 | 0.095047 | 0.07555 | 0.047802 | 0.04663 | 100000 | 100000 | 0 | 0 | 0
6949 |  |  |  | 9795.2055 |  |  |  |  | 6048.4954 | 6293.3179 | 6538.1404 | 6782.9629 | 7027.7854 | 31560.2703 | 30707.6202 | 29854.9701 | 29002.32 | 28149.6699 |  | 0.081 |  |  |  |  | 1 | 1 | 1 | 1 | 1 | [5 empty] | 7.8228 | 1.9753 | 570.7763 | 26826.484 | 684.9315 | 0.10239 | 0.095079 | 0.07515 | 0.047805 | 0.046715 | 0.10239 | 0.095079 | 0.07515 | 0.047805 | 0.046715 | 100000 | 100000 | 0 | 0 | 0
6950 |  |  |  | 9795.2055 |  |  |  |  | 5462.8634 | 5792.0809 | 6121.2984 | 6450.5159 | 6779.7334 | 31968.6083 | 31104.9264 | 30241.2444 | 29377.5624 | 28513.8804 |  | 0.09322 |  |  |  |  | 1 | 1 | 1 | 1 | 1 | [5 empty] | 8.1296 | 1.8415 | 570.7763 | 26826.484 | 684.9315 | 0.10253 | 0.09462 | 0.075272 | 0.048309 | 0.046492 | 0.10253 | 0.09462 | 0.075272 | 0.048309 | 0.046492 | 100000 | 100000 | 0 | 0 | 0
6951 |  |  |  | 9795.2055 |  |  |  |  | 5145.0008 | 5450.6508 | 5756.3008 | 6061.9508 | 6367.6008 | 32979.3171 | 32088.3293 | 31197.3414 | 30306.3535 | 29415.3656 |  | 0.03181 |  |  |  |  | 1 | 1 | 1 | 1 | 1 | [5 empty] | 8.2453 | 1.468 | 570.7763 | 26826.484 | 684.9315 | 0.10616 | 0.095858 | 0.079887 | 0.064324 | 0.049659 | 0.10616 | 0.095858 | 0.079887 | 0.064324 | 0.049659 | 100000 | 100000 | 0 | 0 | 0
6952 |  |  |  | 9795.2055 |  |  |  |  | 5183.2536 | 5537.7695 | 5892.2853 | 6246.8011 | 6601.317 | 35033.0735 | 34086.6002 | 33140.1269 | 32193.6535 | 31247.1802 |  | 0.10043 |  |  |  |  | 1 | 1 | 1 | 1 | 1 | [5 empty] | 8.8828 | 1.1314 | 570.7763 | 26826.484 | 684.9315 | 0.10934 | 0.10418 | 0.095486 | 0.10259 | 0.075619 | 0.10934 | 0.10419 | 0.095486 | 0.10259 | 0.075619 | 100000 | 100000 | 0 | 0 | 0
6953 |  |  |  | 9795.2055 |  |  |  |  | 5830.8188 | 6245.283 | 6659.7471 | 7074.2113 | 7488.6755 | 37162.1262 | 36158.1332 | 35154.1402 | 34150.1472 | 33146.1542 |  | 0.00467 |  |  |  |  | 1 | 1 | 1 | 1 | 1 | [5 empty] | 10.5712 | 0.80283 | 570.7763 | 26826.484 | 684.9315 | 0.1108 | 0.11118 | 0.10038 | 0.10542 | 0.10743 | 0.1108 | 0.11118 | 0.10038 | 0.10542 | 0.10743 | 100000 | 100000 | 0 | 0 | 0
6954 |  |  |  | 9795.2055 |  |  |  |  | 6359.9825 | 6851.6633 | 7343.3441 | 7835.025 | 8326.7058 | 38432.0278 | 37393.7264 | 36355.4251 | 35317.1237 | 34278.8223 |  | 0 |  |  |  |  | 1 | 1 | 1 | 1 | 1 | [5 empty] | 12.7039 | 0.55698 | 570.7763 | 26826.484 | 684.9315 | 0.11219 | 0.11144 | 0.10076 | 0.10579 | 0.108 | 0.11219 | 0.11144 | 0.10076 | 0.10579 | 0.108 | 100000 | 100000 | 0 | 0 | 0
6955 |  |  |  | 9795.2055 |  |  |  |  | 6583.1238 | 7119.9029 | 7656.6821 | 8193.4613 | 8730.2404 | 39228.4314 | 38168.6139 | 37108.7964 | 36048.9789 | 34989.1614 |  | 0 |  |  |  |  | 1 | 1 | 1 | 1 | 1 | [5 empty] | 13.8477 | 0.72005 | 570.7763 | 26826.484 | 684.9315 | 0.11261 | 0.11201 | 0.10077 | 0.10583 | 0.10803 | 0.11261 | 0.11201 | 0.10077 | 0.10583 | 0.10803 | 100000 | 100000 | 0 | 0 | 0
6956 |  |  |  | 9795.2055 |  |  |  |  | 6103.1423 | 6599.6073 | 7096.0723 | 7592.5373 | 8089.0023 | 38476.4329 | 37436.9318 | 36397.4308 | 35357.9297 | 34318.4287 |  | 0 |  |  |  |  | 1 | 1 | 1 | 1 | 1 | [5 empty] | 13.2746 | 1.0803 | 570.7763 | 26826.484 | 684.9315 | 0.11317 | 0.11213 | 0.10036 | 0.10577 | 0.10782 | 0.11317 | 0.11213 | 0.10036 | 0.10577 | 0.10782 | 100000 | 100000 | 0 | 0 | 0
6957 |  |  |  | 9795.2055 |  |  |  |  | 5363.5882 | 5765.1282 | 6166.6682 | 6568.2082 | 6969.7482 | 34626.6655 | 33691.1719 | 32755.6784 | 31820.1848 | 30884.6912 |  | 0 |  |  |  |  | 1 | 1 | 1 | 1 | 1 | [5 empty] | 13.5739 | 1.6668 | 570.7763 | 26826.484 | 684.9315 | 0.11194 | 0.11137 | 0.10002 | 0.10552 | 0.10689 | 0.11194 | 0.11137 | 0.10002 | 0.10552 | 0.10689 | 100000 | 100000 | 0 | 0 | 0
6958 |  |  |  | 9795.2055 |  |  |  |  | 5125.8744 | 5467.9611 | 5810.0478 | 6152.1344 | 6494.2211 | 26293.8687 | 25583.4986 | 24873.1286 | 24162.7586 | 23452.3886 |  | 0 |  |  |  |  | 1 | 1 | 1 | 1 | 1 | [5 empty] | 13.3295 | 2.3964 | 570.7763 | 26826.484 | 684.9315 | 0.11131 | 0.11137 | 0.099961 | 0.10552 | 0.10662 | 0.11131 | 0.11137 | 0.099961 | 0.10552 | 0.10662 | 100000 | 100000 | 0 | 0 | 0
6959 |  |  |  | 9795.2055 |  |  |  |  | 3712.3426 | 3973.6926 | 4235.0426 | 4496.3926 | 4757.7426 | 18559.1 | 18057.6969 | 17556.2937 | 17054.8906 | 16553.4875 |  | 0 |  |  |  |  | 1 | 1 | 1 | 1 | 1 | [5 empty] | 12.8137 | 3.3686 | 570.7763 | 26826.484 | 684.9315 | 0.1111 | 0.11095 | 0.099579 | 0.10553 | 0.1062 | 0.1111 | 0.11096 | 0.099579 | 0.10553 | 0.1062 | 100000 | 100000 | 0 | 0 | 0
6960 |  |  |  | 9795.2055 |  |  |  |  | 2535.6455 | 2732.263 | 2928.8805 | 3125.498 | 3322.1155 | 15983.8407 | 15552.0122 | 15120.1838 | 14688.3553 | 14256.5268 |  | 0 |  |  |  |  | 1 | 1 | 1 | 1 | 1 | [5 empty] | 12.2523 | 4.5245 | 570.7763 | 26826.484 | 684.9315 | 0.10993 | 0.1105 | 0.099251 | 0.10477 | 0.10586 | 0.10993 | 0.1105 | 0.099251 | 0.10477 | 0.10586 | 100000 | 100000 | 0 | 0 | 0
6961 |  |  |  | 9795.2055 |  |  |  |  | 1896.4763 | 1996.4613 | 2096.4463 | 2196.4313 | 2296.4163 | 17346.2417 | 16877.6059 | 16408.97 | 15940.3341 | 15471.6982 |  | 0 |  |  |  |  | 1 | 1 | 1 | 1 | 1 | [5 empty] | 11.4127 | 5.1275 | 570.7763 | 26826.484 | 684.9315 | 0.10937 | 0.11005 | 0.099353 | 0.10479 | 0.10564 | 0.10937 | 0.11005 | 0.099353 | 0.10479 | 0.10564 | 100000 | 100000 | 0 | 0 | 0
6962 |  |  |  | 9795.2055 |  |  |  |  | 1624.8979 | 1673.7354 | 1722.5729 | 1771.4104 | 1820.2479 | 17501.4692 | 17028.6396 | 16555.81 | 16082.9804 | 15610.1508 |  | 0 |  |  |  |  | 1 | 1 | 1 | 1 | 1 | [5 empty] | 10.5597 | 6.7048 | 570.7763 | 26826.484 | 684.9315 | 0.10937 | 0.11008 | 0.099423 | 0.10455 | 0.10538 | 0.10937 | 0.11008 | 0.099423 | 0.10455 | 0.10538 | 100000 | 100000 | 0 | 0 | 0
6963 |  |  |  | 9795.2055 |  |  |  |  | 1591.9794 | 1633.3644 | 1674.7494 | 1716.1344 | 1757.5194 | 19838.7279 | 19302.7536 | 18766.7793 | 18230.805 | 17694.8307 |  | 0 |  |  |  |  | 1 | 1 | 1 | 1 | 1 | [5 empty] | 10.4536 | 7.4998 | 570.7763 | 26826.484 | 684.9315 | 0.10935 | 0.11008 | 0.099196 | 0.1039 | 0.10505 | 0.10935 | 0.11008 | 0.099196 | 0.10391 | 0.10505 | 100000 | 100000 | 0 | 0 | 0
6964 |  |  |  | 9795.2055 |  |  |  |  | 1748.3426 | 1789.3151 | 1830.2876 | 1871.2601 | 1912.2326 | 25465.606 | 24777.6128 | 24089.6196 | 23401.6264 | 22713.6332 |  | 0 |  |  |  |  | 1 | 1 | 1 | 1 | 1 | [5 empty] | 9.8564 | 7.9667 | 570.7763 | 26826.484 | 684.9315 | 0.10777 | 0.10561 | 0.088632 | 0.094299 | 0.096387 | 0.10777 | 0.10561 | 0.088632 | 0.094299 | 0.096387 | 100000 | 100000 | 0 | 0 | 0
6965 |  |  |  | 9795.2055 |  |  |  |  | 2405.7999 | 2446.9099 | 2488.0199 | 2529.1299 | 2570.2399 | 37650.2016 | 36633.0225 | 35615.8434 | 34598.6642 | 33581.4851 |  | 0 |  |  |  |  | 1 | 1 | 1 | 1 | 1 | [5 empty] | 9.6493 | 8.6257 | 570.7763 | 26826.484 | 684.9315 | 0.10685 | 0.1024 | 0.0846 | 0.089711 | 0.095673 | 0.10685 | 0.1024 | 0.0846 | 0.089711 | 0.095673 | 100000 | 100000 | 0 | 0 | 0
6966 |  |  |  | 9795.2055 |  |  |  |  | 3766.4348 | 3807.6823 | 3848.9298 | 3890.1773 | 3931.4248 | 44508.176 | 43305.718 | 42103.2599 | 40900.8019 | 39698.3438 |  | 0 |  |  |  |  | 1 | 1 | 1 | 1 | 1 | [5 empty] | 9.7362 | 8.9224 | 570.7763 | 26826.484 | 684.9315 | 0.10741 | 0.096027 | 0.082492 | 0.087912 | 0.094067 | 0.10741 | 0.096027 | 0.082492 | 0.087912 | 0.094068 | 100000 | 100000 | 0 | 0 | 0
6967 |  |  |  | 9795.2055 |  |  |  |  | 4640.6061 | 4682.1286 | 4723.6511 | 4765.1736 | 4806.6961 | 42713.4629 | 41559.4919 | 40405.5208 | 39251.5497 | 38097.5787 |  | 0.00135 |  |  |  |  | 1 | 1 | 1 | 1 | 1 | [5 empty] | 9.8666 | 9.9343 | 570.7763 | 26826.484 | 684.9315 | 0.11169 | 0.10055 | 0.084868 | 0.088923 | 0.094332 | 0.11169 | 0.10055 | 0.084868 | 0.088923 | 0.094332 | 100000 | 100000 | 0 | 0 | 0
6968 |  |  |  | 9795.2055 |  |  |  |  | 4082.819 | 4132.4815 | 4182.144 | 4231.8065 | 4281.469 | 40010.2574 | 38929.3177 | 37848.378 | 36767.4382 | 35686.4985 |  | 0.02552 |  |  |  |  | 1 | 1 | 1 | 1 | 1 | [5 empty] | 8.8153 | 10.7392 | 570.7763 | 26826.484 | 684.9315 | 0.11036 | 0.098808 | 0.082523 | 0.086955 | 0.089277 | 0.11036 | 0.098809 | 0.082523 | 0.086955 | 0.089277 | 100000 | 100000 | 0 | 0 | 0
6969 |  |  |  | 9795.2055 |  |  |  |  | 3864.2762 | 3939.7612 | 4015.2462 | 4090.7312 | 4166.2162 | 37407.0125 | 36396.4035 | 35385.7945 | 34375.1855 | 33364.5765 |  | 0.05318 |  |  |  |  | 1 | 1 | 1 | 1 | 1 | [5 empty] | 4.6717 | 11.2329 | 570.7763 | 26826.484 | 684.9315 | 0.10321 | 0.076255 | 0.063749 | 0.046175 | 0.044693 | 0.10321 | 0.076255 | 0.063749 | 0.046175 | 0.044693 | 100000 | 100000 | 0 | 0 | 0
6970 |  |  |  | 9795.2055 |  |  |  |  | 4025.2115 | 4134.959 | 4244.7065 | 4354.454 | 4464.2015 | 35346.5383 | 34391.5962 | 33436.6541 | 32481.7121 | 31526.77 |  | 0.04208 |  |  |  |  | 1 | 1 | 1 | 1 | 1 | [5 empty] | 3.2123 | 11.5277 | 570.7763 | 26826.484 | 684.9315 | 0.089945 | 0.070343 | 0.041028 | 0.03304 | 0.027019 | 0.089945 | 0.070343 | 0.041028 | 0.03304 | 0.027019 | 100000 | 100000 | 0 | 0 | 0
6971 |  |  |  | 9795.2055 |  |  |  |  | 4549.1656 | 4714.1589 | 4879.1523 | 5044.1456 | 5209.1389 | 33474.4366 | 32570.0723 | 31665.708 | 30761.3437 | 29856.9794 |  | 0.04813 |  |  |  |  | 1 | 1 | 1 | 1 | 1 | [5 empty] | 2.379 | 11.4735 | 570.7763 | 26826.484 | 684.9315 | 0.091564 | 0.070028 | 0.041161 | 0.02875 | 0.026761 | 0.091564 | 0.070028 | 0.041161 | 0.02875 | 0.026761 | 100000 | 100000 | 0 | 0 | 0
6972 |  |  |  | 9795.2055 |  |  |  |  | 4581.1698 | 4783.2873 | 4985.4048 | 5187.5223 | 5389.6398 | 33042.4997 | 32149.8049 | 31257.11 | 30364.4152 | 29471.7203 |  | 0.04956 |  |  |  |  | 1 | 1 | 1 | 1 | 1 | [5 empty] | 1.574 | 11.6238 | 570.7763 | 26826.484 | 684.9315 | 0.092107 | 0.070344 | 0.041398 | 0.028741 | 0.026744 | 0.092107 | 0.070344 | 0.041398 | 0.028741 | 0.026744 | 100000 | 100000 | 0 | 0 | 0
6973 |  |  |  | 9795.2055 |  |  |  |  | 4490.6437 | 4760.7937 | 5030.9437 | 5301.0937 | 5571.2437 | 32499.729 | 31621.6979 | 30743.6669 | 29865.6358 | 28987.6048 |  | 0.03782 |  |  |  |  | 1 | 1 | 1 | 1 | 1 | [5 empty] | 0.25664 | 11.9992 | 570.7763 | 26826.484 | 684.9315 | 0.092127 | 0.070144 | 0.04078 | 0.028888 | 0.02642 | 0.092127 | 0.070144 | 0.04078 | 0.028888 | 0.02642 | 100000 | 100000 | 0 | 0 | 0
6974 |  |  |  | 9795.2055 |  |  |  |  | 4311.4203 | 4635.3028 | 4959.1853 | 5283.0678 | 5606.9503 | 32920.7175 | 32031.3128 | 31141.9081 | 30252.5034 | 29363.0987 |  | 0.0431 |  |  |  |  | 1 | 1 | 1 | 1 | 1 | [5 empty] | 0.68737 | 12.7011 | 570.7763 | 26826.484 | 684.9315 | 0.091774 | 0.069379 | 0.040384 | 0.028658 | 0.026397 | 0.091774 | 0.069379 | 0.040384 | 0.028659 | 0.026397 | 100000 | 100000 | 0 | 0 | 0
6975 |  |  |  | 9795.2055 |  |  |  |  | 3940.1718 | 4362.0043 | 4783.8368 | 5205.6693 | 5627.5018 | 33962.0155 | 33044.4785 | 32126.9415 | 31209.4045 | 30291.8675 |  | 0.02806 |  |  |  |  | 1 | 1 | 1 | 1 | 1 | [5 empty] | 0.63849 | 13.488 | 570.7763 | 26826.484 | 684.9315 | 0.091849 | 0.068675 | 0.042474 | 0.032266 | 0.026878 | 0.091849 | 0.068675 | 0.042474 | 0.032266 | 0.026878 | 100000 | 100000 | 0 | 0 | 0
6976 |  |  |  | 9795.2055 |  |  |  |  | 3942.0006 | 4554.5389 | 5167.0773 | 5779.6156 | 6392.1539 | 36077.8316 | 35103.1325 | 34128.4334 | 33153.7343 | 32179.0352 |  | 0.04455 |  |  |  |  | 1 | 1 | 1 | 1 | 1 | [5 empty] | 1.138 | 14.272 | 570.7763 | 26826.484 | 684.9315 | 0.097044 | 0.075195 | 0.054628 | 0.037348 | 0.044026 | 0.097044 | 0.075195 | 0.054628 | 0.037348 | 0.044026 | 100000 | 100000 | 0 | 0 | 0
6977 |  |  |  | 9795.2055 |  |  |  |  | 4661.6374 | 5445.3566 | 6229.0758 | 7012.7949 | 7796.5141 | 38271.1864 | 37237.2304 | 36203.2744 | 35169.3184 | 34135.3623 |  | 0.0069 |  |  |  |  | 1 | 1 | 1 | 1 | 1 | [5 empty] | 1.7022 | 15.6109 | 570.7763 | 26826.484 | 684.9315 | 0.10133 | 0.080043 | 0.05955 | 0.044431 | 0.047964 | 0.10133 | 0.080043 | 0.05955 | 0.044431 | 0.047964 | 100000 | 100000 | 0 | 0 | 0
6978 |  |  |  | 9795.2055 |  |  |  |  | 5699.4873 | 6529.9548 | 7360.4223 | 8190.8898 | 9021.3573 | 39578.1705 | 38508.9042 | 37439.638 | 36370.3718 | 35301.1055 |  | 0 |  |  |  |  | 1 | 1 | 1 | 1 | 1 | [5 empty] | 2.6344 | 16.7051 | 570.7763 | 26826.484 | 684.9315 | 0.10091 | 0.073781 | 0.054373 | 0.040883 | 0.04636 | 0.10091 | 0.073781 | 0.054373 | 0.040883 | 0.04636 | 100000 | 100000 | 0 | 0 | 0
6979 |  |  |  | 9795.2055 |  |  |  |  | 6613.8924 | 7389.3624 | 8164.8324 | 8940.3024 | 9715.7724 | 40397.8007 | 39306.3909 | 38214.9811 | 37123.5713 | 36032.1614 |  | 0 |  |  |  |  | 1 | 1 | 1 | 1 | 1 | [5 empty] | 1.3217 | 17.3112 | 570.7763 | 26826.484 | 684.9315 | 0.099277 | 0.073516 | 0.052133 | 0.037127 | 0.045743 | 0.099277 | 0.073516 | 0.052133 | 0.037127 | 0.045743 | 100000 | 100000 | 0 | 0 | 0
6980 |  |  |  | 9795.2055 |  |  |  |  | 6352.3726 | 6981.4384 | 7610.5042 | 8239.5701 | 8868.6359 | 39622.2639 | 38551.8064 | 37481.3489 | 36410.8914 | 35340.434 |  | 0 |  |  |  |  | 1 | 1 | 1 | 1 | 1 | [5 empty] | 0.36255 | 16.6659 | 570.7763 | 26826.484 | 684.9315 | 0.091873 | 0.069367 | 0.049459 | 0.035785 | 0.044892 | 0.091873 | 0.069367 | 0.049459 | 0.035785 | 0.044892 | 100000 | 100000 | 0 | 0 | 0
6981 |  |  |  | 9795.2055 |  |  |  |  | 5598.9027 | 6133.3435 | 6667.7844 | 7202.2252 | 7736.666 | 35656.5429 | 34693.2256 | 33729.9083 | 32766.5909 | 31803.2736 |  | 0 |  |  |  |  | 1 | 1 | 1 | 1 | 1 | [5 empty] | 1.9302 | 15.556 | 570.7763 | 26826.484 | 684.9315 | 0.083621 | 0.059102 | 0.042706 | 0.034535 | 0.043382 | 0.083621 | 0.059102 | 0.042706 | 0.034535 | 0.043383 | 100000 | 100000 | 0 | 0 | 0
6982 |  |  |  | 9795.2055 |  |  |  |  | 5182.8484 | 5636.58 | 6090.3117 | 6544.0434 | 6997.775 | 27071.3463 | 26339.9715 | 25608.5967 | 24877.2219 | 24145.8471 |  | 0 |  |  |  |  | 1 | 1 | 1 | 1 | 1 | [5 empty] | 2.1984 | 14.4898 | 570.7763 | 26826.484 | 684.9315 | 0.075418 | 0.055539 | 0.032852 | 0.034066 | 0.043074 | 0.075418 | 0.055539 | 0.032852 | 0.034066 | 0.043074 | 100000 | 100000 | 0 | 0 | 0
6983 |  |  |  | 9795.2055 |  |  |  |  | 3623.7876 | 3997.3059 | 4370.8243 | 4744.3426 | 5117.8609 | 19107.1344 | 18590.9252 | 18074.7161 | 17558.5069 | 17042.2978 |  | 0 |  |  |  |  | 1 | 1 | 1 | 1 | 1 | [5 empty] | 3.0076 | 14.4308 | 570.7763 | 26826.484 | 684.9315 | 0.062633 | 0.046069 | 0.028074 | 0.032493 | 0.042808 | 0.062633 | 0.046069 | 0.028074 | 0.032493 | 0.042808 | 100000 | 100000 | 0 | 0 | 0
6984 |  |  |  | 9795.2055 |  |  |  |  | 2545.7474 | 2744.4274 | 2943.1074 | 3141.7874 | 3340.4674 | 16326.1002 | 15885.025 | 15443.9499 | 15002.8747 | 14561.7996 |  | 0 |  |  |  |  | 1 | 1 | 1 | 1 | 1 | [5 empty] | 4.3834 | 15.3003 | 570.7763 | 26826.484 | 684.9315 | 0.057651 | 0.044954 | 0.025471 | 0.033209 | 0.042874 | 0.057651 | 0.044954 | 0.025471 | 0.033209 | 0.042874 | 100000 | 100000 | 0 | 0 | 0
6985 |  |  |  | 9795.2055 |  |  |  |  | 1904.0318 | 2002.6968 | 2101.3618 | 2200.0268 | 2298.6918 | 17717.4002 | 17238.7369 | 16760.0736 | 16281.4103 | 15802.747 |  | 0 |  |  |  |  | 1 | 1 | 1 | 1 | 1 | [5 empty] | 4.4855 | 15.9073 | 570.7763 | 26826.484 | 684.9315 | 0.059285 | 0.047113 | 0.026626 | 0.034745 | 0.042819 | 0.059285 | 0.047113 | 0.026626 | 0.034745 | 0.042819 | 100000 | 100000 | 0 | 0 | 0
6986 |  |  |  | 9795.2055 |  |  |  |  | 1631.3715 | 1679.384 | 1727.3965 | 1775.409 | 1823.4215 | 17876.8381 | 17393.8674 | 16910.8966 | 16427.9258 | 15944.9551 |  | 0 |  |  |  |  | 1 | 1 | 1 | 1 | 1 | [5 empty] | 4.6637 | 13.6597 | 570.7763 | 26826.484 | 684.9315 | 0.062728 | 0.05175 | 0.028554 | 0.040573 | 0.043248 | 0.062728 | 0.05175 | 0.028554 | 0.040573 | 0.043248 | 100000 | 100000 | 0 | 0 | 0
6987 |  |  |  | 9795.2055 |  |  |  |  | 1598.3217 | 1639.2942 | 1680.2667 | 1721.2392 | 1762.2117 | 20264.4429 | 19716.9672 | 19169.4916 | 18622.0159 | 18074.5403 |  | 0 |  |  |  |  | 1 | 1 | 1 | 1 | 1 | [5 empty] | 5.7477 | 15.3122 | 570.7763 | 26826.484 | 684.9315 | 0.063898 | 0.05268 | 0.028678 | 0.041083 | 0.043389 | 0.063898 | 0.05268 | 0.028678 | 0.041083 | 0.043389 | 100000 | 100000 | 0 | 0 | 0
6988 |  |  |  | 9795.2055 |  |  |  |  | 1755.308 | 1797.9305 | 1840.553 | 1883.1755 | 1925.798 | 26010.9764 | 25308.2492 | 24605.5219 | 23902.7947 | 23200.0675 |  | 0 |  |  |  |  | 1 | 1 | 1 | 1 | 1 | [5 empty] | 7.0531 | 15.225 | 570.7763 | 26826.484 | 684.9315 | 0.066681 | 0.038602 | 0.023196 | 0.038526 | 0.042521 | 0.066681 | 0.038602 | 0.023196 | 0.038526 | 0.042521 | 100000 | 100000 | 0 | 0 | 0
6989 |  |  |  | 9795.2055 |  |  |  |  | 2415.3845 | 2454.2945 | 2493.2045 | 2532.1145 | 2571.0245 | 38457.0717 | 37418.0937 | 36379.1157 | 35340.1377 | 34301.1597 |  | 0 |  |  |  |  | 1 | 1 | 1 | 1 | 1 | [5 empty] | 8.5686 | 7.2635 | 570.7763 | 26826.484 | 684.9315 | 0.072503 | 0.048022 | 0.027433 | 0.040131 | 0.042575 | 0.072503 | 0.048022 | 0.027433 | 0.040131 | 0.042575 | 100000 | 100000 | 0 | 0 | 0
6990 |  |  |  | 9795.2055 |  |  |  |  | 3781.4401 | 3821.4501 | 3861.4601 | 3901.4701 | 3941.4801 | 45470.2176 | 44241.7685 | 43013.3194 | 41784.8703 | 40556.4212 |  | 0 |  |  |  |  | 1 | 1 | 1 | 1 | 1 | [5 empty] | 8.8598 | 3.4152 | 570.7763 | 26826.484 | 684.9315 | 0.079957 | 0.051998 | 0.037771 | 0.041994 | 0.043688 | 0.079957 | 0.051998 | 0.037771 | 0.041994 | 0.043688 | 100000 | 100000 | 0 | 0 | 0
6991 |  |  |  | 9795.2055 |  |  |  |  | 4659.0941 | 4700.8916 | 4742.6891 | 4784.4866 | 4826.2841 | 43635.5036 | 42456.6222 | 41277.7407 | 40098.8593 | 38919.9779 |  | 0 |  |  |  |  | 1 | 1 | 1 | 1 | 1 | [5 empty] | 8.95 | 4.1277 | 570.7763 | 26826.484 | 684.9315 | 0.086864 | 0.061208 | 0.042359 | 0.04321 | 0.044174 | 0.086864 | 0.061208 | 0.042359 | 0.04321 | 0.044174 | 100000 | 100000 | 0 | 0 | 0
6992 |  |  |  | 9795.2055 |  |  |  |  | 4099.0848 | 4148.2523 | 4197.4198 | 4246.5873 | 4295.7548 | 40871.7137 | 39767.5004 | 38663.287 | 37559.0737 | 36454.8604 |  | 0.03944 |  |  |  |  | 1 | 1 | 1 | 1 | 1 | [5 empty] | 6.9882 | 6.9744 | 570.7763 | 26826.484 | 684.9315 | 0.087684 | 0.062525 | 0.04189 | 0.04291 | 0.044271 | 0.087684 | 0.062525 | 0.04189 | 0.04291 | 0.044271 | 100000 | 100000 | 0 | 0 | 0
6993 |  |  |  | 9795.2055 |  |  |  |  | 3879.6713 | 3954.6613 | 4029.6513 | 4104.6413 | 4179.6313 | 38211.5949 | 37179.2488 | 36146.9028 | 35114.5567 | 34082.2106 |  | 0.08379 |  |  |  |  | 1 | 1 | 1 | 1 | 1 | [5 empty] | 5.5192 | 8.3217 | 570.7763 | 26826.484 | 684.9315 | 0.088293 | 0.062942 | 0.039118 | 0.042808 | 0.044666 | 0.088293 | 0.062942 | 0.039118 | 0.042808 | 0.044666 | 100000 | 100000 | 0 | 0 | 0
6994 |  |  |  | 9795.2055 |  |  |  |  | 4041.2477 | 4146.7052 | 4252.1627 | 4357.6202 | 4463.0777 | 36105.9094 | 35130.4517 | 34154.994 | 33179.5364 | 32204.0787 |  | 0.15363 |  |  |  |  | 1 | 1 | 1 | 1 | 1 | [5 empty] | 5.9283 | 7.269 | 570.7763 | 26826.484 | 684.9315 | 0.087477 | 0.061112 | 0.037699 | 0.04063 | 0.044214 | 0.087477 | 0.061112 | 0.037699 | 0.04063 | 0.044214 | 100000 | 100000 | 0 | 0 | 0
6995 |  |  |  | 9795.2055 |  |  |  |  | 4567.2893 | 4736.1318 | 4904.9743 | 5073.8168 | 5242.6593 | 34193.019 | 33269.2411 | 32345.4631 | 31421.6852 | 30497.9073 |  | 0.28324 |  |  |  |  | 1 | 1 | 1 | 1 | 1 | [5 empty] | 5.9905 | 8.5041 | 570.7763 | 26826.484 | 684.9315 | 0.088081 | 0.05519 | 0.037555 | 0.040466 | 0.044232 | 0.088081 | 0.05519 | 0.037555 | 0.040466 | 0.044232 | 100000 | 100000 | 0 | 0 | 0
6996 |  |  |  | 9795.2055 |  |  |  |  | 4599.421 | 4812.5385 | 5025.656 | 5238.7735 | 5451.891 | 33752.1761 | 32840.3082 | 31928.4403 | 31016.5725 | 30104.7046 |  | 0.08158 |  |  |  |  | 1 | 1 | 1 | 1 | 1 | [5 empty] | 8.6257 | 5.5943 | 570.7763 | 26826.484 | 684.9315 | 0.088434 | 0.055437 | 0.037769 | 0.040492 | 0.044265 | 0.088434 | 0.055437 | 0.037769 | 0.040492 | 0.044265 | 100000 | 100000 | 0 | 0 | 0
6997 |  |  |  | 9795.2055 |  |  |  |  | 4508.5342 | 4767.2442 | 5025.9542 | 5284.6642 | 5543.3742 | 33197.7427 | 32300.8538 | 31403.9648 | 30507.0758 | 29610.1868 |  | 0.04322 |  |  |  |  | 1 | 1 | 1 | 1 | 1 | [5 empty] | 10.7114 | 10.559 | 570.7763 | 26826.484 | 684.9315 | 0.087664 | 0.055581 | 0.037551 | 0.040499 | 0.044225 | 0.087664 | 0.055581 | 0.037551 | 0.040499 | 0.044225 | 100000 | 100000 | 0 | 0 | 0
6998 |  |  |  | 9795.2055 |  |  |  |  | 4328.5968 | 4652.4793 | 4976.3618 | 5300.2443 | 5624.1268 | 33628.1522 | 32719.635 | 31811.1178 | 30902.6007 | 29994.0835 |  | 0.1005 |  |  |  |  | 1 | 1 | 1 | 1 | 1 | [5 empty] | 11.7287 | 11.6059 | 570.7763 | 26826.484 | 684.9315 | 0.08789 | 0.056414 | 0.037816 | 0.040631 | 0.044215 | 0.08789 | 0.056414 | 0.037816 | 0.040631 | 0.044215 | 100000 | 100000 | 0 | 0 | 0
6999 |  |  |  | 9795.2055 |  |  |  |  | 3955.8693 | 4377.7026 | 4799.5359 | 5221.3693 | 5643.2026 | 34692.1997 | 33754.9356 | 32817.6716 | 31880.4075 | 30943.1434 |  | 0.06102 |  |  |  |  | 1 | 1 | 1 | 1 | 1 | [5 empty] | 11.9197 | 10.1388 | 570.7763 | 26826.484 | 684.9315 | 0.08956 | 0.058416 | 0.039556 | 0.042422 | 0.044516 | 0.08956 | 0.058416 | 0.039556 | 0.042422 | 0.044516 | 100000 | 100000 | 0 | 0 | 0
7000 |  |  |  | 9795.2055 |  |  |  |  | 3957.7054 | 4588.8054 | 5219.9054 | 5851.0054 | 6482.1054 | 36854.1662 | 35858.4932 | 34862.8202 | 33867.1472 | 32871.4743 |  | 0.00873 |  |  |  |  | 1 | 1 | 1 | 1 | 1 | [5 empty] | 11.6681 | 12.1154 | 570.7763 | 26826.484 | 684.9315 | 0.093183 | 0.068603 | 0.044347 | 0.044306 | 0.045006 | 0.093182 | 0.068603 | 0.044347 | 0.044306 | 0.045006 | 100000 | 100000 | 0 | 0 | 0
7001 |  |  |  | 9795.2055 |  |  |  |  | 4680.2092 | 5440.4167 | 6200.6242 | 6960.8317 | 7721.0392 | 39095.3375 | 38039.1158 | 36982.894 | 35926.6723 | 34870.4505 |  | 0.03744 |  |  |  |  | 1 | 1 | 1 | 1 | 1 | [5 empty] | 11.7552 | 12.645 | 570.7763 | 26826.484 | 684.9315 | 0.096925 | 0.07189 | 0.045605 | 0.045463 | 0.045252 | 0.096925 | 0.07189 | 0.045605 | 0.045463 | 0.045252 | 100000 | 100000 | 0 | 0 | 0
7002 |  |  |  | 9795.2055 |  |  |  |  | 5722.1938 | 6547.1613 | 7372.1288 | 8197.0963 | 9022.0638 | 40429.8424 | 39337.5669 | 38245.2914 | 37153.0159 | 36060.7404 |  | 0 |  |  |  |  | 1 | 1 | 1 | 1 | 1 | [5 empty] | 11.8561 | 12.717 | 570.7763 | 26826.484 | 684.9315 | 0.097616 | 0.071562 | 0.04566 | 0.04563 | 0.045196 | 0.097616 | 0.071562 | 0.04566 | 0.04563 | 0.045196 | 100000 | 100000 | 0 | 0 | 0
7003 |  |  |  | 9795.2055 |  |  |  |  | 6640.2419 | 7395.0327 | 8149.8236 | 8904.6144 | 9659.4052 | 41266.7091 | 40151.8244 | 39036.9396 | 37922.0549 | 36807.1701 |  | 0 |  |  |  |  | 1 | 1 | 1 | 1 | 1 | [5 empty] | 11.9193 | 8.9562 | 570.7763 | 26826.484 | 684.9315 | 0.097866 | 0.071551 | 0.045358 | 0.045542 | 0.045264 | 0.097866 | 0.071551 | 0.045358 | 0.045542 | 0.045264 | 100000 | 100000 | 0 | 0 | 0
7004 |  |  |  | 9795.2055 |  |  |  |  | 6377.6801 | 7033.9143 | 7690.1485 | 8346.3826 | 9002.6168 | 40473.6331 | 39380.1746 | 38286.716 | 37193.2574 | 36099.7989 |  | 0 |  |  |  |  | 1 | 1 | 1 | 1 | 1 | [5 empty] | 12.2487 | 12.1223 | 570.7763 | 26826.484 | 684.9315 | 0.097947 | 0.069657 | 0.044895 | 0.044789 | 0.045095 | 0.097947 | 0.069657 | 0.044895 | 0.044789 | 0.045095 | 100000 | 100000 | 0 | 0 | 0
7005 |  |  |  | 9795.2055 |  |  |  |  | 5621.2085 | 6141.351 | 6661.4935 | 7181.636 | 7701.7785 | 36421.7 | 35437.7108 | 34453.7215 | 33469.7323 | 32485.7431 |  | 0 |  |  |  |  | 1 | 1 | 1 | 1 | 1 | [5 empty] | 12.7746 | 10.4074 | 570.7763 | 26826.484 | 684.9315 | 0.096218 | 0.065664 | 0.043972 | 0.044429 | 0.044723 | 0.096218 | 0.065664 | 0.043972 | 0.044429 | 0.044723 | 100000 | 100000 | 0 | 0 | 0
7006 |  |  |  | 9795.2055 |  |  |  |  | 5203.4966 | 5657.2291 | 6110.9616 | 6564.6941 | 7018.4266 | 27648.7817 | 26901.8066 | 26154.8315 | 25407.8564 | 24660.8812 |  | 0 |  |  |  |  | 1 | 1 | 1 | 1 | 1 | [5 empty] | 12.2836 | 10.7672 | 570.7763 | 26826.484 | 684.9315 | 0.094072 | 0.063332 | 0.04365 | 0.044181 | 0.044632 | 0.094072 | 0.063332 | 0.04365 | 0.044181 | 0.044632 | 100000 | 100000 | 0 | 0 | 0
7007 |  |  |  | 9795.2055 |  |  |  |  | 3638.2246 | 4022.0821 | 4405.9396 | 4789.7971 | 5173.6546 | 19514.1292 | 18986.9245 | 18459.7197 | 17932.515 | 17405.3102 |  | 0 |  |  |  |  | 1 | 1 | 1 | 1 | 1 | [5 empty] | 11.5736 | 9.1764 | 570.7763 | 26826.484 | 684.9315 | 0.091787 | 0.062221 | 0.043433 | 0.044095 | 0.044513 | 0.091787 | 0.062221 | 0.043433 | 0.044095 | 0.044513 | 100000 | 100000 | 0 | 0 | 0
7008 |  |  |  | 9795.2055 |  |  |  |  | 2555.8988 | 2764.2038 | 2972.5088 | 3180.8138 | 3389.1188 | 16576.8931 | 16129.0424 | 15681.1917 | 15233.341 | 14785.4902 |  | 0 |  |  |  |  | 1 | 1 | 1 | 1 | 1 | [5 empty] | 10.8997 | 9.7761 | 570.7763 | 26826.484 | 684.9315 | 0.088453 | 0.061017 | 0.041972 | 0.04344 | 0.044454 | 0.088453 | 0.061017 | 0.041972 | 0.043441 | 0.044454 | 100000 | 100000 | 0 | 0 | 0
7009 |  |  |  | 9795.2055 |  |  |  |  | 1911.6243 | 2010.9493 | 2110.2743 | 2209.5993 | 2308.9243 | 17989.3606 | 17503.3499 | 17017.3391 | 16531.3284 | 16045.3177 |  | 0 |  |  |  |  | 1 | 1 | 1 | 1 | 1 | [5 empty] | 13.1826 | 7.7803 | 570.7763 | 26826.484 | 684.9315 | 0.088066 | 0.059815 | 0.041866 | 0.043383 | 0.044416 | 0.088066 | 0.059815 | 0.041866 | 0.043383 | 0.044416 | 100000 | 100000 | 0 | 0 | 0
7010 |  |  |  | 9795.2055 |  |  |  |  | 1637.8767 | 1686.8792 | 1735.8817 | 1784.8842 | 1833.8867 | 18151.9115 | 17661.5092 | 17171.1069 | 16680.7046 | 16190.3023 |  | 0 |  |  |  |  | 1 | 1 | 1 | 1 | 1 | [5 empty] | 13.9445 | 11.3928 | 570.7763 | 26826.484 | 684.9315 | 0.088121 | 0.060079 | 0.041959 | 0.043391 | 0.044454 | 0.088121 | 0.060079 | 0.041958 | 0.043391 | 0.044454 | 100000 | 100000 | 0 | 0 | 0
7011 |  |  |  | 9795.2055 |  |  |  |  | 1604.6952 | 1645.3927 | 1686.0902 | 1726.7877 | 1767.4852 | 20576.4169 | 20020.5128 | 19464.6087 | 18908.7046 | 18352.8005 |  | 0 |  |  |  |  | 1 | 1 | 1 | 1 | 1 | [5 empty] | 11.3091 | 11.7256 | 570.7763 | 26826.484 | 684.9315 | 0.088013 | 0.059423 | 0.041973 | 0.043416 | 0.044453 | 0.088013 | 0.059423 | 0.041973 | 0.043416 | 0.044453 | 100000 | 100000 | 0 | 0 | 0
7012 |  |  |  | 9795.2055 |  |  |  |  | 1762.3074 | 1804.2424 | 1846.1774 | 1888.1124 | 1930.0474 | 26410.6028 | 25697.079 | 24983.5553 | 24270.0315 | 23556.5077 |  | 0 |  |  |  |  | 1 | 1 | 1 | 1 | 1 | [5 empty] | 11.7368 | 10.0757 | 570.7763 | 26826.484 | 684.9315 | 0.082347 | 0.05474 | 0.03967 | 0.042325 | 0.043214 | 0.082347 | 0.05474 | 0.03967 | 0.042325 | 0.043214 | 100000 | 100000 | 0 | 0 | 0
7013 |  |  |  | 9795.2055 |  |  |  |  | 2425.0161 | 2465.1636 | 2505.3111 | 2545.4586 | 2585.6061 | 39048.3322 | 37993.3804 | 36938.4286 | 35883.4768 | 34828.5249 |  | 0 |  |  |  |  | 1 | 1 | 1 | 1 | 1 | [5 empty] | 11.4728 | 8.9868 | 570.7763 | 26826.484 | 684.9315 | 0.082348 | 0.055767 | 0.039551 | 0.042336 | 0.043258 | 0.082348 | 0.055767 | 0.039551 | 0.042336 | 0.043258 | 100000 | 100000 | 0 | 0 | 0
7014 |  |  |  | 9795.2055 |  |  |  |  | 3796.519 | 3839.1415 | 3881.764 | 3924.3865 | 3967.009 | 46175.4412 | 44927.9394 | 43680.4376 | 42432.9358 | 41185.4339 |  | 0 |  |  |  |  | 1 | 1 | 1 | 1 | 1 | [5 empty] | 12.3174 | 9.5413 | 570.7763 | 26826.484 | 684.9315 | 0.084531 | 0.056041 | 0.040131 | 0.043047 | 0.044085 | 0.084531 | 0.056041 | 0.040131 | 0.043047 | 0.044085 | 100000 | 100000 | 0 | 0 | 0
7015 |  |  |  | 9795.2055 |  |  |  |  | 4677.6727 | 4718.3702 | 4759.0677 | 4799.7652 | 4840.4627 | 44311.3672 | 43114.2263 | 41917.0853 | 40719.9444 | 39522.8034 |  | 0 |  |  |  |  | 1 | 1 | 1 | 1 | 1 | [5 empty] | 12.1348 | 10.9861 | 570.7763 | 26826.484 | 684.9315 | 0.091845 | 0.059273 | 0.042437 | 0.044314 | 0.044684 | 0.091845 | 0.059273 | 0.042437 | 0.044314 | 0.044684 | 100000 | 100000 | 0 | 0 | 0
7016 |  |  |  | 9795.2055 |  |  |  |  | 4115.4303 | 4162.2878 | 4209.1453 | 4256.0028 | 4302.8603 | 41503.0993 | 40381.8281 | 39260.5569 | 38139.2857 | 37018.0145 |  | 0.02855 |  |  |  |  | 1 | 1 | 1 | 1 | 1 | [5 empty] | 10.7238 | 13.1181 | 570.7763 | 26826.484 | 684.9315 | 0.088718 | 0.061801 | 0.043166 | 0.044441 | 0.044788 | 0.088718 | 0.061801 | 0.043166 | 0.044441 | 0.044787 | 100000 | 100000 | 0 | 0 | 0
7017 |  |  |  | 9795.2055 |  |  |  |  | 3895.1418 | 3969.6368 | 4044.1318 | 4118.6268 | 4193.1218 | 38801.2704 | 37752.9933 | 36704.7162 | 35656.4392 | 34608.1621 |  | 0.0874 |  |  |  |  | 1 | 1 | 1 | 1 | 1 | [5 empty] | 10.6031 | 13.5891 | 570.7763 | 26826.484 | 684.9315 | 0.088136 | 0.061397 | 0.04058 | 0.043074 | 0.044562 | 0.088136 | 0.061397 | 0.04058 | 0.043074 | 0.044562 | 100000 | 100000 | 0 | 0 | 0
7018 |  |  |  | 9795.2055 |  |  |  |  | 4057.3626 | 4163.8926 | 4270.4226 | 4376.9526 | 4483.4826 | 36662.4219 | 35671.9292 | 34681.4364 | 33690.9437 | 32700.451 |  | 0.07074 |  |  |  |  | 1 | 1 | 1 | 1 | 1 | [5 empty] | 11.7353 | 14.559 | 570.7763 | 26826.484 | 684.9315 | 0.081828 | 0.051643 | 0.02446 | 0.033538 | 0.036108 | 0.081828 | 0.051643 | 0.02446 | 0.033538 | 0.036108 | 100000 | 100000 | 0 | 0 | 0
7019 |  |  |  | 9795.2055 |  |  |  |  | 4585.5018 | 4754.3451 | 4923.1885 | 5092.0318 | 5260.8751 | 34719.6214 | 33781.6165 | 32843.6116 | 31905.6067 | 30967.6017 |  | 0.23243 |  |  |  |  | 1 | 1 | 1 | 1 | 1 | [5 empty] | 11.7142 | 15.5811 | 570.7763 | 26826.484 | 684.9315 | 0.078552 | 0.049862 | 0.022685 | 0.031017 | 0.034519 | 0.078553 | 0.049862 | 0.022685 | 0.031018 | 0.034519 | 100000 | 100000 | 0 | 0 | 0
7020 |  |  |  | 9795.2055 |  |  |  |  | 4617.7616 | 4812.3166 | 5006.8716 | 5201.4266 | 5395.9816 | 34272.2632 | 33346.3444 | 32420.4256 | 31494.5067 | 30568.5879 |  | 0.11376 |  |  |  |  | 1 | 1 | 1 | 1 | 1 | [5 empty] | 11.7055 | 16.8988 | 570.7763 | 26826.484 | 684.9315 | 0.078078 | 0.039787 | 0.02238 | 0.030468 | 0.034507 | 0.078078 | 0.039787 | 0.02238 | 0.030468 | 0.034507 | 100000 | 100000 | 0 | 0 | 0
7021 |  |  |  | 9795.2055 |  |  |  |  | 4526.5124 | 4788.7424 | 5050.9724 | 5313.2024 | 5575.4324 | 33709.2828 | 32798.5738 | 31887.8647 | 30977.1557 | 30066.4466 |  | 0.05927 |  |  |  |  | 1 | 1 | 1 | 1 | 1 | [5 empty] | 11.651 | 18.0589 | 570.7763 | 26826.484 | 684.9315 | 0.075859 | 0.039043 | 0.022424 | 0.030511 | 0.0345 | 0.075859 | 0.039043 | 0.022424 | 0.030511 | 0.0345 | 100000 | 100000 | 0 | 0 | 0
7022 |  |  |  | 9795.2055 |  |  |  |  | 4345.8575 | 4666.5225 | 4987.1875 | 5307.8525 | 5628.5175 | 34146.6082 | 33224.0841 | 32301.56 | 31379.0359 | 30456.5119 |  | 0.33916 |  |  |  |  | 1 | 1 | 1 | 1 | 1 | [5 empty] | 11.9022 | 18.2632 | 570.7763 | 26826.484 | 684.9315 | 0.075246 | 0.037675 | 0.022783 | 0.030595 | 0.034647 | 0.075246 | 0.037675 | 0.022783 | 0.030595 | 0.034647 | 100000 | 100000 | 0 | 0 | 0
7023 |  |  |  | 9795.2055 |  |  |  |  | 3971.6437 | 4394.9062 | 4818.1687 | 5241.4312 | 5664.6937 | 35227.3397 | 34275.618 | 33323.8963 | 32372.1745 | 31420.4528 |  | 0.14284 |  |  |  |  | 1 | 1 | 1 | 1 | 1 | [5 empty] | 11.4346 | 14.8899 | 570.7763 | 26826.484 | 684.9315 | 0.074924 | 0.038051 | 0.022464 | 0.03078 | 0.034959 | 0.074924 | 0.038051 | 0.022464 | 0.03078 | 0.034959 | 100000 | 100000 | 0 | 0 | 0
7024 |  |  |  | 9795.2055 |  |  |  |  | 3973.4871 | 4606.6496 | 5239.8121 | 5872.9746 | 6506.1371 | 37423.1497 | 36412.1047 | 35401.0597 | 34390.0147 | 33378.9698 |  | 0.10401 |  |  |  |  | 1 | 1 | 1 | 1 | 1 | [5 empty] | 10.8022 | 12.9858 | 570.7763 | 26826.484 | 684.9315 | 0.076069 | 0.042929 | 0.02793 | 0.039809 | 0.042357 | 0.076069 | 0.042929 | 0.02793 | 0.039809 | 0.042358 | 100000 | 100000 | 0 | 0 | 0
7025 |  |  |  | 9795.2055 |  |  |  |  | 4698.872 | 5474.7545 | 6250.637 | 7026.5195 | 7802.402 | 39699.3854 | 38626.8443 | 37554.3033 | 36481.7622 | 35409.2212 |  | 0.00619 |  |  |  |  | 1 | 1 | 1 | 1 | 1 | [5 empty] | 11.7098 | 12.5297 | 570.7763 | 26826.484 | 684.9315 | 0.088477 | 0.041503 | 0.042315 | 0.042379 | 0.044197 | 0.088477 | 0.041503 | 0.042315 | 0.042379 | 0.044197 | 100000 | 100000 | 0 | 0 | 0
7026 |  |  |  | 9795.2055 |  |  |  |  | 5745.0116 | 6536.9808 | 7328.9499 | 8120.9191 | 8912.8883 | 41054.0418 | 39944.9025 | 38835.7633 | 37726.6241 | 36617.4849 |  | 0 |  |  |  |  | 1 | 1 | 1 | 1 | 1 | [5 empty] | 11.0065 | 16.1303 | 570.7763 | 26826.484 | 684.9315 | 0.088709 | 0.042746 | 0.043293 | 0.042958 | 0.044449 | 0.088709 | 0.042746 | 0.043293 | 0.042957 | 0.044449 | 100000 | 100000 | 0 | 0 | 0
7027 |  |  |  | 9795.2055 |  |  |  |  | 6666.7205 | 7431.8497 | 8196.9789 | 8962.108 | 9727.2372 | 41903.5288 | 40771.4394 | 39639.35 | 38507.2605 | 37375.1711 |  | 0 |  |  |  |  | 1 | 1 | 1 | 1 | 1 | [5 empty] | 12.2525 | 14.4074 | 570.7763 | 26826.484 | 684.9315 | 0.089601 | 0.043094 | 0.043947 | 0.04299 | 0.044425 | 0.089601 | 0.043094 | 0.043947 | 0.04299 | 0.044425 | 100000 | 100000 | 0 | 0 | 0
7028 |  |  |  | 9795.2055 |  |  |  |  | 6403.1118 | 7044.7168 | 7686.3218 | 8327.9268 | 8969.5318 | 41097.5717 | 39987.2565 | 38876.9413 | 37766.626 | 36656.3108 |  | 0 |  |  |  |  | 1 | 1 | 1 | 1 | 1 | [5 empty] | 11.1101 | 9.8268 | 570.7763 | 26826.484 | 684.9315 | 0.089283 | 0.040374 | 0.043694 | 0.042909 | 0.044222 | 0.089283 | 0.040374 | 0.043694 | 0.042909 | 0.044222 | 100000 | 100000 | 0 | 0 | 0
7029 |  |  |  | 9795.2055 |  |  |  |  | 5643.6236 | 6190.577 | 6737.5303 | 7284.4836 | 7831.437 | 36982.4257 | 35983.2875 | 34984.1494 | 33985.0113 | 32985.8732 |  | 0 |  |  |  |  | 1 | 1 | 1 | 1 | 1 | [5 empty] | 10.1328 | 14.2489 | 570.7763 | 26826.484 | 684.9315 | 0.088754 | 0.040076 | 0.040815 | 0.042883 | 0.044191 | 0.088754 | 0.040076 | 0.040815 | 0.042883 | 0.044191 | 100000 | 100000 | 0 | 0 | 0
7030 |  |  |  | 9795.2055 |  |  |  |  | 5224.2461 | 5676.4661 | 6128.6861 | 6580.9061 | 7033.1261 | 28071.8315 | 27313.427 | 26555.0226 | 25796.6181 | 25038.2136 |  | 0 |  |  |  |  | 1 | 1 | 1 | 1 | 1 | [5 empty] | 8.8735 | 15.5426 | 570.7763 | 26826.484 | 684.9315 | 0.087461 | 0.044974 | 0.040479 | 0.042656 | 0.043732 | 0.087461 | 0.044974 | 0.040479 | 0.042656 | 0.043732 | 100000 | 100000 | 0 | 0 | 0
7031 |  |  |  | 9795.2055 |  |  |  |  | 3652.7324 | 4030.1266 | 4407.5207 | 4784.9149 | 5162.3091 | 19812.2905 | 19277.0305 | 18741.7704 | 18206.5104 | 17671.2504 |  | 0 |  |  |  |  | 1 | 1 | 1 | 1 | 1 | [5 empty] | 7.9505 | 14.5411 | 570.7763 | 26826.484 | 684.9315 | 0.087422 | 0.046049 | 0.041724 | 0.042571 | 0.043722 | 0.087422 | 0.046049 | 0.041724 | 0.042571 | 0.043722 | 100000 | 100000 | 0 | 0 | 0
7032 |  |  |  | 9795.2055 |  |  |  |  | 2566.0976 | 2777.8401 | 2989.5826 | 3201.3251 | 3413.0676 | 20549.5497 | 19994.3715 | 19439.1932 | 18884.0149 | 18328.8367 |  | 0 |  |  |  |  | 1 | 1 | 1 | 1 | 1 | [5 empty] | 8.0716 | 14.0525 | 570.7763 | 26826.484 | 684.9315 | 0.085931 | 0.046951 | 0.041617 | 0.042605 | 0.043694 | 0.085931 | 0.046951 | 0.041617 | 0.042606 | 0.043694 | 100000 | 100000 | 0 | 0 | 0
7033 |  |  |  | 9795.2055 |  |  |  |  | 1919.2522 | 2017.5872 | 2115.9222 | 2214.2572 | 2312.5922 | 21590.945 | 21007.6318 | 20424.3187 | 19841.0055 | 19257.6923 |  | 0 |  |  |  |  | 1 | 1 | 1 | 1 | 1 | [5 empty] | 7.9751 | 10.8681 | 570.7763 | 26826.484 | 684.9315 | 0.084855 | 0.047434 | 0.040767 | 0.042493 | 0.043658 | 0.084855 | 0.047434 | 0.040767 | 0.042493 | 0.043658 | 100000 | 100000 | 0 | 0 | 0
7034 |  |  |  | 9795.2055 |  |  |  |  | 1644.4123 | 1694.4048 | 1744.3973 | 1794.3898 | 1844.3823 | 21930.1436 | 21337.6665 | 20745.1893 | 20152.7121 | 19560.235 |  | 0 |  |  |  |  | 1 | 1 | 1 | 1 | 1 | [5 empty] | 6.673 | 8.6964 | 570.7763 | 26826.484 | 684.9315 | 0.084442 | 0.041994 | 0.039952 | 0.042305 | 0.043593 | 0.084442 | 0.041994 | 0.039952 | 0.042305 | 0.043593 | 100000 | 100000 | 0 | 0 | 0
7035 |  |  |  | 9795.2055 |  |  |  |  | 1611.0984 | 1652.4834 | 1693.8684 | 1735.2534 | 1776.6384 | 23829.5546 | 23185.7619 | 22541.9692 | 21898.1764 | 21254.3837 |  | 0 |  |  |  |  | 1 | 1 | 1 | 1 | 1 | [5 empty] | 5.2282 | 9.3759 | 570.7763 | 26826.484 | 684.9315 | 0.083638 | 0.040384 | 0.038828 | 0.042205 | 0.043589 | 0.083638 | 0.040384 | 0.038828 | 0.042205 | 0.043589 | 100000 | 100000 | 0 | 0 | 0
7036 |  |  |  | 9795.2055 |  |  |  |  | 1769.3396 | 1811.5496 | 1853.7596 | 1895.9696 | 1938.1796 | 28066.0287 | 27307.781 | 26549.5333 | 25791.2856 | 25033.0379 |  | 0 |  |  |  |  | 1 | 1 | 1 | 1 | 1 | [5 empty] | 4.8952 | 8.6132 | 570.7763 | 26826.484 | 684.9315 | 0.078204 | 0.038083 | 0.023053 | 0.039224 | 0.042008 | 0.078204 | 0.038083 | 0.023053 | 0.039224 | 0.042008 | 100000 | 100000 | 0 | 0 | 0
7037 |  |  |  | 9795.2055 |  |  |  |  | 2434.6927 | 2474.5652 | 2514.4377 | 2554.3102 | 2594.1827 | 41209.3421 | 40096.0072 | 38982.6723 | 37869.3374 | 36756.0025 |  | 0 |  |  |  |  | 1 | 1 | 1 | 1 | 1 | [5 empty] | 5.4819 | 7.5621 | 570.7763 | 26826.484 | 684.9315 | 0.07833 | 0.03807 | 0.023373 | 0.039364 | 0.04246 | 0.07833 | 0.03807 | 0.023373 | 0.039364 | 0.04246 | 100000 | 100000 | 0 | 0 | 0
7038 |  |  |  | 9795.2055 |  |  |  |  | 3811.6682 | 3852.0907 | 3892.5132 | 3932.9357 | 3973.3582 | 48705.4983 | 47389.6431 | 46073.7878 | 44757.9325 | 43442.0772 |  | 0 |  |  |  |  | 1 | 1 | 1 | 1 | 1 | [5 empty] | 7.3887 | 15.8233 | 570.7763 | 26826.484 | 684.9315 | 0.079837 | 0.036447 | 0.023377 | 0.039618 | 0.043345 | 0.079837 | 0.036447 | 0.023377 | 0.039618 | 0.043345 | 100000 | 100000 | 0 | 0 | 0
7039 |  |  |  | 9795.2055 |  |  |  |  | 4696.338 | 4737.173 | 4778.008 | 4818.843 | 4859.678 | 45843.6129 | 44605.0759 | 43366.539 | 42128.002 | 40889.465 |  | 0 |  |  |  |  | 1 | 1 | 1 | 1 | 1 | [5 empty] | 7.2041 | 16.3504 | 570.7763 | 26826.484 | 684.9315 | 0.087558 | 0.041974 | 0.027144 | 0.042314 | 0.043927 | 0.087558 | 0.041974 | 0.027144 | 0.042314 | 0.043927 | 100000 | 100000 | 0 | 0 | 0
7040 |  |  |  | 9795.2055 |  |  |  |  | 4131.852 | 4181.5145 | 4231.177 | 4280.8395 | 4330.502 | 43832.7266 | 42648.5168 | 41464.3071 | 40280.0974 | 39095.8877 |  | 0.2585 |  |  |  |  | 1 | 1 | 1 | 1 | 1 | [5 empty] | 5.9588 | 14.4009 | 570.7763 | 26826.484 | 684.9315 | 0.084339 | 0.049842 | 0.033266 | 0.042122 | 0.043484 | 0.084339 | 0.049842 | 0.033266 | 0.042122 | 0.043484 | 100000 | 100000 | 0 | 0 | 0
7041 |  |  |  | 9795.2055 |  |  |  |  | 3910.6846 | 3984.1896 | 4057.6946 | 4131.1996 | 4204.7046 | 42557.6028 | 41407.8425 | 40258.0823 | 39108.322 | 37958.5618 |  | 0.47629 |  |  |  |  | 1 | 1 | 1 | 1 | 1 | [5 empty] | 4.6306 | 12.2066 | 570.7763 | 26826.484 | 684.9315 | 0.072859 | 0.0061199 | 0.0080973 | 0.035656 | 0.038994 | 0.072859 | 0.0061199 | 0.0080973 | 0.035656 | 0.038994 | 100000 | 100000 | 0 | 0 | 0
7042 |  |  |  | 9795.2055 |  |  |  |  | 4073.5527 | 4182.5852 | 4291.6177 | 4400.6502 | 4509.6827 | 41055.2615 | 39946.0893 | 38836.9172 | 37727.745 | 36618.5729 |  | 0.51836 |  |  |  |  | 1 | 1 | 1 | 1 | 1 | [5 empty] | 3.7528 | 11.7791 | 570.7763 | 26826.484 | 684.9315 | 0.01299 | 0.00048556 | 0.00050667 | 0.0044668 | 0.012732 | 0.01299 | 0.00048556 | 0.00050667 | 0.0044668 | 0.012732 | 100000 | 100000 | 0 | 0 | 0
7043 |  |  |  | 9795.2055 |  |  |  |  | 4603.7993 | 4764.3935 | 4924.9876 | 5085.5818 | 5246.176 | 39328.9581 | 38266.4247 | 37203.8914 | 36141.358 | 35078.8246 |  | 0.52899 |  |  |  |  | 1 | 1 | 1 | 1 | 1 | [5 empty] | 3.0682 | 10.0168 | 570.7763 | 26826.484 | 684.9315 | 0.0057177 | 0.0005044 | 0.00051841 | 0.0010595 | 0.0020665 | 0.0057177 | 0.0005044 | 0.00051841 | 0.0010595 | 0.0020665 | 100000 | 100000 | 0 | 0 | 0
7044 |  |  |  | 9795.2055 |  |  |  |  | 4636.1878 | 4844.4928 | 5052.7978 | 5261.1028 | 5469.4078 | 38772.814 | 37725.3057 | 36677.7975 | 35630.2892 | 34582.781 |  | 0.60846 |  |  |  |  | 1 | 1 | 1 | 1 | 1 | [5 empty] | 2.2688 | 7.3617 | 570.7763 | 26826.484 | 684.9315 | 0.0047021 | 0.00049792 | 0.00051675 | 0.0010424 | 0.0015025 | 0.0047021 | 0.00049792 | 0.00051676 | 0.0010423 | 0.0015025 | 100000 | 100000 | 0 | 0 | 0
7045 |  |  |  | 9795.2055 |  |  |  |  | 4544.5746 | 4805.9246 | 5067.2746 | 5328.6246 | 5589.9746 | 38406.5604 | 37368.9471 | 36331.3337 | 35293.7204 | 34256.107 |  | 0.63675 |  |  |  |  | 1 | 1 | 1 | 1 | 1 | [5 empty] | 1.7581 | 11.8838 | 570.7763 | 26826.484 | 684.9315 | 0.0042928 | 0.00049238 | 0.00050432 | 0.00082335 | 0.0012793 | 0.0042929 | 0.00049238 | 0.00050432 | 0.00082335 | 0.0012793 | 100000 | 100000 | 0 | 0 | 0
7046 |  |  |  | 9795.2055 |  |  |  |  | 4363.1987 | 4691.3712 | 5019.5437 | 5347.7162 | 5675.8887 | 38837.196 | 37787.9484 | 36738.7007 | 35689.4531 | 34640.2054 |  | 0.58304 |  |  |  |  | 1 | 1 | 1 | 1 | 1 | [5 empty] | 1.3206 | 12.7702 | 570.7763 | 26826.484 | 684.9315 | 0.0040314 | 0.00046662 | 0.00048283 | 0.00083288 | 0.0012647 | 0.0040314 | 0.00046662 | 0.00048283 | 0.00083288 | 0.0012647 | 100000 | 100000 | 0 | 0 | 0
7047 |  |  |  | 9795.2055 |  |  |  |  | 3987.4917 | 4436.4942 | 4885.4967 | 5334.4992 | 5783.5017 | 39444.1946 | 38378.5479 | 37312.9013 | 36247.2546 | 35181.608 |  | 0.47282 |  |  |  |  | 1 | 1 | 1 | 1 | 1 | [5 empty] | 1.5439 | 14.0725 | 570.7763 | 26826.484 | 684.9315 | 0.030147 | 0.0019292 | 0.0011047 | 0.0023667 | 0.0021968 | 0.030147 | 0.0019292 | 0.0011047 | 0.0023667 | 0.0021968 | 100000 | 100000 | 0 | 0 | 0
7048 |  |  |  | 9795.2055 |  |  |  |  | 3989.3425 | 4626.63 | 5263.9175 | 5901.205 | 6538.4925 | 41679.0431 | 40553.0185 | 39426.9939 | 38300.9693 | 37174.9447 |  | 0.27118 |  |  |  |  | 1 | 1 | 1 | 1 | 1 | [5 empty] | 1.2609 | 17.5735 | 570.7763 | 26826.484 | 684.9315 | 0.063072 | 0.0443 | 0.020332 | 0.023674 | 0.03817 | 0.063072 | 0.0443 | 0.020332 | 0.023674 | 0.03817 | 100000 | 100000 | 0 | 0 | 0
7049 |  |  |  | 9795.2055 |  |  |  |  | 4717.6219 | 5480.4419 | 6243.2619 | 7006.0819 | 7768.9019 | 43306.8929 | 42136.8894 | 40966.8859 | 39796.8824 | 38626.8789 |  | 0.02269 |  |  |  |  | 1 | 1 | 1 | 1 | 1 | [5 empty] | 1.1399 | 17.7228 | 570.7763 | 26826.484 | 684.9315 | 0.066176 | 0.048745 | 0.032698 | 0.042368 | 0.053063 | 0.066176 | 0.048745 | 0.032698 | 0.042368 | 0.053063 | 100000 | 100000 | 0 | 0 | 0
7050 |  |  |  | 9795.2055 |  |  |  |  | 5767.9359 | 6609.4026 | 7450.8692 | 8292.3359 | 9133.8026 | 44009.0896 | 42820.1151 | 41631.1407 | 40442.1663 | 39253.1918 |  | 0 |  |  |  |  | 1 | 1 | 1 | 1 | 1 | [5 empty] | 0.48817 | 19.296 | 570.7763 | 26826.484 | 684.9315 | 0.066223 | 0.048019 | 0.037728 | 0.042807 | 0.052754 | 0.066223 | 0.048019 | 0.037728 | 0.042807 | 0.052754 | 100000 | 100000 | 0 | 0 | 0
7051 |  |  |  | 9795.2055 |  |  |  |  | 6693.3227 | 7468.7927 | 8244.2627 | 9019.7327 | 9795.2027 | 44009.0896 | 42820.1151 | 41631.1407 | 40442.1663 | 39253.1918 |  | 0 |  |  |  |  | 1 | 1 | 1 | 1 | 1 | [5 empty] | 1.1307 | 20.6057 | 570.7763 | 26826.484 | 684.9315 | 0.066341 | 0.048843 | 0.039661 | 0.042136 | 0.051836 | 0.066341 | 0.048843 | 0.039661 | 0.042136 | 0.051836 | 100000 | 100000 | 0 | 0 | 0
7052 |  |  |  | 9795.2055 |  |  |  |  | 6428.6621 | 7038.9187 | 7649.1754 | 8259.4321 | 8869.6887 | 42784.8203 | 41628.9215 | 40473.0226 | 39317.1237 | 38161.2248 |  | 0 |  |  |  |  | 1 | 1 | 1 | 1 | 1 | [5 empty] | 1.7307 | 21.4652 | 570.7763 | 26826.484 | 684.9315 | 0.066149 | 0.046984 | 0.039752 | 0.041153 | 0.051144 | 0.066149 | 0.046984 | 0.039752 | 0.041153 | 0.051144 | 100000 | 100000 | 0 | 0 | 0
7053 |  |  |  | 9795.2055 |  |  |  |  | 5666.1434 | 6193.435 | 6720.7267 | 7248.0184 | 7775.31 | 38735.487 | 37688.9872 | 36642.4874 | 35595.9875 | 34549.4877 |  | 0 |  |  |  |  | 1 | 1 | 1 | 1 | 1 | [5 empty] | 1.4922 | 20.794 | 570.7763 | 26826.484 | 684.9315 | 0.063853 | 0.046093 | 0.031804 | 0.039927 | 0.05041 | 0.063853 | 0.046093 | 0.031804 | 0.039927 | 0.05041 | 100000 | 100000 | 0 | 0 | 0
7054 |  |  |  | 9795.2055 |  |  |  |  | 5245.0924 | 5704.8749 | 6164.6574 | 6624.4399 | 7084.2224 | 30247.2729 | 29430.0954 | 28612.918 | 27795.7406 | 26978.5632 |  | 0 |  |  |  |  | 1 | 1 | 1 | 1 | 1 | [5 empty] | 1.269 | 21.1196 | 570.7763 | 26826.484 | 684.9315 | 0.062047 | 0.045204 | 0.031301 | 0.03907 | 0.049135 | 0.062047 | 0.045204 | 0.031301 | 0.03907 | 0.049135 | 100000 | 100000 | 0 | 0 | 0
7055 |  |  |  | 9795.2055 |  |  |  |  | 3667.3079 | 4044.7029 | 4422.0979 | 4799.4929 | 5176.8879 | 23158.174 | 22532.5197 | 21906.8653 | 21281.211 | 20655.5567 |  | 0 |  |  |  |  | 1 | 1 | 1 | 1 | 1 | [5 empty] | 2.0892 | 21.0409 | 570.7763 | 26826.484 | 684.9315 | 0.059514 | 0.046719 | 0.030273 | 0.036253 | 0.048295 | 0.059514 | 0.046719 | 0.030273 | 0.036253 | 0.048295 | 100000 | 100000 | 0 | 0 | 0
7056 |  |  |  | 9795.2055 |  |  |  |  | 2576.3416 | 2776.3966 | 2976.4516 | 3176.5066 | 3376.5616 | 20916.0974 | 20351.0163 | 19785.9352 | 19220.8541 | 18655.7729 |  | 0 |  |  |  |  | 1 | 1 | 1 | 1 | 1 | [5 empty] | 3.1748 | 22.589 | 570.7763 | 26826.484 | 684.9315 | 0.056424 | 0.046347 | 0.0293 | 0.036175 | 0.047186 | 0.056424 | 0.046347 | 0.0293 | 0.036175 | 0.047186 | 100000 | 100000 | 0 | 0 | 0
7057 |  |  |  | 9795.2055 |  |  |  |  | 1926.914 | 2025.5798 | 2124.2456 | 2222.9115 | 2321.5773 | 21975.4158 | 21381.7155 | 20788.0153 | 20194.315 | 19600.6148 |  | 0 |  |  |  |  | 1 | 1 | 1 | 1 | 1 | [5 empty] | 3.5445 | 22.0881 | 570.7763 | 26826.484 | 684.9315 | 0.057084 | 0.04678 | 0.028988 | 0.036744 | 0.047697 | 0.057083 | 0.04678 | 0.028988 | 0.036744 | 0.047697 | 100000 | 100000 | 0 | 0 | 0
7058 |  |  |  | 9795.2055 |  |  |  |  | 1650.9769 | 1700.6394 | 1750.3019 | 1799.9644 | 1849.6269 | 22320.5172 | 21717.4935 | 21114.4698 | 20511.4461 | 19908.4223 |  | 0 |  |  |  |  | 1 | 1 | 1 | 1 | 1 | [5 empty] | 3.6629 | 17.3381 | 570.7763 | 26826.484 | 684.9315 | 0.058802 | 0.046134 | 0.02917 | 0.036992 | 0.047762 | 0.058802 | 0.046134 | 0.02917 | 0.036992 | 0.047762 | 100000 | 100000 | 0 | 0 | 0
7059 |  |  |  | 9795.2055 |  |  |  |  | 1617.53 | 1658.7775 | 1700.025 | 1741.2725 | 1782.52 | 24253.3448 | 23598.1027 | 22942.8606 | 22287.6186 | 21632.3765 |  | 0 |  |  |  |  | 1 | 1 | 1 | 1 | 1 | [5 empty] | 4.2161 | 14.7499 | 570.7763 | 26826.484 | 684.9315 | 0.058513 | 0.04605 | 0.028916 | 0.037089 | 0.048186 | 0.058513 | 0.04605 | 0.028916 | 0.037089 | 0.048186 | 100000 | 100000 | 0 | 0 | 0
7060 |  |  |  | 9795.2055 |  |  |  |  | 1776.4028 | 1816.6878 | 1856.9728 | 1897.2578 | 1937.5428 | 28563.96 | 27792.2599 | 27020.5598 | 26248.8597 | 25477.1596 |  | 0 |  |  |  |  | 1 | 1 | 1 | 1 | 1 | [5 empty] | 4.9371 | 15.3014 | 570.7763 | 26826.484 | 684.9315 | 0.055419 | 0.041635 | 0.029189 | 0.036387 | 0.047785 | 0.055419 | 0.041635 | 0.029189 | 0.036387 | 0.047785 | 100000 | 100000 | 0 | 0 | 0
7061 |  |  |  | 9795.2055 |  |  |  |  | 2444.4121 | 2485.2471 | 2526.0821 | 2566.9171 | 2607.7521 | 41938.2627 | 40805.2349 | 39672.2071 | 38539.1793 | 37406.1515 |  | 0 |  |  |  |  | 1 | 1 | 1 | 1 | 1 | [5 empty] | 5.4829 | 15.0552 | 570.7763 | 26826.484 | 684.9315 | 0.055456 | 0.042094 | 0.02761 | 0.037116 | 0.048348 | 0.055456 | 0.042094 | 0.027609 | 0.037116 | 0.048348 | 100000 | 100000 | 0 | 0 | 0
7062 |  |  |  | 9795.2055 |  |  |  |  | 3826.8846 | 3870.4696 | 3914.0546 | 3957.6396 | 4001.2246 | 49577.5083 | 48238.0943 | 46898.6803 | 45559.2663 | 44219.8523 |  | 0 |  |  |  |  | 1 | 1 | 1 | 1 | 1 | [5 empty] | 5.9523 | 13.4134 | 570.7763 | 26826.484 | 684.9315 | 0.059562 | 0.042446 | 0.030692 | 0.042228 | 0.050711 | 0.059562 | 0.042446 | 0.030692 | 0.042228 | 0.050711 | 100000 | 100000 | 0 | 0 | 0
7063 |  |  |  | 9795.2055 |  |  |  |  | 4715.086 | 4757.4335 | 4799.781 | 4842.1285 | 4884.476 | 46662.4105 | 45401.7524 | 44141.0944 | 42880.4363 | 41619.7782 |  | 0 |  |  |  |  | 1 | 1 | 1 | 1 | 1 | [5 empty] | 6.1755 | 12.8169 | 570.7763 | 26826.484 | 684.9315 | 0.065206 | 0.047679 | 0.033987 | 0.052928 | 0.055739 | 0.065206 | 0.047679 | 0.033987 | 0.052928 | 0.055739 | 100000 | 100000 | 0 | 0 | 0
7064 |  |  |  | 9795.2055 |  |  |  |  | 4148.3466 | 4198.6691 | 4248.9916 | 4299.3141 | 4349.6366 | 44614.5174 | 43409.1864 | 42203.8553 | 40998.5243 | 39793.1933 |  | 0.25759 |  |  |  |  | 1 | 1 | 1 | 1 | 1 | [5 empty] | 6.7264 | 12.1775 | 570.7763 | 26826.484 | 684.9315 | 0.073195 | 0.053623 | 0.039725 | 0.049507 | 0.050529 | 0.073195 | 0.053623 | 0.039725 | 0.049507 | 0.050529 | 100000 | 100000 | 0 | 0 | 0
7065 |  |  |  | 9795.2055 |  |  |  |  | 3926.2962 | 4002.0287 | 4077.7612 | 4153.4937 | 4229.2262 | 43316.2607 | 42146.0041 | 40975.7475 | 39805.4909 | 38635.2343 |  | 0.08508 |  |  |  |  | 1 | 1 | 1 | 1 | 1 | [5 empty] | 6.4571 | 10.5142 | 570.7763 | 26826.484 | 684.9315 | 0.074099 | 0.04996 | 0.034908 | 0.037301 | 0.042058 | 0.074099 | 0.04996 | 0.034908 | 0.037301 | 0.042058 | 100000 | 100000 | 0 | 0 | 0
7066 |  |  |  | 9795.2055 |  |  |  |  | 4089.8145 | 4199.9195 | 4310.0245 | 4420.1295 | 4530.2345 | 41786.6691 | 40657.7369 | 39528.8046 | 38399.8723 | 37270.94 |  | 0.30356 |  |  |  |  | 1 | 1 | 1 | 1 | 1 | [5 empty] | 6.1433 | 9.1265 | 570.7763 | 26826.484 | 684.9315 | 0.069957 | 0.048723 | 0.029238 | 0.036401 | 0.041779 | 0.069957 | 0.048723 | 0.029239 | 0.036401 | 0.041779 | 100000 | 100000 | 0 | 0 | 0
7067 |  |  |  | 9795.2055 |  |  |  |  | 4622.1779 | 4780.0212 | 4937.8646 | 5095.7079 | 5253.5512 | 40029.5445 | 38948.0837 | 37866.6229 | 36785.1621 | 35703.7013 |  | 0.20373 |  |  |  |  | 1 | 1 | 1 | 1 | 1 | [5 empty] | 6.2397 | 8.0119 | 570.7763 | 26826.484 | 684.9315 | 0.072664 | 0.053766 | 0.030044 | 0.036801 | 0.042109 | 0.072664 | 0.053766 | 0.030044 | 0.036801 | 0.042109 | 100000 | 100000 | 0 | 0 | 0
7068 |  |  |  | 9795.2055 |  |  |  |  | 4654.6957 | 4852.6882 | 5050.6807 | 5248.6732 | 5446.6657 | 39463.2145 | 38397.054 | 37330.8935 | 36264.7329 | 35198.5724 |  | 0.2919 |  |  |  |  | 1 | 1 | 1 | 1 | 1 | [5 empty] | 5.3182 | 5.947 | 570.7763 | 26826.484 | 684.9315 | 0.079543 | 0.05543 | 0.031334 | 0.037915 | 0.042741 | 0.079543 | 0.05543 | 0.031334 | 0.037915 | 0.042741 | 100000 | 100000 | 0 | 0 | 0
7069 |  |  |  | 9795.2055 |  |  |  |  | 4562.7167 | 4823.1867 | 5083.6567 | 5344.1267 | 5604.5967 | 39090.2971 | 38034.2116 | 36978.126 | 35922.0404 | 34865.9549 |  | 0.21407 |  |  |  |  | 1 | 1 | 1 | 1 | 1 | [5 empty] | 4.2422 | 5.7551 | 570.7763 | 26826.484 | 684.9315 | 0.084877 | 0.055114 | 0.032009 | 0.040614 | 0.043408 | 0.084877 | 0.055114 | 0.032009 | 0.040614 | 0.043408 | 100000 | 100000 | 0 | 0 | 0
7070 |  |  |  | 9795.2055 |  |  |  |  | 4380.6168 | 4700.2093 | 5019.8018 | 5339.3943 | 5658.9868 | 39528.9526 | 38461.0161 | 37393.0796 | 36325.143 | 35257.2065 |  | 0.15114 |  |  |  |  | 1 | 1 | 1 | 1 | 1 | [5 empty] | 2.7659 | 6.3602 | 570.7763 | 26826.484 | 684.9315 | 0.090359 | 0.068372 | 0.044293 | 0.0427 | 0.043979 | 0.090359 | 0.068372 | 0.044293 | 0.0427 | 0.043979 | 100000 | 100000 | 0 | 0 | 0
7071 |  |  |  | 9795.2055 |  |  |  |  | 4003.41 | 4443.8325 | 4884.255 | 5324.6775 | 5765.1 | 40147.1128 | 39062.4757 | 37977.8386 | 36893.2015 | 35808.5644 |  | 0.06995 |  |  |  |  | 1 | 1 | 1 | 1 | 1 | [5 empty] | 2.3215 | 6.487 | 570.7763 | 26826.484 | 684.9315 | 0.097029 | 0.072292 | 0.053174 | 0.050302 | 0.045231 | 0.097029 | 0.072292 | 0.053174 | 0.050302 | 0.045231 | 100000 | 100000 | 0 | 0 | 0
7072 |  |  |  | 9795.2055 |  |  |  |  | 4005.2681 | 4621.9323 | 5238.5964 | 5855.2606 | 6471.9248 | 42422.539 | 41276.4277 | 40130.3164 | 38984.2051 | 37838.0938 |  | 0.07048 |  |  |  |  | 1 | 1 | 1 | 1 | 1 | [5 empty] | 3.4852 | 14.7069 | 570.7763 | 26826.484 | 684.9315 | 0.10009 | 0.072695 | 0.062973 | 0.058983 | 0.057733 | 0.10009 | 0.072695 | 0.062973 | 0.058983 | 0.057733 | 100000 | 100000 | 0 | 0 | 0
7073 |  |  |  | 9795.2055 |  |  |  |  | 4736.4548 | 5509.7248 | 6282.9948 | 7056.2648 | 7829.5348 | 44079.8051 | 42888.9201 | 41698.0352 | 40507.1503 | 39316.2653 |  | 0.00204 |  |  |  |  | 1 | 1 | 1 | 1 | 1 | [5 empty] | 5.4178 | 16.0231 | 570.7763 | 26826.484 | 684.9315 | 0.097744 | 0.067264 | 0.062672 | 0.072369 | 0.058654 | 0.097744 | 0.067264 | 0.062672 | 0.072369 | 0.058654 | 100000 | 100000 | 0 | 0 | 0
7074 |  |  |  | 9795.2055 |  |  |  |  | 5790.9618 | 6599.4301 | 7407.8984 | 8216.3668 | 9024.8351 | 44794.0221 | 43583.8414 | 42373.6608 | 41163.4802 | 39953.2996 |  | 0 |  |  |  |  | 1 | 1 | 1 | 1 | 1 | [5 empty] | 7.3659 | 16.4919 | 570.7763 | 26826.484 | 684.9315 | 0.095585 | 0.05626 | 0.060646 | 0.061203 | 0.057579 | 0.095585 | 0.05626 | 0.060646 | 0.061203 | 0.057579 | 100000 | 100000 | 0 | 0 | 0
7075 |  |  |  | 9795.2055 |  |  |  |  | 6720.0427 | 7474.8336 | 8229.6244 | 8984.4152 | 9739.2061 | 44794.0221 | 43583.8414 | 42373.6608 | 41163.4802 | 39953.2996 |  | 0 |  |  |  |  | 1 | 1 | 1 | 1 | 1 | [5 empty] | 8.7836 | 16.3016 | 570.7763 | 26826.484 | 684.9315 | 0.09098 | 0.053107 | 0.049071 | 0.058744 | 0.056611 | 0.09098 | 0.053107 | 0.049071 | 0.058744 | 0.056611 | 100000 | 100000 | 0 | 0 | 0
7076 |  |  |  | 9795.2055 |  |  |  |  | 6454.3256 | 7072.9414 | 7691.5573 | 8310.1731 | 8928.7889 | 43547.5955 | 42371.0891 | 41194.5826 | 40018.0761 | 38841.5697 |  | 0 |  |  |  |  | 1 | 1 | 1 | 1 | 1 | [5 empty] | 9.1096 | 16.6156 | 570.7763 | 26826.484 | 684.9315 | 0.081176 | 0.048464 | 0.04213 | 0.05491 | 0.055119 | 0.081176 | 0.048464 | 0.04213 | 0.05491 | 0.055119 | 100000 | 100000 | 0 | 0 | 0
7077 |  |  |  | 9795.2055 |  |  |  |  | 5688.7629 | 6228.567 | 6768.3712 | 7308.1754 | 7847.9795 | 39425.2923 | 38360.1563 | 37295.0203 | 36229.8843 | 35164.7484 |  | 0 |  |  |  |  | 1 | 1 | 1 | 1 | 1 | [5 empty] | 7.9777 | 15.9244 | 570.7763 | 26826.484 | 684.9315 | 0.07243 | 0.044996 | 0.031536 | 0.048332 | 0.050934 | 0.07243 | 0.044996 | 0.031536 | 0.048332 | 0.050934 | 100000 | 100000 | 0 | 0 | 0
7078 |  |  |  | 9795.2055 |  |  |  |  | 5266.031 | 5727.3252 | 6188.6193 | 6649.9135 | 7111.2077 | 30782.4553 | 29950.8191 | 29119.1829 | 28287.5467 | 27455.9105 |  | 0 |  |  |  |  | 1 | 1 | 1 | 1 | 1 | [5 empty] | 6.8891 | 15.5896 | 570.7763 | 26826.484 | 684.9315 | 0.06832 | 0.045719 | 0.028278 | 0.042505 | 0.049749 | 0.06832 | 0.045719 | 0.028278 | 0.042505 | 0.049749 | 100000 | 100000 | 0 | 0 | 0
7079 |  |  |  | 9795.2055 |  |  |  |  | 3681.9479 | 4092.9471 | 4503.9463 | 4914.9454 | 5325.9446 | 23569.4465 | 22932.681 | 22295.9155 | 21659.15 | 21022.3845 |  | 0 |  |  |  |  | 1 | 1 | 1 | 1 | 1 | [5 empty] | 6.7373 | 15.9157 | 570.7763 | 26826.484 | 684.9315 | 0.065758 | 0.04501 | 0.028937 | 0.041561 | 0.04876 | 0.065758 | 0.04501 | 0.028937 | 0.041561 | 0.04876 | 100000 | 100000 | 0 | 0 | 0
7080 |  |  |  | 9795.2055 |  |  |  |  | 2849.6755 | 3165.253 | 3480.8305 | 3796.408 | 4111.9855 | 15297.2001 | 14883.9223 | 14470.6445 | 14057.3667 | 13644.0889 |  | 0 |  |  |  |  | 1 | 1 | 1 | 1 | 1 | [5 empty] | 6.5991 | 15.7085 | 570.7763 | 26826.484 | 684.9315 | 0.065827 | 0.045807 | 0.028546 | 0.041683 | 0.048829 | 0.065827 | 0.045807 | 0.028546 | 0.041683 | 0.048829 | 100000 | 100000 | 0 | 0 | 0
7081 |  |  |  | 9795.2055 |  |  |  |  | 2051.2067 | 2223.8717 | 2396.5367 | 2569.2017 | 2741.8667 | 16601.5837 | 16153.066 | 15704.5482 | 15256.0304 | 14807.5127 |  | 0 |  |  |  |  | 1 | 1 | 1 | 1 | 1 | [5 empty] | 6.7297 | 15.0573 | 570.7763 | 26826.484 | 684.9315 | 0.066608 | 0.047255 | 0.029752 | 0.041797 | 0.048991 | 0.066608 | 0.047255 | 0.029752 | 0.041797 | 0.048991 | 100000 | 100000 | 0 | 0 | 0
7082 |  |  |  | 9795.2055 |  |  |  |  | 1651.0395 | 1758.9995 | 1866.9595 | 1974.9195 | 2082.8795 | 16748.4939 | 16296.0071 | 15843.5203 | 15391.0335 | 14938.5468 |  | 0 |  |  |  |  | 1 | 1 | 1 | 1 | 1 | [5 empty] | 7.3852 | 14.7287 | 570.7763 | 26826.484 | 684.9315 | 0.067099 | 0.04831 | 0.030966 | 0.042351 | 0.049339 | 0.067099 | 0.04831 | 0.030966 | 0.042351 | 0.049339 | 100000 | 100000 | 0 | 0 | 0
7083 |  |  |  | 9795.2055 |  |  |  |  | 1571.7523 | 1630.4623 | 1689.1723 | 1747.8823 | 1806.5923 | 18984.7921 | 18471.8883 | 17958.9844 | 17446.0805 | 16933.1766 |  | 0 |  |  |  |  | 1 | 1 | 1 | 1 | 1 | [5 empty] | 9.147 | 14.8038 | 570.7763 | 26826.484 | 684.9315 | 0.067826 | 0.048185 | 0.030467 | 0.042445 | 0.049199 | 0.067826 | 0.048185 | 0.030467 | 0.042445 | 0.049199 | 100000 | 100000 | 0 | 0 | 0
7084 |  |  |  | 9795.2055 |  |  |  |  | 1691.1495 | 1740.317 | 1789.4845 | 1838.652 | 1887.8195 | 24371.4959 | 23713.0618 | 23054.6277 | 22396.1936 | 21737.7595 |  | 0 |  |  |  |  | 1 | 1 | 1 | 1 | 1 | [5 empty] | 10.6934 | 14.6133 | 570.7763 | 26826.484 | 684.9315 | 0.039128 | 0.031976 | 0.018297 | 0.022656 | 0.037424 | 0.039128 | 0.031976 | 0.018297 | 0.022656 | 0.037424 | 100000 | 100000 | 0 | 0 | 0
7085 |  |  |  | 9795.2055 |  |  |  |  | 2072.6609 | 2122.8184 | 2172.9759 | 2223.1334 | 2273.2909 | 36031.558 | 35058.1091 | 34084.6601 | 33111.2112 | 32137.7623 |  | 0 |  |  |  |  | 1 | 1 | 1 | 1 | 1 | [5 empty] | 10.0845 | 13.8873 | 570.7763 | 26826.484 | 684.9315 | 0.039891 | 0.032929 | 0.018965 | 0.022938 | 0.037637 | 0.039891 | 0.032929 | 0.018965 | 0.022938 | 0.037637 | 100000 | 100000 | 0 | 0 | 0
7086 |  |  |  | 9795.2055 |  |  |  |  | 2764.7916 | 2806.7266 | 2848.6616 | 2890.5966 | 2932.5316 | 42579.4454 | 41429.0951 | 40278.7447 | 39128.3943 | 37978.0439 |  | 0 |  |  |  |  | 1 | 1 | 1 | 1 | 1 | [5 empty] | 9.0964 | 14.0143 | 570.7763 | 26826.484 | 684.9315 | 0.040556 | 0.032407 | 0.018779 | 0.023327 | 0.038229 | 0.040556 | 0.032407 | 0.018779 | 0.023327 | 0.038229 | 100000 | 100000 | 0 | 0 | 0
7087 |  |  |  | 9795.2055 |  |  |  |  | 3554.8653 | 3595.8378 | 3636.8103 | 3677.7828 | 3718.7553 | 40864.7522 | 39760.727 | 38656.7017 | 37552.6764 | 36448.6512 |  | 0 |  |  |  |  | 1 | 1 | 1 | 1 | 1 | [5 empty] | 8.313 | 14.2628 | 570.7763 | 26826.484 | 684.9315 | 0.040526 | 0.032519 | 0.017145 | 0.025094 | 0.039475 | 0.040526 | 0.032519 | 0.017145 | 0.025094 | 0.039475 | 100000 | 100000 | 0 | 0 | 0
7088 |  |  |  | 9795.2055 |  |  |  |  | 3842.1648 | 3916.4123 | 3990.6598 | 4064.9073 | 4139.1548 | 38282.6958 | 37248.4288 | 36214.1619 | 35179.8949 | 34145.628 |  | 0.04804 |  |  |  |  | 1 | 1 | 1 | 1 | 1 | [5 empty] | 8.4814 | 14.5075 | 570.7763 | 26826.484 | 684.9315 | 0.039935 | 0.028501 | 0.016414 | 0.021936 | 0.036127 | 0.039935 | 0.028501 | 0.016414 | 0.021936 | 0.036127 | 100000 | 100000 | 0 | 0 | 0
7089 |  |  |  | 9795.2055 |  |  |  |  | 4508.1773 | 4631.0973 | 4754.0173 | 4876.9373 | 4999.8573 | 35793.3856 | 34826.3713 | 33859.357 | 32892.3426 | 31925.3283 |  | 0.05113 |  |  |  |  | 1 | 1 | 1 | 1 | 1 | [5 empty] | 8.4991 | 14.2672 | 570.7763 | 26826.484 | 684.9315 | 0.02746 | 0.021485 | 0.0078576 | 0.0079391 | 0.0078636 | 0.02746 | 0.021485 | 0.0078576 | 0.0079391 | 0.0078636 | 100000 | 100000 | 0 | 0 | 0
7090 |  |  |  | 9795.2055 |  |  |  |  | 4973.6399 | 5214.8874 | 5456.1349 | 5697.3824 | 5938.6299 | 33823.4547 | 32909.6611 | 31995.8675 | 31082.074 | 30168.2804 |  | 0.05477 |  |  |  |  | 1 | 1 | 1 | 1 | 1 | [5 empty] | 8.6837 | 14.1382 | 570.7763 | 26826.484 | 684.9315 | 0.027771 | 0.013588 | 0.0032679 | 0.0017213 | 0.0044193 | 0.027771 | 0.013588 | 0.0032679 | 0.0017213 | 0.0044193 | 100000 | 100000 | 0 | 0 | 0
7091 |  |  |  | 9795.2055 |  |  |  |  | 5586.4833 | 5889.9883 | 6193.4933 | 6496.9983 | 6800.5033 | 32033.0805 | 31167.6567 | 30302.2329 | 29436.8091 | 28571.3853 |  | 0.25506 |  |  |  |  | 1 | 1 | 1 | 1 | 1 | [5 empty] | 9.65 | 14.7518 | 570.7763 | 26826.484 | 684.9315 | 0.035122 | 0.012125 | 0.0011059 | 0.0012996 | 0.0020634 | 0.035122 | 0.012125 | 0.0011058 | 0.0012996 | 0.0020634 | 100000 | 100000 | 0 | 0 | 0
7092 |  |  |  | 9795.2055 |  |  |  |  | 5480.1452 | 5916.7185 | 6353.2919 | 6789.8652 | 7226.4385 | 31619.0611 | 30764.8227 | 29910.5843 | 29056.3458 | 28202.1074 |  | 0.06818 |  |  |  |  | 1 | 1 | 1 | 1 | 1 | [5 empty] | 9.804 | 14.6011 | 570.7763 | 26826.484 | 684.9315 | 0.035495 | 0.013055 | 0.001289 | 0.0017344 | 0.0021599 | 0.035495 | 0.013054 | 0.001289 | 0.0017344 | 0.00216 | 100000 | 100000 | 0 | 0 | 0
7093 |  |  |  | 9795.2055 |  |  |  |  | 5245.082 | 5744.6278 | 6244.1736 | 6743.7195 | 7243.2653 | 31099.682 | 30259.4754 | 29419.2688 | 28579.0622 | 27738.8556 |  | 0.05393 |  |  |  |  | 1 | 1 | 1 | 1 | 1 | [5 empty] | 10.1592 | 14.7779 | 570.7763 | 26826.484 | 684.9315 | 0.034426 | 0.013245 | 0.0015143 | 0.0017894 | 0.0037618 | 0.034426 | 0.013245 | 0.0015143 | 0.0017894 | 0.0037618 | 100000 | 100000 | 0 | 0 | 0
7094 |  |  |  | 9795.2055 |  |  |  |  | 5421.3794 | 5932.9977 | 6444.6161 | 6956.2344 | 7467.8527 | 31501.8298 | 30650.7586 | 29799.6874 | 28948.6161 | 28097.5449 |  | 0.45016 |  |  |  |  | 1 | 1 | 1 | 1 | 1 | [5 empty] | 10.9697 | 14.3396 | 570.7763 | 26826.484 | 684.9315 | 0.041815 | 0.012626 | 0.0016846 | 0.0047515 | 0.0071508 | 0.041815 | 0.012626 | 0.0016846 | 0.0047515 | 0.0071508 | 100000 | 100000 | 0 | 0 | 0
7095 |  |  |  | 9795.2055 |  |  |  |  | 5561.298 | 6050.943 | 6540.588 | 7030.233 | 7519.878 | 32497.5539 | 31619.5816 | 30741.6093 | 29863.637 | 28985.6647 |  | 0.1624 |  |  |  |  | 1 | 1 | 1 | 1 | 1 | [5 empty] | 9.8783 | 13.5701 | 570.7763 | 26826.484 | 684.9315 | 0.041956 | 0.023187 | 0.0028473 | 0.016382 | 0.03413 | 0.041956 | 0.023187 | 0.0028473 | 0.016382 | 0.03413 | 100000 | 100000 | 0 | 0 | 0
7096 |  |  |  | 9795.2055 |  |  |  |  | 5762.7808 | 6236.4766 | 6710.1724 | 7183.8683 | 7657.5641 | 34520.9067 | 33588.2704 | 32655.634 | 31722.9977 | 30790.3614 |  | 0.05371 |  |  |  |  | 1 | 1 | 1 | 1 | 1 | [5 empty] | 8.3051 | 15.4934 | 570.7763 | 26826.484 | 684.9315 | 0.052644 | 0.034701 | 0.016941 | 0.028388 | 0.039034 | 0.052643 | 0.034701 | 0.016941 | 0.028388 | 0.039034 | 100000 | 100000 | 0 | 0 | 0
7097 |  |  |  | 9795.2055 |  |  |  |  | 6431.5917 | 6938.1217 | 7444.6517 | 7951.1817 | 8457.7117 | 36618.4566 | 35629.1516 | 34639.8467 | 33650.5418 | 32661.2368 |  | 0 |  |  |  |  | 1 | 1 | 1 | 1 | 1 | [5 empty] | 11.4585 | 16.3206 | 570.7763 | 26826.484 | 684.9315 | 0.053203 | 0.032393 | 0.016482 | 0.035969 | 0.039891 | 0.053203 | 0.032393 | 0.016482 | 0.035969 | 0.039891 | 100000 | 100000 | 0 | 0 | 0
7098 |  |  |  | 9795.2055 |  |  |  |  | 7009.9219 | 7521.4019 | 8032.8819 | 8544.3619 | 9055.8419 | 37870.1603 | 36847.0386 | 35823.917 | 34800.7953 | 33777.6737 |  | 0 |  |  |  |  | 1 | 1 | 1 | 1 | 1 | [5 empty] | 12.6578 | 17.5701 | 570.7763 | 26826.484 | 684.9315 | 0.051707 | 0.033722 | 0.015992 | 0.034458 | 0.040654 | 0.051707 | 0.033722 | 0.015992 | 0.034458 | 0.040653 | 100000 | 100000 | 0 | 0 | 0
7099 |  |  |  | 9795.2055 |  |  |  |  | 7201.144 | 7668.4057 | 8135.6673 | 8602.929 | 9070.1907 | 38655.1648 | 37610.835 | 36566.5052 | 35522.1754 | 34477.8457 |  | 0 |  |  |  |  | 1 | 1 | 1 | 1 | 1 | [5 empty] | 12.0005 | 17.1387 | 570.7763 | 26826.484 | 684.9315 | 0.053612 | 0.034135 | 0.016484 | 0.034275 | 0.040685 | 0.053612 | 0.034135 | 0.016484 | 0.034275 | 0.040685 | 100000 | 100000 | 0 | 0 | 0
7100 |  |  |  | 9795.2055 |  |  |  |  | 6462.3738 | 6881.7046 | 7301.0355 | 7720.3663 | 8139.6971 | 37914.6785 | 36890.3541 | 35866.0297 | 34841.7053 | 33817.3809 |  | 0 |  |  |  |  | 1 | 1 | 1 | 1 | 1 | [5 empty] | 12.6027 | 15.0443 | 570.7763 | 26826.484 | 684.9315 | 0.054067 | 0.034105 | 0.017334 | 0.035202 | 0.04068 | 0.054067 | 0.034105 | 0.017335 | 0.035202 | 0.04068 | 100000 | 100000 | 0 | 0 | 0
7101 |  |  |  | 9795.2055 |  |  |  |  | 5586.4833 | 5971.6333 | 6356.7833 | 6741.9333 | 7127.0833 | 34121.7267 | 33199.8748 | 32278.023 | 31356.1711 | 30434.3192 |  | 0 |  |  |  |  | 1 | 1 | 1 | 1 | 1 | [5 empty] | 13.9465 | 14.554 | 570.7763 | 26826.484 | 684.9315 | 0.053021 | 0.033976 | 0.017707 | 0.027461 | 0.039436 | 0.053021 | 0.033977 | 0.017707 | 0.027461 | 0.039436 | 100000 | 100000 | 0 | 0 | 0
7102 |  |  |  | 9795.2055 |  |  |  |  | 5580.8866 | 5935.4024 | 6289.9183 | 6644.4341 | 6998.9499 | 25912.568 | 25212.4995 | 24512.4309 | 23812.3623 | 23112.2937 |  | 0 |  |  |  |  | 1 | 1 | 1 | 1 | 1 | [5 empty] | 13.7996 | 14.2351 | 570.7763 | 26826.484 | 684.9315 | 0.05252 | 0.033029 | 0.017062 | 0.02727 | 0.039101 | 0.05252 | 0.033029 | 0.017062 | 0.02727 | 0.039101 | 100000 | 100000 | 0 | 0 | 0
7103 |  |  |  | 9795.2055 |  |  |  |  | 4311.3585 | 4649.761 | 4988.1635 | 5326.566 | 5664.9685 | 18290.3079 | 17796.1666 | 17302.0253 | 16807.884 | 16313.7427 |  | 0 |  |  |  |  | 1 | 1 | 1 | 1 | 1 | [5 empty] | 13.5796 | 15.0373 | 570.7763 | 26826.484 | 684.9315 | 0.040768 | 0.032556 | 0.016356 | 0.027359 | 0.039516 | 0.040768 | 0.032556 | 0.016356 | 0.027359 | 0.039516 | 100000 | 100000 | 0 | 0 | 0
7104 |  |  |  | 9795.2055 |  |  |  |  | 3231.9135 | 3589.8943 | 3947.8752 | 4305.856 | 4663.8368 | 14883.1682 | 14481.0762 | 14078.9841 | 13676.892 | 13274.7999 |  | 0 |  |  |  |  | 1 | 1 | 1 | 1 | 1 | [5 empty] | 14.9973 | 13.8415 | 570.7763 | 26826.484 | 684.9315 | 0.040234 | 0.03159 | 0.016255 | 0.027451 | 0.039477 | 0.040234 | 0.03159 | 0.016255 | 0.027451 | 0.039477 | 100000 | 100000 | 0 | 0 | 0
7105 |  |  |  | 9795.2055 |  |  |  |  | 2467.7172 | 2791.6547 | 3115.5922 | 3439.5297 | 3763.4672 | 16152.5431 | 15716.1568 | 15279.7706 | 14843.3843 | 14406.9981 |  | 0 |  |  |  |  | 1 | 1 | 1 | 1 | 1 | [5 empty] | 13.0044 | 13.8405 | 570.7763 | 26826.484 | 684.9315 | 0.040286 | 0.031888 | 0.016042 | 0.026688 | 0.039052 | 0.040286 | 0.031888 | 0.016042 | 0.026688 | 0.039052 | 100000 | 100000 | 0 | 0 | 0
7106 |  |  |  | 9795.2055 |  |  |  |  | 1998.5232 | 2217.3048 | 2436.0865 | 2654.8682 | 2873.6498 | 16294.5203 | 15854.2983 | 15414.0764 | 14973.8544 | 14533.6324 |  | 0 |  |  |  |  | 1 | 1 | 1 | 1 | 1 | [5 empty] | 13.7673 | 13.8618 | 570.7763 | 26826.484 | 684.9315 | 0.039747 | 0.033142 | 0.01584 | 0.026608 | 0.038852 | 0.039747 | 0.033142 | 0.01584 | 0.026608 | 0.038852 | 100000 | 100000 | 0 | 0 | 0
7107 |  |  |  | 9795.2055 |  |  |  |  | 1879.5857 | 1971.6524 | 2063.7191 | 2155.7857 | 2247.8524 | 18469.969 | 17970.9739 | 17471.9787 | 16972.9836 | 16473.9885 |  | 0 |  |  |  |  | 1 | 1 | 1 | 1 | 1 | [5 empty] | 13.7791 | 12.765 | 570.7763 | 26826.484 | 684.9315 | 0.039499 | 0.03188 | 0.015095 | 0.026295 | 0.038815 | 0.039499 | 0.03188 | 0.015095 | 0.026295 | 0.038815 | 100000 | 100000 | 0 | 0 | 0
7108 |  |  |  | 9795.2055 |  |  |  |  | 1986.3485 | 2043.5185 | 2100.6885 | 2157.8585 | 2215.0285 | 23711.7748 | 23071.164 | 22430.5533 | 21789.9426 | 21149.3319 |  | 0 |  |  |  |  | 1 | 1 | 1 | 1 | 1 | [5 empty] | 13.6384 | 8.4046 | 570.7763 | 26826.484 | 684.9315 | 0.028111 | 0.028299 | 0.01632 | 0.023073 | 0.037089 | 0.028111 | 0.028299 | 0.01632 | 0.023073 | 0.037089 | 100000 | 100000 | 0 | 0 | 0
7109 |  |  |  | 9795.2055 |  |  |  |  | 2285.0968 | 2325.9318 | 2366.7668 | 2407.6018 | 2448.4368 | 35055.6076 | 34108.5255 | 33161.4434 | 32214.3613 | 31267.2792 |  | 0 |  |  |  |  | 1 | 1 | 1 | 1 | 1 | [5 empty] | 13.2376 | 5.0721 | 570.7763 | 26826.484 | 684.9315 | 0.026505 | 0.026141 | 0.016422 | 0.022935 | 0.037018 | 0.026505 | 0.026141 | 0.016422 | 0.022935 | 0.037018 | 100000 | 100000 | 0 | 0 | 0
7110 |  |  |  | 9795.2055 |  |  |  |  | 2787.0688 | 2827.0788 | 2867.0888 | 2907.0988 | 2947.1088 | 41417.291 | 40298.3381 | 39179.3851 | 38060.4322 | 36941.4792 |  | 0 |  |  |  |  | 1 | 1 | 1 | 1 | 1 | [5 empty] | 11.0062 | 4.5204 | 570.7763 | 26826.484 | 684.9315 | 0.027614 | 0.024527 | 0.015016 | 0.023053 | 0.037561 | 0.027614 | 0.024527 | 0.015016 | 0.023053 | 0.037561 | 100000 | 100000 | 0 | 0 | 0
7111 |  |  |  | 9795.2055 |  |  |  |  | 3799.4416 | 3842.7516 | 3886.0616 | 3929.3716 | 3972.6816 | 39750.7024 | 38676.775 | 37602.8475 | 36528.9201 | 35454.9926 |  | 0 |  |  |  |  | 1 | 1 | 1 | 1 | 1 | [5 empty] | 9.1064 | 3.3099 | 570.7763 | 26826.484 | 684.9315 | 0.028188 | 0.025324 | 0.013826 | 0.023452 | 0.037796 | 0.028188 | 0.025324 | 0.013826 | 0.023452 | 0.037796 | 100000 | 100000 | 0 | 0 | 0
7112 |  |  |  | 9795.2055 |  |  |  |  | 4837.1003 | 4878.4853 | 4919.8703 | 4961.2553 | 5002.6403 | 37241.4459 | 36235.31 | 35229.174 | 34223.038 | 33216.9021 |  | 0.02251 |  |  |  |  | 1 | 1 | 1 | 1 | 1 | [5 empty] | 8.7315 | 6.8709 | 570.7763 | 26826.484 | 684.9315 | 0.027464 | 0.021634 | 0.014989 | 0.021272 | 0.035766 | 0.027464 | 0.021634 | 0.014989 | 0.021272 | 0.035766 | 100000 | 100000 | 0 | 0 | 0
7113 |  |  |  | 9795.2055 |  |  |  |  | 5806.3934 | 5864.5259 | 5922.6584 | 5980.7909 | 6038.9234 | 34820.7314 | 33879.9948 | 32939.2583 | 31998.5217 | 31057.7851 |  | 0.06457 |  |  |  |  | 1 | 1 | 1 | 1 | 1 | [5 empty] | 7.8615 | 8.2173 | 570.7763 | 26826.484 | 684.9315 | 0.026195 | 0.022262 | 0.015077 | 0.0085603 | 0.015141 | 0.026195 | 0.022262 | 0.015077 | 0.0085603 | 0.015141 | 100000 | 100000 | 0 | 0 | 0
7114 |  |  |  | 9795.2055 |  |  |  |  | 6526.5735 | 6603.0485 | 6679.5235 | 6755.9985 | 6832.4735 | 32905.2951 | 32016.307 | 31127.319 | 30238.3309 | 29349.3429 |  | 0.04047 |  |  |  |  | 1 | 1 | 1 | 1 | 1 | [5 empty] | 7.4838 | 14.5957 | 570.7763 | 26826.484 | 684.9315 | 0.025902 | 0.023366 | 0.013798 | 0.0080866 | 0.0079655 | 0.025902 | 0.023366 | 0.013798 | 0.0080866 | 0.0079655 | 100000 | 100000 | 0 | 0 | 0
7115 |  |  |  | 9795.2055 |  |  |  |  | 7377.8657 | 7499.1357 | 7620.4057 | 7741.6757 | 7862.9457 | 31164.136 | 30322.1881 | 29480.2402 | 28638.2922 | 27796.3443 |  | 0.25675 |  |  |  |  | 1 | 1 | 1 | 1 | 1 | [5 empty] | 7.006 | 14.7637 | 570.7763 | 26826.484 | 684.9315 | 0.028756 | 0.025773 | 0.014932 | 0.0086212 | 0.0085466 | 0.028756 | 0.025773 | 0.014932 | 0.0086212 | 0.0085466 | 100000 | 100000 | 0 | 0 | 0
7116 |  |  |  | 9795.2055 |  |  |  |  | 7025.736 | 7200.1335 | 7374.531 | 7548.9285 | 7723.326 | 30760.9524 | 29929.8971 | 29098.8418 | 28267.7865 | 27436.7313 |  | 0.05664 |  |  |  |  | 1 | 1 | 1 | 1 | 1 | [5 empty] | 6.5285 | 15.1906 | 570.7763 | 26826.484 | 684.9315 | 0.028393 | 0.026509 | 0.015832 | 0.0091161 | 0.0096528 | 0.028393 | 0.026509 | 0.015832 | 0.0091161 | 0.0096528 | 100000 | 100000 | 0 | 0 | 0
7117 |  |  |  | 9795.2055 |  |  |  |  | 6219.3966 | 6464.2191 | 6709.0416 | 6953.8641 | 7198.6866 | 30255.6742 | 29438.2698 | 28620.8654 | 27803.461 | 26986.0566 |  | 0.19717 |  |  |  |  | 1 | 1 | 1 | 1 | 1 | [5 empty] | 5.9969 | 15.0045 | 570.7763 | 26826.484 | 684.9315 | 0.027692 | 0.024238 | 0.014981 | 0.0084517 | 0.0092442 | 0.027692 | 0.024238 | 0.014981 | 0.0084517 | 0.0092442 | 100000 | 100000 | 0 | 0 | 0
7118 |  |  |  | 9795.2055 |  |  |  |  | 5617.2174 | 5946.4349 | 6275.6524 | 6604.8699 | 6934.0874 | 30646.4992 | 29818.536 | 28990.5729 | 28162.6097 | 27334.6466 |  | 0.48942 |  |  |  |  | 1 | 1 | 1 | 1 | 1 | [5 empty] | 5.3679 | 16.2709 | 570.7763 | 26826.484 | 684.9315 | 0.028984 | 0.022465 | 0.013748 | 0.0082933 | 0.0085519 | 0.028984 | 0.022465 | 0.013748 | 0.0082933 | 0.0085519 | 100000 | 100000 | 0 | 0 | 0
7119 |  |  |  | 9795.2055 |  |  |  |  | 5290.3736 | 5596.0236 | 5901.6736 | 6207.3236 | 6512.9736 | 31614.785 | 30760.6621 | 29906.5392 | 29052.4163 | 28198.2934 |  | 0.0547 |  |  |  |  | 1 | 1 | 1 | 1 | 1 | [5 empty] | 4.2202 | 17.7357 | 570.7763 | 26826.484 | 684.9315 | 0.041937 | 0.022897 | 0.015327 | 0.0095108 | 0.0090259 | 0.041937 | 0.022897 | 0.015327 | 0.0095109 | 0.0090259 | 100000 | 100000 | 0 | 0 | 0
7120 |  |  |  | 9795.2055 |  |  |  |  | 5329.7072 | 5684.2231 | 6038.7389 | 6393.2547 | 6747.7706 | 33582.4626 | 32675.1798 | 31767.897 | 30860.6142 | 29953.3314 |  | 0.02732 |  |  |  |  | 1 | 1 | 1 | 1 | 1 | [5 empty] | 4.2901 | 17.0519 | 570.7763 | 26826.484 | 684.9315 | 0.054918 | 0.040507 | 0.025156 | 0.031659 | 0.039967 | 0.054918 | 0.040507 | 0.025156 | 0.031659 | 0.039967 | 100000 | 100000 | 0 | 0 | 0
7121 |  |  |  | 9795.2055 |  |  |  |  | 5995.5695 | 6410.0336 | 6824.4978 | 7238.962 | 7653.4261 | 35622.3227 | 34659.9299 | 33697.5371 | 32735.1443 | 31772.7515 |  | 0 |  |  |  |  | 1 | 1 | 1 | 1 | 1 | [5 empty] | 5.6612 | 15.1917 | 570.7763 | 26826.484 | 684.9315 | 0.05859 | 0.046001 | 0.035488 | 0.047641 | 0.045259 | 0.05859 | 0.046001 | 0.035488 | 0.047641 | 0.045258 | 100000 | 100000 | 0 | 0 | 0
7122 |  |  |  | 9795.2055 |  |  |  |  | 6539.6847 | 7031.3655 | 7523.0464 | 8014.7272 | 8506.408 | 36840.6502 | 35845.3424 | 34850.0346 | 33854.7267 | 32859.4189 |  | 0 |  |  |  |  | 1 | 1 | 1 | 1 | 1 | [5 empty] | 6.3364 | 16.4782 | 570.7763 | 26826.484 | 684.9315 | 0.081944 | 0.04572 | 0.034202 | 0.049051 | 0.045277 | 0.081944 | 0.04572 | 0.034202 | 0.049051 | 0.045277 | 100000 | 100000 | 0 | 0 | 0
7123 |  |  |  | 9795.2055 |  |  |  |  | 6769.1309 | 7305.9101 | 7842.6892 | 8379.4684 | 8916.2476 | 37604.7468 | 36588.7957 | 35572.8446 | 34556.8935 | 33540.9424 |  | 0 |  |  |  |  | 1 | 1 | 1 | 1 | 1 | [5 empty] | 4.4342 | 14.8718 | 570.7763 | 26826.484 | 684.9315 | 0.093971 | 0.057056 | 0.055478 | 0.050063 | 0.045508 | 0.093971 | 0.057056 | 0.055478 | 0.050063 | 0.045508 | 100000 | 100000 | 0 | 0 | 0
7124 |  |  |  | 9795.2055 |  |  |  |  | 6275.5875 | 6772.0525 | 7268.5175 | 7764.9825 | 8261.4475 | 36885.3088 | 35888.7944 | 34892.2801 | 33895.7657 | 32899.2514 |  | 0 |  |  |  |  | 1 | 1 | 1 | 1 | 1 | [5 empty] | 5.5612 | 13.1112 | 570.7763 | 26826.484 | 684.9315 | 0.095925 | 0.058078 | 0.056615 | 0.050242 | 0.045512 | 0.095925 | 0.058078 | 0.056615 | 0.050242 | 0.045512 | 100000 | 100000 | 0 | 0 | 0
7125 |  |  |  | 9795.2055 |  |  |  |  | 5515.1372 | 5916.6772 | 6318.2172 | 6719.7572 | 7121.2972 | 33196.4134 | 32299.5604 | 31402.7073 | 30505.8542 | 29609.0011 |  | 0 |  |  |  |  | 1 | 1 | 1 | 1 | 1 | [5 empty] | 6.7249 | 11.7582 | 570.7763 | 26826.484 | 684.9315 | 0.09451 | 0.068388 | 0.055753 | 0.049259 | 0.045198 | 0.09451 | 0.068388 | 0.055753 | 0.049259 | 0.045198 | 100000 | 100000 | 0 | 0 | 0
7126 |  |  |  | 9795.2055 |  |  |  |  | 5270.7068 | 5612.7935 | 5954.8801 | 6296.9668 | 6639.0535 | 25213.6379 | 24532.452 | 23851.2661 | 23170.0802 | 22488.8943 |  | 0 |  |  |  |  | 1 | 1 | 1 | 1 | 1 | [5 empty] | 7.1423 | 11.1874 | 570.7763 | 26826.484 | 684.9315 | 0.094362 | 0.069222 | 0.057265 | 0.050122 | 0.045738 | 0.094362 | 0.069222 | 0.057265 | 0.050122 | 0.045738 | 100000 | 100000 | 0 | 0 | 0
7127 |  |  |  | 9795.2055 |  |  |  |  | 3817.2354 | 4078.5854 | 4339.9354 | 4601.2854 | 4862.6354 | 17797.5774 | 17316.748 | 16835.9186 | 16355.0892 | 15874.2598 |  | 0 |  |  |  |  | 1 | 1 | 1 | 1 | 1 | [5 empty] | 6.8269 | 10.6401 | 570.7763 | 26826.484 | 684.9315 | 0.094858 | 0.069545 | 0.05796 | 0.050171 | 0.045762 | 0.094858 | 0.069545 | 0.05796 | 0.050171 | 0.045762 | 100000 | 100000 | 0 | 0 | 0
7128 |  |  |  | 9795.2055 |  |  |  |  | 2607.3225 | 2803.94 | 3000.5575 | 3197.175 | 3393.7925 | 16253.3372 | 15814.2278 | 15375.1185 | 14936.0091 | 14496.8998 |  | 0 |  |  |  |  | 1 | 1 | 1 | 1 | 1 | [5 empty] | 6.4484 | 10.9538 | 570.7763 | 26826.484 | 684.9315 | 0.094138 | 0.06978 | 0.057594 | 0.050389 | 0.045686 | 0.094138 | 0.06978 | 0.057594 | 0.050389 | 0.045686 | 100000 | 100000 | 0 | 0 | 0
7129 |  |  |  | 9795.2055 |  |  |  |  | 1950.0855 | 2050.0705 | 2150.0555 | 2250.0405 | 2350.0255 | 17638.4945 | 17161.963 | 16685.4314 | 16208.8999 | 15732.3684 |  | 0 |  |  |  |  | 1 | 1 | 1 | 1 | 1 | [5 empty] | 8.3703 | 11.45 | 570.7763 | 26826.484 | 684.9315 | 0.093727 | 0.06902 | 0.057521 | 0.050436 | 0.045698 | 0.093727 | 0.06902 | 0.057521 | 0.050436 | 0.045698 | 100000 | 100000 | 0 | 0 | 0
7130 |  |  |  | 9795.2055 |  |  |  |  | 1670.8302 | 1719.6677 | 1768.5052 | 1817.3427 | 1866.1802 | 17797.0337 | 17316.2189 | 16835.4042 | 16354.5895 | 15873.7748 |  | 0 |  |  |  |  | 1 | 1 | 1 | 1 | 1 | [5 empty] | 9.7032 | 11.8177 | 570.7763 | 26826.484 | 684.9315 | 0.093967 | 0.068895 | 0.058254 | 0.050791 | 0.04583 | 0.093967 | 0.068895 | 0.058254 | 0.050791 | 0.04583 | 100000 | 100000 | 0 | 0 | 0
7131 |  |  |  | 9795.2055 |  |  |  |  | 1636.9811 | 1678.3661 | 1719.7511 | 1761.1361 | 1802.5211 | 20173.9338 | 19628.9034 | 19083.873 | 18538.8426 | 17993.8122 |  | 0 |  |  |  |  | 1 | 1 | 1 | 1 | 1 | [5 empty] | 9.0328 | 12.3278 | 570.7763 | 26826.484 | 684.9315 | 0.094055 | 0.069113 | 0.058992 | 0.051114 | 0.045987 | 0.094055 | 0.069113 | 0.058992 | 0.051114 | 0.045987 | 100000 | 100000 | 0 | 0 | 0
7132 |  |  |  | 9795.2055 |  |  |  |  | 1797.7644 | 1838.7369 | 1879.7094 | 1920.6819 | 1961.6544 | 25895.0325 | 25195.4377 | 24495.8428 | 23796.248 | 23096.6532 |  | 0 |  |  |  |  | 1 | 1 | 1 | 1 | 1 | [5 empty] | 10.4288 | 11.6877 | 570.7763 | 26826.484 | 684.9315 | 0.09277 | 0.067 | 0.058907 | 0.049962 | 0.045363 | 0.09277 | 0.067 | 0.058907 | 0.049962 | 0.045363 | 100000 | 100000 | 0 | 0 | 0
7133 |  |  |  | 9795.2055 |  |  |  |  | 2473.8066 | 2514.9166 | 2556.0266 | 2597.1366 | 2638.2466 | 38285.5315 | 37251.188 | 36216.8444 | 35182.5008 | 34148.1573 |  | 0 |  |  |  |  | 1 | 1 | 1 | 1 | 1 | [5 empty] | 9.489 | 15.2158 | 570.7763 | 26826.484 | 684.9315 | 0.093726 | 0.06947 | 0.060021 | 0.050956 | 0.04565 | 0.093726 | 0.06947 | 0.060021 | 0.050956 | 0.04565 | 100000 | 100000 | 0 | 0 | 0
7134 |  |  |  | 9795.2055 |  |  |  |  | 3872.9036 | 3914.1511 | 3955.3986 | 3996.6461 | 4037.8936 | 45265.6544 | 44042.7319 | 42819.8094 | 41596.8869 | 40373.9644 |  | 0 |  |  |  |  | 1 | 1 | 1 | 1 | 1 | [5 empty] | 10.4184 | 11.7736 | 570.7763 | 26826.484 | 684.9315 | 0.099052 | 0.073733 | 0.064648 | 0.052995 | 0.046158 | 0.099052 | 0.073733 | 0.064648 | 0.052995 | 0.046158 | 100000 | 100000 | 0 | 0 | 0
7135 |  |  |  | 9795.2055 |  |  |  |  | 4771.7858 | 4813.3083 | 4854.8308 | 4896.3533 | 4937.8758 | 43439.4509 | 42265.8662 | 41092.2814 | 39918.6966 | 38745.1119 |  | 0 |  |  |  |  | 1 | 1 | 1 | 1 | 1 | [5 empty] | 11.8422 | 13.6763 | 570.7763 | 26826.484 | 684.9315 | 0.10459 | 0.081196 | 0.07242 | 0.064376 | 0.048085 | 0.10459 | 0.081196 | 0.07242 | 0.064376 | 0.048085 | 100000 | 100000 | 0 | 0 | 0
7136 |  |  |  | 9795.2055 |  |  |  |  | 4198.2312 | 4247.8937 | 4297.5562 | 4347.2187 | 4396.8812 | 40688.5521 | 39589.2872 | 38490.0222 | 37390.7573 | 36291.4924 |  | 0.0042 |  |  |  |  | 1 | 1 | 1 | 1 | 1 | [5 empty] | 10.4405 | 12.4722 | 570.7763 | 26826.484 | 684.9315 | 0.10526 | 0.085332 | 0.073055 | 0.063644 | 0.048476 | 0.10526 | 0.085332 | 0.073055 | 0.063644 | 0.048476 | 100000 | 100000 | 0 | 0 | 0
7137 |  |  |  | 9795.2055 |  |  |  |  | 3973.5107 | 4048.9957 | 4124.4807 | 4199.9657 | 4275.4507 | 38040.5291 | 37012.8046 | 35985.0802 | 34957.3558 | 33929.6313 |  | 0.05591 |  |  |  |  | 1 | 1 | 1 | 1 | 1 | [5 empty] | 10.6066 | 9.9036 | 570.7763 | 26826.484 | 684.9315 | 0.1008 | 0.077837 | 0.061209 | 0.049907 | 0.045253 | 0.1008 | 0.077837 | 0.061209 | 0.049907 | 0.045253 | 100000 | 100000 | 0 | 0 | 0
7138 |  |  |  | 9795.2055 |  |  |  |  | 4138.9953 | 4248.7428 | 4358.4903 | 4468.2378 | 4577.9853 | 35944.4598 | 34973.3639 | 34002.2681 | 33031.1723 | 32060.0764 |  | 0.08337 |  |  |  |  | 1 | 1 | 1 | 1 | 1 | [5 empty] | 11.0008 | 12.971 | 570.7763 | 26826.484 | 684.9315 | 0.099988 | 0.061971 | 0.052111 | 0.04812 | 0.044047 | 0.099988 | 0.061971 | 0.052111 | 0.04812 | 0.044047 | 100000 | 100000 | 0 | 0 | 0
7139 |  |  |  | 9795.2055 |  |  |  |  | 4677.7604 | 4842.7538 | 5007.7471 | 5172.7404 | 5337.7338 | 34040.2438 | 33120.5934 | 32200.9429 | 31281.2924 | 30361.6419 |  | 0.08983 |  |  |  |  | 1 | 1 | 1 | 1 | 1 | [5 empty] | 10.4068 | 11.6219 | 570.7763 | 26826.484 | 684.9315 | 0.10065 | 0.065384 | 0.05344 | 0.048638 | 0.044081 | 0.10065 | 0.065384 | 0.05344 | 0.048638 | 0.044081 | 100000 | 100000 | 0 | 0 | 0
7140 |  |  |  | 9795.2055 |  |  |  |  | 4710.6693 | 4912.7868 | 5114.9043 | 5317.0218 | 5519.1393 | 33601.2929 | 32693.5014 | 31785.7098 | 30877.9183 | 29970.1268 |  | 0.1052 |  |  |  |  | 1 | 1 | 1 | 1 | 1 | [5 empty] | 10.286 | 10.6245 | 570.7763 | 26826.484 | 684.9315 | 0.1003 | 0.064648 | 0.053401 | 0.048417 | 0.044093 | 0.1003 | 0.064648 | 0.053401 | 0.048417 | 0.044093 | 100000 | 100000 | 0 | 0 | 0
7141 |  |  |  | 9795.2055 |  |  |  |  | 4617.5842 | 4887.7342 | 5157.8842 | 5428.0342 | 5698.1842 | 33049.3391 | 32156.4595 | 31263.5799 | 30370.7002 | 29477.8206 |  | 0.13415 |  |  |  |  | 1 | 1 | 1 | 1 | 1 | [5 empty] | 10.2815 | 11.5495 | 570.7763 | 26826.484 | 684.9315 | 0.098635 | 0.061998 | 0.052186 | 0.047893 | 0.043962 | 0.098635 | 0.061998 | 0.052186 | 0.047893 | 0.043962 | 100000 | 100000 | 0 | 0 | 0
7142 |  |  |  | 9795.2055 |  |  |  |  | 4433.2946 | 4757.1771 | 5081.0596 | 5404.9421 | 5728.8246 | 33477.7441 | 32573.2904 | 31668.8368 | 30764.3831 | 29859.9294 |  | 0.09186 |  |  |  |  | 1 | 1 | 1 | 1 | 1 | [5 empty] | 10.5345 | 12.7124 | 570.7763 | 26826.484 | 684.9315 | 0.097857 | 0.060979 | 0.051958 | 0.04814 | 0.043916 | 0.097857 | 0.060979 | 0.051958 | 0.04814 | 0.043916 | 100000 | 100000 | 0 | 0 | 0
7143 |  |  |  | 9795.2055 |  |  |  |  | 4051.5517 | 4473.3842 | 4895.2167 | 5317.0492 | 5738.8817 | 34536.9533 | 33603.8834 | 32670.8136 | 31737.7437 | 30804.6739 |  | 0.15295 |  |  |  |  | 1 | 1 | 1 | 1 | 1 | [5 empty] | 11.2139 | 16.0908 | 570.7763 | 26826.484 | 684.9315 | 0.098173 | 0.073445 | 0.059775 | 0.050162 | 0.04462 | 0.098173 | 0.073445 | 0.059774 | 0.050162 | 0.04462 | 100000 | 100000 | 0 | 0 | 0
7144 |  |  |  | 9795.2055 |  |  |  |  | 4053.4322 | 4665.9705 | 5278.5089 | 5891.0472 | 6503.5855 | 36689.1049 | 35697.8913 | 34706.6777 | 33715.4641 | 32724.2505 |  | 0.09203 |  |  |  |  | 1 | 1 | 1 | 1 | 1 | [5 empty] | 11.1209 | 18.5591 | 570.7763 | 26826.484 | 684.9315 | 0.10184 | 0.079584 | 0.073442 | 0.07159 | 0.049457 | 0.10184 | 0.079584 | 0.073442 | 0.07159 | 0.049457 | 100000 | 100000 | 0 | 0 | 0
7145 |  |  |  | 9795.2055 |  |  |  |  | 4793.4116 | 5577.1308 | 6360.8499 | 7144.5691 | 7928.2883 | 38920.1071 | 37868.6195 | 36817.1319 | 35765.6443 | 34714.1566 |  | 0 |  |  |  |  | 1 | 1 | 1 | 1 | 1 | [5 empty] | 10.8554 | 19.0574 | 570.7763 | 26826.484 | 684.9315 | 0.10214 | 0.082716 | 0.077225 | 0.080584 | 0.054165 | 0.10214 | 0.082716 | 0.077225 | 0.080584 | 0.054165 | 100000 | 100000 | 0 | 0 | 0
7146 |  |  |  | 9795.2055 |  |  |  |  | 5860.5992 | 6691.0667 | 7521.5342 | 8352.0017 | 9182.4692 | 40248.7631 | 39161.3797 | 38073.9964 | 36986.6131 | 35899.2297 |  | 0 |  |  |  |  | 1 | 1 | 1 | 1 | 1 | [5 empty] | 12.2291 | 17.5011 | 570.7763 | 26826.484 | 684.9315 | 0.10035 | 0.079354 | 0.075052 | 0.077678 | 0.053796 | 0.10036 | 0.079354 | 0.075052 | 0.077678 | 0.053796 | 100000 | 100000 | 0 | 0 | 0
7147 |  |  |  | 9795.2055 |  |  |  |  | 6800.8525 | 7576.3225 | 8351.7925 | 9127.2625 | 9902.7325 | 41081.9667 | 39972.0731 | 38862.1794 | 37752.2858 | 36642.3922 |  | 0 |  |  |  |  | 1 | 1 | 1 | 1 | 1 | [5 empty] | 13.212 | 17.8234 | 570.7763 | 26826.484 | 684.9315 | 0.099345 | 0.077027 | 0.073611 | 0.076687 | 0.053254 | 0.099345 | 0.077028 | 0.073611 | 0.076687 | 0.053254 | 100000 | 100000 | 0 | 0 | 0
7148 |  |  |  | 9795.2055 |  |  |  |  | 6531.94 | 7161.0059 | 7790.0717 | 8419.1375 | 9048.2034 | 40292.6233 | 39204.055 | 38115.4867 | 37026.9184 | 35938.3501 |  | 0 |  |  |  |  | 1 | 1 | 1 | 1 | 1 | [5 empty] | 13.6835 | 16.139 | 570.7763 | 26826.484 | 684.9315 | 0.099842 | 0.076429 | 0.071405 | 0.074835 | 0.051456 | 0.099842 | 0.076429 | 0.071405 | 0.074835 | 0.051456 | 100000 | 100000 | 0 | 0 | 0
7149 |  |  |  | 9795.2055 |  |  |  |  | 5757.1713 | 6291.6121 | 6826.0529 | 7360.4938 | 7894.9346 | 36259.0239 | 35279.4296 | 34299.8353 | 33320.241 | 32340.6467 |  | 0 |  |  |  |  | 1 | 1 | 1 | 1 | 1 | [5 empty] | 14.6135 | 16.026 | 570.7763 | 26826.484 | 684.9315 | 0.097986 | 0.07417 | 0.069669 | 0.072265 | 0.050283 | 0.097986 | 0.07417 | 0.069669 | 0.072265 | 0.050283 | 100000 | 100000 | 0 | 0 | 0
7150 |  |  |  | 9795.2055 |  |  |  |  | 5329.356 | 5783.0877 | 6236.8193 | 6690.551 | 7144.2827 | 27526.0304 | 26782.3716 | 26038.7128 | 25295.054 | 24551.3952 |  | 0 |  |  |  |  | 1 | 1 | 1 | 1 | 1 | [5 empty] | 15.2306 | 14.8388 | 570.7763 | 26826.484 | 684.9315 | 0.095557 | 0.072376 | 0.068081 | 0.071444 | 0.04933 | 0.095557 | 0.072376 | 0.068081 | 0.071444 | 0.04933 | 100000 | 100000 | 0 | 0 | 0
7151 |  |  |  | 9795.2055 |  |  |  |  | 3726.224 | 4099.7424 | 4473.2607 | 4846.779 | 5220.2974 | 19427.6125 | 18902.7452 | 18377.8778 | 17853.0104 | 17328.1431 |  | 0 |  |  |  |  | 1 | 1 | 1 | 1 | 1 | [5 empty] | 15.3977 | 13.7496 | 570.7763 | 26826.484 | 684.9315 | 0.095433 | 0.074189 | 0.068544 | 0.072368 | 0.04901 | 0.095433 | 0.074189 | 0.068544 | 0.072368 | 0.04901 | 100000 | 100000 | 0 | 0 | 0
7152 |  |  |  | 9795.2055 |  |  |  |  | 2617.7251 | 2816.4051 | 3015.0851 | 3213.7651 | 3412.4451 | 19714.1452 | 19181.5367 | 18648.9282 | 18116.3197 | 17583.7112 |  | 0 |  |  |  |  | 1 | 1 | 1 | 1 | 1 | [5 empty] | 15.0049 | 11.7796 | 570.7763 | 26826.484 | 684.9315 | 0.094176 | 0.075506 | 0.071005 | 0.07289 | 0.048686 | 0.094176 | 0.075505 | 0.071005 | 0.07289 | 0.048686 | 100000 | 100000 | 0 | 0 | 0
7153 |  |  |  | 9795.2055 |  |  |  |  | 1957.8658 | 2056.5308 | 2155.1958 | 2253.8608 | 2352.5258 | 20714.5918 | 20154.9547 | 19595.3175 | 19035.6804 | 18476.0433 |  | 0 |  |  |  |  | 1 | 1 | 1 | 1 | 1 | [5 empty] | 14.8381 | 10.409 | 570.7763 | 26826.484 | 684.9315 | 0.095115 | 0.076659 | 0.072593 | 0.073069 | 0.048759 | 0.095115 | 0.076659 | 0.072593 | 0.073069 | 0.048759 | 100000 | 100000 | 0 | 0 | 0
7154 |  |  |  | 9795.2055 |  |  |  |  | 1677.4964 | 1725.5089 | 1773.5214 | 1821.5339 | 1869.5464 | 21040.3146 | 20471.8776 | 19903.4405 | 19335.0035 | 18766.5665 |  | 0 |  |  |  |  | 1 | 1 | 1 | 1 | 1 | [5 empty] | 14.5377 | 10.4592 | 570.7763 | 26826.484 | 684.9315 | 0.095693 | 0.078539 | 0.07387 | 0.075446 | 0.048766 | 0.095693 | 0.078539 | 0.07387 | 0.075446 | 0.048766 | 100000 | 100000 | 0 | 0 | 0
7155 |  |  |  | 9795.2055 |  |  |  |  | 1643.5122 | 1684.4847 | 1725.4572 | 1766.4297 | 1807.4022 | 22863.4942 | 22245.8012 | 21628.1081 | 21010.415 | 20392.7219 |  | 0 |  |  |  |  | 1 | 1 | 1 | 1 | 1 | [5 empty] | 14.4093 | 9.3955 | 570.7763 | 26826.484 | 684.9315 | 0.096329 | 0.081507 | 0.07613 | 0.076766 | 0.049067 | 0.096329 | 0.081507 | 0.07613 | 0.076766 | 0.049067 | 100000 | 100000 | 0 | 0 | 0
7156 |  |  |  | 9795.2055 |  |  |  |  | 1804.937 | 1847.5595 | 1890.182 | 1932.8045 | 1975.427 | 26930.7739 | 26203.1969 | 25475.6199 | 24748.0429 | 24020.4659 |  | 0 |  |  |  |  | 1 | 1 | 1 | 1 | 1 | [5 empty] | 14.6489 | 8.46 | 570.7763 | 26826.484 | 684.9315 | 0.095473 | 0.082084 | 0.07583 | 0.076757 | 0.049482 | 0.095473 | 0.082084 | 0.075831 | 0.076757 | 0.049482 | 100000 | 100000 | 0 | 0 | 0
7157 |  |  |  | 9795.2055 |  |  |  |  | 2483.6764 | 2522.5864 | 2561.4964 | 2600.4064 | 2639.3164 | 39547.1073 | 38478.6803 | 37410.2532 | 36341.8262 | 35273.3992 |  | 0 |  |  |  |  | 1 | 1 | 1 | 1 | 1 | [5 empty] | 15.2891 | 7.9139 | 570.7763 | 26826.484 | 684.9315 | 0.10254 | 0.091005 | 0.083155 | 0.080636 | 0.050686 | 0.10254 | 0.091005 | 0.083155 | 0.080636 | 0.050686 | 100000 | 100000 | 0 | 0 | 0
7158 |  |  |  | 9795.2055 |  |  |  |  | 3888.3554 | 3928.3654 | 3968.3754 | 4008.3854 | 4048.3954 | 46718.5826 | 45456.407 | 44194.2313 | 42932.0557 | 41669.88 |  | 0 |  |  |  |  | 1 | 1 | 1 | 1 | 1 | [5 empty] | 15.7729 | 6.9331 | 570.7763 | 26826.484 | 684.9315 | 0.10686 | 0.10096 | 0.089413 | 0.093293 | 0.055941 | 0.10686 | 0.10096 | 0.089413 | 0.093293 | 0.055941 | 100000 | 100000 | 0 | 0 | 0
7159 |  |  |  | 9795.2055 |  |  |  |  | 4790.8239 | 4832.6214 | 4874.4189 | 4916.2164 | 4958.0139 | 43977.6429 | 42789.518 | 41601.3932 | 40413.2683 | 39225.1434 |  | 0 |  |  |  |  | 1 | 1 | 1 | 1 | 1 | [5 empty] | 16.0391 | 6.1205 | 570.7763 | 26826.484 | 684.9315 | 0.10967 | 0.10408 | 0.094448 | 0.10163 | 0.063597 | 0.10966 | 0.10408 | 0.094448 | 0.10163 | 0.063597 | 100000 | 100000 | 0 | 0 | 0
7160 |  |  |  | 9795.2055 |  |  |  |  | 4214.981 | 4264.1485 | 4313.316 | 4362.4835 | 4411.651 | 42050.925 | 40914.8534 | 39778.7819 | 38642.7103 | 37506.6387 |  | 0.23048 |  |  |  |  | 1 | 1 | 1 | 1 | 1 | [5 empty] | 15.2623 | 4.8852 | 570.7763 | 26826.484 | 684.9315 | 0.11044 | 0.10383 | 0.093183 | 0.10047 | 0.061337 | 0.11043 | 0.10383 | 0.093183 | 0.10047 | 0.061337 | 100000 | 100000 | 0 | 0 | 0
7161 |  |  |  | 9795.2055 |  |  |  |  | 3989.3639 | 4064.3539 | 4139.3439 | 4214.3339 | 4289.3239 | 40828.4645 | 39725.4196 | 38622.3747 | 37519.3298 | 36416.2849 |  | 0.44484 |  |  |  |  | 1 | 1 | 1 | 1 | 1 | [5 empty] | 12.2577 | 3.5384 | 570.7763 | 26826.484 | 684.9315 | 0.10667 | 0.091981 | 0.072287 | 0.057409 | 0.046557 | 0.10667 | 0.091981 | 0.072287 | 0.057409 | 0.046557 | 100000 | 100000 | 0 | 0 | 0
7162 |  |  |  | 9795.2055 |  |  |  |  | 4155.5087 | 4260.9662 | 4366.4237 | 4471.8812 | 4577.3387 | 39388.1603 | 38324.0275 | 37259.8947 | 36195.7619 | 35131.6291 |  | 0.61694 |  |  |  |  | 1 | 1 | 1 | 1 | 1 | [5 empty] | 8.989 | 2.7201 | 570.7763 | 26826.484 | 684.9315 | 0.097433 | 0.085079 | 0.048201 | 0.043186 | 0.044119 | 0.097433 | 0.085079 | 0.048201 | 0.043186 | 0.044119 | 100000 | 100000 | 0 | 0 | 0
7163 |  |  |  | 9795.2055 |  |  |  |  | 4696.4234 | 4865.2659 | 5034.1084 | 5202.9509 | 5371.7934 | 37732.0977 | 36712.706 | 35693.3144 | 34673.9227 | 33654.531 |  | 0.7077 |  |  |  |  | 1 | 1 | 1 | 1 | 1 | [5 empty] | 7.9422 | 2.6523 | 570.7763 | 26826.484 | 684.9315 | 0.097327 | 0.085224 | 0.048291 | 0.043159 | 0.044163 | 0.097327 | 0.085224 | 0.048291 | 0.043159 | 0.044163 | 100000 | 100000 | 0 | 0 | 0
7164 |  |  |  | 9795.2055 |  |  |  |  | 4729.4636 | 4942.5811 | 5155.6986 | 5368.8161 | 5581.9336 | 37199.1278 | 36194.1351 | 35189.1424 | 34184.1498 | 33179.1571 |  | 0.72929 |  |  |  |  | 1 | 1 | 1 | 1 | 1 | [5 empty] | 7.4457 | 4.0421 | 570.7763 | 26826.484 | 684.9315 | 0.097326 | 0.085305 | 0.048297 | 0.043244 | 0.044162 | 0.097326 | 0.085305 | 0.048297 | 0.043244 | 0.044162 | 100000 | 100000 | 0 | 0 | 0
7165 |  |  |  | 9795.2055 |  |  |  |  | 4636.0071 | 4894.7171 | 5153.4271 | 5412.1371 | 5670.8471 | 36848.0417 | 35852.5341 | 34857.0266 | 33861.5191 | 32866.0116 |  | 0.6992 |  |  |  |  | 1 | 1 | 1 | 1 | 1 | [5 empty] | 5.8106 | 5.3686 | 570.7763 | 26826.484 | 684.9315 | 0.097262 | 0.085281 | 0.048184 | 0.04315 | 0.044104 | 0.097262 | 0.085281 | 0.048184 | 0.04315 | 0.044104 | 100000 | 100000 | 0 | 0 | 0
7166 |  |  |  | 9795.2055 |  |  |  |  | 4450.9822 | 4774.8647 | 5098.7472 | 5422.6297 | 5746.5122 | 37260.4508 | 36253.8014 | 35247.152 | 34240.5026 | 33233.8532 |  | 0.60222 |  |  |  |  | 1 | 1 | 1 | 1 | 1 | [5 empty] | 5.0713 | 6.4883 | 570.7763 | 26826.484 | 684.9315 | 0.097951 | 0.085778 | 0.05169 | 0.043911 | 0.044118 | 0.097951 | 0.085778 | 0.05169 | 0.043911 | 0.044118 | 100000 | 100000 | 0 | 0 | 0
7167 |  |  |  | 9795.2055 |  |  |  |  | 4067.7163 | 4489.5496 | 4911.383 | 5333.2163 | 5755.0496 | 37842.0621 | 36819.6996 | 35797.337 | 34774.9745 | 33752.6119 |  | 0.45552 |  |  |  |  | 1 | 1 | 1 | 1 | 1 | [5 empty] | 4.0782 | 7.6007 | 570.7763 | 26826.484 | 684.9315 | 0.10644 | 0.091713 | 0.069275 | 0.058568 | 0.046915 | 0.10644 | 0.091713 | 0.069275 | 0.058568 | 0.046915 | 100000 | 100000 | 0 | 0 | 0
7168 |  |  |  | 9795.2055 |  |  |  |  | 4069.6043 | 4700.7043 | 5331.8043 | 5962.9043 | 6594.0043 | 39984.5385 | 38904.2936 | 37824.0487 | 36743.8038 | 35663.5589 |  | 0.25467 |  |  |  |  | 1 | 1 | 1 | 1 | 1 | [5 empty] | 3.7735 | 9.1041 | 570.7763 | 26826.484 | 684.9315 | 0.10942 | 0.10341 | 0.085569 | 0.093391 | 0.055974 | 0.10942 | 0.10341 | 0.085569 | 0.093391 | 0.055974 | 100000 | 100000 | 0 | 0 | 0
7169 |  |  |  | 9795.2055 |  |  |  |  | 4812.536 | 5572.7435 | 6332.951 | 7093.1585 | 7853.366 | 41545.4035 | 40422.9894 | 39300.5753 | 38178.1611 | 37055.747 |  | 0 |  |  |  |  | 1 | 1 | 1 | 1 | 1 | [5 empty] | 4.1145 | 8.7337 | 570.7763 | 26826.484 | 684.9315 | 0.11009 | 0.098981 | 0.083969 | 0.089284 | 0.056545 | 0.11009 | 0.098981 | 0.083969 | 0.089284 | 0.056545 | 100000 | 100000 | 0 | 0 | 0
7170 |  |  |  | 9795.2055 |  |  |  |  | 5883.9814 | 6708.9489 | 7533.9164 | 8358.8839 | 9183.8514 | 42220.1272 | 41079.4844 | 39938.8416 | 38798.1987 | 37657.5559 |  | 0 |  |  |  |  | 1 | 1 | 1 | 1 | 1 | [5 empty] | 5.3673 | 9.7491 | 570.7763 | 26826.484 | 684.9315 | 0.10894 | 0.093108 | 0.079339 | 0.085562 | 0.055004 | 0.10895 | 0.093108 | 0.079339 | 0.085562 | 0.055004 | 100000 | 100000 | 0 | 0 | 0
7171 |  |  |  | 9795.2055 |  |  |  |  | 6827.9861 | 7582.7769 | 8337.5678 | 9092.3586 | 9847.1494 | 42220.1272 | 41079.4844 | 39938.8416 | 38798.1987 | 37657.5559 |  | 0 |  |  |  |  | 1 | 1 | 1 | 1 | 1 | [5 empty] | 7.1886 | 10.3823 | 570.7763 | 26826.484 | 684.9315 | 0.10843 | 0.093114 | 0.078888 | 0.08497 | 0.054456 | 0.10843 | 0.093114 | 0.078888 | 0.08497 | 0.054456 | 100000 | 100000 | 0 | 0 | 0
7172 |  |  |  | 9795.2055 |  |  |  |  | 6558.0007 | 7214.2349 | 7870.4691 | 8526.7032 | 9182.9374 | 41046.3081 | 39937.3778 | 38828.4475 | 37719.5173 | 36610.587 |  | 0 |  |  |  |  | 1 | 1 | 1 | 1 | 1 | [5 empty] | 8.1149 | 11.5227 | 570.7763 | 26826.484 | 684.9315 | 0.1059 | 0.090607 | 0.077065 | 0.081818 | 0.052331 | 0.1059 | 0.090607 | 0.077065 | 0.081818 | 0.052331 | 100000 | 100000 | 0 | 0 | 0
7173 |  |  |  | 9795.2055 |  |  |  |  | 5780.1409 | 6300.2834 | 6820.4259 | 7340.5684 | 7860.7109 | 37163.168 | 36159.1469 | 35155.1257 | 34151.1045 | 33147.0834 |  | 0 |  |  |  |  | 1 | 1 | 1 | 1 | 1 | [5 empty] | 9.1003 | 11.8657 | 570.7763 | 26826.484 | 684.9315 | 0.10125 | 0.079279 | 0.072795 | 0.079407 | 0.050376 | 0.10125 | 0.079279 | 0.072795 | 0.079407 | 0.050376 | 100000 | 100000 | 0 | 0 | 0
7174 |  |  |  | 9795.2055 |  |  |  |  | 5350.6187 | 5804.3512 | 6258.0837 | 6711.8162 | 7165.5487 | 29026.8647 | 28242.6585 | 27458.4523 | 26674.2461 | 25890.0399 |  | 0 |  |  |  |  | 1 | 1 | 1 | 1 | 1 | [5 empty] | 9.7211 | 12.3908 | 570.7763 | 26826.484 | 684.9315 | 0.090549 | 0.077289 | 0.059938 | 0.076794 | 0.049316 | 0.090549 | 0.077289 | 0.059938 | 0.076794 | 0.049316 | 100000 | 100000 | 0 | 0 | 0
7175 |  |  |  | 9795.2055 |  |  |  |  | 3741.0907 | 4124.9482 | 4508.8057 | 4892.6632 | 5276.5207 | 22220.5599 | 21620.2367 | 21019.9135 | 20419.5903 | 19819.267 |  | 0 |  |  |  |  | 1 | 1 | 1 | 1 | 1 | [5 empty] | 9.2641 | 12.8368 | 570.7763 | 26826.484 | 684.9315 | 0.088391 | 0.075702 | 0.059187 | 0.068251 | 0.047079 | 0.088391 | 0.075702 | 0.059187 | 0.068251 | 0.047079 | 100000 | 100000 | 0 | 0 | 0
7176 |  |  |  | 9795.2055 |  |  |  |  | 2628.1615 | 2836.4665 | 3044.7715 | 3253.0765 | 3461.3815 | 20776.4891 | 20215.1797 | 19653.8703 | 19092.5609 | 18531.2516 |  | 0 |  |  |  |  | 1 | 1 | 1 | 1 | 1 | [5 empty] | 8.1065 | 13.7886 | 570.7763 | 26826.484 | 684.9315 | 0.087288 | 0.072062 | 0.050862 | 0.047648 | 0.044459 | 0.087288 | 0.072062 | 0.050862 | 0.047648 | 0.044459 | 100000 | 100000 | 0 | 0 | 0
7177 |  |  |  | 9795.2055 |  |  |  |  | 1965.6715 | 2064.9965 | 2164.3215 | 2263.6465 | 2362.9715 | 21828.9842 | 21239.24 | 20649.4958 | 20059.7517 | 19470.0075 |  | 0 |  |  |  |  | 1 | 1 | 1 | 1 | 1 | [5 empty] | 5.8236 | 14.3727 | 570.7763 | 26826.484 | 684.9315 | 0.084506 | 0.073966 | 0.050682 | 0.042836 | 0.043225 | 0.084506 | 0.073966 | 0.050682 | 0.042836 | 0.043225 | 100000 | 100000 | 0 | 0 | 0
7178 |  |  |  | 9795.2055 |  |  |  |  | 1684.1843 | 1733.1868 | 1782.1893 | 1831.1918 | 1880.1943 | 22171.8381 | 21572.8312 | 20973.8243 | 20374.8174 | 19775.8104 |  | 0 |  |  |  |  | 1 | 1 | 1 | 1 | 1 | [5 empty] | 3.8297 | 15.2627 | 570.7763 | 26826.484 | 684.9315 | 0.084824 | 0.074543 | 0.052047 | 0.042627 | 0.042989 | 0.084825 | 0.074543 | 0.052047 | 0.042627 | 0.042989 | 100000 | 100000 | 0 | 0 | 0
7179 |  |  |  | 9795.2055 |  |  |  |  | 1650.0646 | 1690.7621 | 1731.4596 | 1772.1571 | 1812.8546 | 24091.9404 | 23441.059 | 22790.1775 | 22139.296 | 21488.4145 |  | 0 |  |  |  |  | 1 | 1 | 1 | 1 | 1 | [5 empty] | 2.2312 | 15.9038 | 570.7763 | 26826.484 | 684.9315 | 0.08412 | 0.071405 | 0.053194 | 0.042464 | 0.042933 | 0.08412 | 0.071405 | 0.053194 | 0.042464 | 0.042933 | 100000 | 100000 | 0 | 0 | 0
7180 |  |  |  | 9795.2055 |  |  |  |  | 1812.133 | 1854.068 | 1896.003 | 1937.938 | 1979.873 | 28374.3242 | 27607.7474 | 26841.1706 | 26074.5939 | 25308.0171 |  | 0 |  |  |  |  | 1 | 1 | 1 | 1 | 1 | [5 empty] | 1.6849 | 16.3235 | 570.7763 | 26826.484 | 684.9315 | 0.064563 | 0.05233 | 0.033101 | 0.02973 | 0.026897 | 0.064563 | 0.05233 | 0.033101 | 0.02973 | 0.026897 | 100000 | 100000 | 0 | 0 | 0
7181 |  |  |  | 9795.2055 |  |  |  |  | 2493.5784 | 2533.7259 | 2573.8734 | 2614.0209 | 2654.1684 | 41660.666 | 40535.1379 | 39409.6098 | 38284.0817 | 37158.5536 |  | 0 |  |  |  |  | 1 | 1 | 1 | 1 | 1 | [5 empty] | 2.3298 | 16.1619 | 570.7763 | 26826.484 | 684.9315 | 0.061502 | 0.041905 | 0.028933 | 0.026611 | 0.022842 | 0.061502 | 0.041905 | 0.028933 | 0.026611 | 0.022842 | 100000 | 100000 | 0 | 0 | 0
7182 |  |  |  | 9795.2055 |  |  |  |  | 3903.8577 | 3946.4802 | 3989.1027 | 4031.7252 | 4074.3477 | 49245.367 | 47914.9263 | 46584.4856 | 45254.0449 | 43923.6043 |  | 0 |  |  |  |  | 1 | 1 | 1 | 1 | 1 | [5 empty] | 2.0169 | 15.5541 | 570.7763 | 26826.484 | 684.9315 | 0.06223 | 0.0406 | 0.028358 | 0.024686 | 0.02091 | 0.06223 | 0.0406 | 0.028358 | 0.024686 | 0.02091 | 100000 | 100000 | 0 | 0 | 0
7183 |  |  |  | 9795.2055 |  |  |  |  | 4809.9242 | 4850.6217 | 4891.3192 | 4932.0167 | 4972.7142 | 46350.5469 | 45098.3143 | 43846.0817 | 42593.8492 | 41341.6166 |  | 0 |  |  |  |  | 1 | 1 | 1 | 1 | 1 | [5 empty] | 1.4178 | 14.7417 | 570.7763 | 26826.484 | 684.9315 | 0.066358 | 0.042428 | 0.03002 | 0.026324 | 0.023086 | 0.066358 | 0.042428 | 0.03002 | 0.026324 | 0.023086 | 100000 | 100000 | 0 | 0 | 0
7184 |  |  |  | 9795.2055 |  |  |  |  | 4231.7855 | 4278.643 | 4325.5005 | 4372.358 | 4419.2155 | 44316.7542 | 43119.4677 | 41922.1812 | 40724.8948 | 39527.6083 |  | 0.20961 |  |  |  |  | 1 | 1 | 1 | 1 | 1 | [5 empty] | 1.0921 | 14.2674 | 570.7763 | 26826.484 | 684.9315 | 0.068002 | 0.041019 | 0.022347 | 0.025057 | 0.023969 | 0.068002 | 0.041019 | 0.022347 | 0.025057 | 0.023969 | 100000 | 100000 | 0 | 0 | 0
7185 |  |  |  | 9795.2055 |  |  |  |  | 4005.2689 | 4079.7639 | 4154.2589 | 4228.7539 | 4303.2489 | 43027.3101 | 41864.86 | 40702.4099 | 39539.9597 | 38377.5096 |  | 0.26869 |  |  |  |  | 1 | 1 | 1 | 1 | 1 | [5 empty] | 1.5852 | 14.4714 | 570.7763 | 26826.484 | 684.9315 | 0.062745 | 0.042009 | 0.020359 | 0.023538 | 0.022922 | 0.062745 | 0.042009 | 0.020359 | 0.023538 | 0.022922 | 100000 | 100000 | 0 | 0 | 0
7186 |  |  |  | 9795.2055 |  |  |  |  | 4172.0761 | 4278.6061 | 4385.1361 | 4491.6661 | 4598.1961 | 41508.0997 | 40386.6934 | 39265.2871 | 38143.8808 | 37022.4745 |  | 0.4477 |  |  |  |  | 1 | 1 | 1 | 1 | 1 | [5 empty] | 0.65219 | 14.3718 | 570.7763 | 26826.484 | 684.9315 | 0.063868 | 0.041796 | 0.013977 | 0.023637 | 0.023529 | 0.063868 | 0.041796 | 0.013977 | 0.023637 | 0.023529 | 100000 | 100000 | 0 | 0 | 0
7187 |  |  |  | 9795.2055 |  |  |  |  | 4715.1474 | 4883.9907 | 5052.834 | 5221.6774 | 5390.5207 | 39762.7142 | 38688.4622 | 37614.2103 | 36539.9583 | 35465.7063 |  | 0.63948 |  |  |  |  | 1 | 1 | 1 | 1 | 1 | [5 empty] | 0.057988 | 15.0832 | 570.7763 | 26826.484 | 684.9315 | 0.065684 | 0.046433 | 0.01487 | 0.027043 | 0.02869 | 0.065684 | 0.046433 | 0.01487 | 0.027043 | 0.02869 | 100000 | 100000 | 0 | 0 | 0
7188 |  |  |  | 9795.2055 |  |  |  |  | 4748.3193 | 4942.8743 | 5137.4293 | 5331.9843 | 5526.5393 | 39200.265 | 38141.2085 | 37082.152 | 36023.0955 | 34964.0389 |  | 0.69646 |  |  |  |  | 1 | 1 | 1 | 1 | 1 | [5 empty] | 0.23239 | 15.4327 | 570.7763 | 26826.484 | 684.9315 | 0.070311 | 0.04833 | 0.015138 | 0.029258 | 0.028731 | 0.070311 | 0.04833 | 0.015138 | 0.029258 | 0.028731 | 100000 | 100000 | 0 | 0 | 0
7189 |  |  |  | 9795.2055 |  |  |  |  | 4654.4902 | 4916.7202 | 5178.9502 | 5441.1802 | 5703.4102 | 38829.8864 | 37780.8362 | 36731.786 | 35682.7359 | 34633.6857 |  | 0.64185 |  |  |  |  | 1 | 1 | 1 | 1 | 1 | [5 empty] | 0.52514 | 15.4065 | 570.7763 | 26826.484 | 684.9315 | 0.070706 | 0.047657 | 0.015075 | 0.029409 | 0.0289 | 0.070706 | 0.047657 | 0.015075 | 0.029409 | 0.0289 | 100000 | 100000 | 0 | 0 | 0
7190 |  |  |  | 9795.2055 |  |  |  |  | 4468.7276 | 4789.3926 | 5110.0576 | 5430.7226 | 5751.3876 | 39265.4856 | 38204.6671 | 37143.8485 | 36083.0299 | 35022.2114 |  | 0.45936 |  |  |  |  | 1 | 1 | 1 | 1 | 1 | [5 empty] | 0.53554 | 15.9847 | 570.7763 | 26826.484 | 684.9315 | 0.070642 | 0.047019 | 0.014764 | 0.028642 | 0.028769 | 0.070642 | 0.047019 | 0.014764 | 0.028642 | 0.028769 | 100000 | 100000 | 0 | 0 | 0
7191 |  |  |  | 9795.2055 |  |  |  |  | 4083.9337 | 4507.1962 | 4930.4587 | 5353.7212 | 5776.9837 | 39879.393 | 38801.9888 | 37724.5846 | 36647.1803 | 35569.7761 |  | 0.417 |  |  |  |  | 1 | 1 | 1 | 1 | 1 | [5 empty] | 0.94409 | 16.2478 | 570.7763 | 26826.484 | 684.9315 | 0.071857 | 0.048576 | 0.022818 | 0.03086 | 0.029642 | 0.071857 | 0.048576 | 0.022818 | 0.03086 | 0.029642 | 100000 | 100000 | 0 | 0 | 0
7192 |  |  |  | 9795.2055 |  |  |  |  | 4085.8292 | 4718.9917 | 5352.1542 | 5985.3167 | 6618.4792 | 42139.3608 | 41000.9 | 39862.4392 | 38723.9784 | 37585.5176 |  | 0.19151 |  |  |  |  | 1 | 1 | 1 | 1 | 1 | [5 empty] | 0.54011 | 16.4923 | 570.7763 | 26826.484 | 684.9315 | 0.076177 | 0.050609 | 0.031339 | 0.030725 | 0.030358 | 0.076177 | 0.050609 | 0.031339 | 0.030725 | 0.030358 | 100000 | 100000 | 0 | 0 | 0
7193 |  |  |  | 9795.2055 |  |  |  |  | 4831.7229 | 5607.6054 | 6383.4879 | 7159.3704 | 7935.2529 | 43785.4211 | 42602.4894 | 41419.5577 | 40236.626 | 39053.6943 |  | 0 |  |  |  |  | 1 | 1 | 1 | 1 | 1 | [5 empty] | 0.39417 | 15.9213 | 570.7763 | 26826.484 | 684.9315 | 0.07656 | 0.050041 | 0.023315 | 0.031557 | 0.03166 | 0.076559 | 0.050041 | 0.023315 | 0.031557 | 0.03166 | 100000 | 100000 | 0 | 0 | 0
7194 |  |  |  | 9795.2055 |  |  |  |  | 5907.4399 | 6699.4091 | 7491.3782 | 8283.3474 | 9075.3166 | 44495.0624 | 43292.9586 | 42090.8548 | 40888.7511 | 39686.6473 |  | 0 |  |  |  |  | 1 | 1 | 1 | 1 | 1 | [5 empty] | 1.1996 | 15.4372 | 570.7763 | 26826.484 | 684.9315 | 0.075824 | 0.049164 | 0.023101 | 0.031056 | 0.032224 | 0.075824 | 0.049164 | 0.023101 | 0.031056 | 0.032224 | 100000 | 100000 | 0 | 0 | 0
7195 |  |  |  | 9795.2055 |  |  |  |  | 6855.2082 | 7620.3374 | 8385.4666 | 9150.5957 | 9915.7249 | 44495.0624 | 43292.9586 | 42090.8548 | 40888.7511 | 39686.6473 |  | 0 |  |  |  |  | 1 | 1 | 1 | 1 | 1 | [5 empty] | 1.4743 | 14.9475 | 570.7763 | 26826.484 | 684.9315 | 0.076943 | 0.05001 | 0.022652 | 0.032181 | 0.040448 | 0.076943 | 0.05001 | 0.022652 | 0.032181 | 0.040448 | 100000 | 100000 | 0 | 0 | 0
7196 |  |  |  | 9795.2055 |  |  |  |  | 6584.1465 | 7225.7515 | 7867.3565 | 8508.9615 | 9150.5665 | 43257.0765 | 42088.4189 | 40919.7612 | 39751.1036 | 38582.446 |  | 0 |  |  |  |  | 1 | 1 | 1 | 1 | 1 | [5 empty] | 1.9704 | 14.0606 | 570.7763 | 26826.484 | 684.9315 | 0.080499 | 0.049159 | 0.022231 | 0.032224 | 0.041525 | 0.080499 | 0.049159 | 0.022231 | 0.032224 | 0.041525 | 100000 | 100000 | 0 | 0 | 0
7197 |  |  |  | 9795.2055 |  |  |  |  | 5803.1854 | 6350.1387 | 6897.0921 | 7444.0454 | 7990.9987 | 39162.5692 | 38104.5311 | 37046.493 | 35988.4548 | 34930.4167 |  | 0 |  |  |  |  | 1 | 1 | 1 | 1 | 1 | [5 empty] | 2.1173 | 13.1203 | 570.7763 | 26826.484 | 684.9315 | 0.080535 | 0.047126 | 0.018915 | 0.030669 | 0.039643 | 0.080535 | 0.047126 | 0.018915 | 0.030669 | 0.039643 | 100000 | 100000 | 0 | 0 | 0
7198 |  |  |  | 9795.2055 |  |  |  |  | 5371.9508 | 5824.1708 | 6276.3908 | 6728.6108 | 7180.8308 | 30578.6396 | 29752.5098 | 28926.38 | 28100.2502 | 27274.1204 |  | 0 |  |  |  |  | 1 | 1 | 1 | 1 | 1 | [5 empty] | 2.4385 | 13.0532 | 570.7763 | 26826.484 | 684.9315 | 0.077392 | 0.044542 | 0.018501 | 0.03011 | 0.038074 | 0.077392 | 0.044542 | 0.018501 | 0.03011 | 0.038074 | 100000 | 100000 | 0 | 0 | 0
7199 |  |  |  | 9795.2055 |  |  |  |  | 3756.0058 | 4133.4 | 4510.7942 | 4888.1883 | 5265.5825 | 23412.8125 | 22780.2787 | 22147.7449 | 21515.2111 | 20882.6773 |  | 0 |  |  |  |  | 1 | 1 | 1 | 1 | 1 | [5 empty] | 2.9264 | 12.2052 | 570.7763 | 26826.484 | 684.9315 | 0.075612 | 0.043425 | 0.018622 | 0.029203 | 0.030398 | 0.075612 | 0.043425 | 0.018622 | 0.029203 | 0.030398 | 100000 | 100000 | 0 | 0 | 0
7200 |  |  |  | 9795.2055 |  |  |  |  | 2638.6297 | 2850.3722 | 3062.1147 | 3273.8572 | 3485.5997 | 16771.4679 | 16318.3605 | 15865.253 | 15412.1456 | 14959.0381 |  | 0 |  |  |  |  | 1 | 1 | 1 | 1 | 1 | [5 empty] | 3.2054 | 11.1805 | 570.7763 | 26826.484 | 684.9315 | 0.073746 | 0.045136 | 0.018892 | 0.028444 | 0.030191 | 0.073746 | 0.045136 | 0.018892 | 0.028443 | 0.030191 | 100000 | 100000 | 0 | 0 | 0
7201 |  |  |  | 9795.2055 |  |  |  |  | 1973.5009 | 2071.8359 | 2170.1709 | 2268.5059 | 2366.8409 | 18200.3529 | 17708.6419 | 17216.9309 | 16725.2199 | 16233.5088 |  | 0 |  |  |  |  | 1 | 1 | 1 | 1 | 1 | [5 empty] | 3.2467 | 12.7847 | 570.7763 | 26826.484 | 684.9315 | 0.074593 | 0.045621 | 0.019159 | 0.028402 | 0.030216 | 0.074593 | 0.045621 | 0.019159 | 0.028402 | 0.030216 | 100000 | 100000 | 0 | 0 | 0
7202 |  |  |  | 9795.2055 |  |  |  |  | 1690.8925 | 1740.885 | 1790.8775 | 1840.87 | 1890.8625 | 18365.3352 | 17869.167 | 17372.9987 | 16876.8304 | 16380.6621 |  | 0 |  |  |  |  | 1 | 1 | 1 | 1 | 1 | [5 empty] | 3.837 | 12.3732 | 570.7763 | 26826.484 | 684.9315 | 0.073999 | 0.046257 | 0.019504 | 0.027974 | 0.02956 | 0.073999 | 0.046257 | 0.019504 | 0.027974 | 0.02956 | 100000 | 100000 | 0 | 0 | 0
7203 |  |  |  | 9795.2055 |  |  |  |  | 1656.6369 | 1698.0219 | 1739.4069 | 1780.7919 | 1822.1769 | 20818.4752 | 20256.0315 | 19693.5878 | 19131.1441 | 18568.7004 |  | 0 |  |  |  |  | 1 | 1 | 1 | 1 | 1 | [5 empty] | 4.3847 | 12.9505 | 570.7763 | 26826.484 | 684.9315 | 0.074601 | 0.046637 | 0.019538 | 0.027679 | 0.029217 | 0.074601 | 0.046637 | 0.019538 | 0.027679 | 0.029217 | 100000 | 100000 | 0 | 0 | 0
7204 |  |  |  | 9795.2055 |  |  |  |  | 1819.3508 | 1861.5608 | 1903.7708 | 1945.9808 | 1988.1908 | 26720.6498 | 25998.7497 | 25276.8495 | 24554.9493 | 23833.0491 |  | 0 |  |  |  |  | 1 | 1 | 1 | 1 | 1 | [5 empty] | 5.2407 | 13.0441 | 570.7763 | 26826.484 | 684.9315 | 0.070341 | 0.041805 | 0.018735 | 0.027521 | 0.027789 | 0.070341 | 0.041805 | 0.018735 | 0.027521 | 0.027789 | 100000 | 100000 | 0 | 0 | 0
7205 |  |  |  | 9795.2055 |  |  |  |  | 2503.5105 | 2543.383 | 2583.2555 | 2623.128 | 2663.0005 | 39507.0673 | 38439.722 | 37372.3767 | 36305.0315 | 35237.6862 |  | 0 |  |  |  |  | 1 | 1 | 1 | 1 | 1 | [5 empty] | 6.1199 | 12.975 | 570.7763 | 26826.484 | 684.9315 | 0.070143 | 0.041978 | 0.018887 | 0.027486 | 0.027569 | 0.070143 | 0.041978 | 0.018888 | 0.027486 | 0.027569 | 100000 | 100000 | 0 | 0 | 0
7206 |  |  |  | 9795.2055 |  |  |  |  | 3919.407 | 3959.8295 | 4000.252 | 4040.6745 | 4081.097 | 46722.7461 | 45460.458 | 44198.1698 | 42935.8817 | 41673.5936 |  | 0 |  |  |  |  | 1 | 1 | 1 | 1 | 1 | [5 empty] | 6.5879 | 13.6248 | 570.7763 | 26826.484 | 684.9315 | 0.070036 | 0.04153 | 0.018873 | 0.027549 | 0.027579 | 0.070036 | 0.04153 | 0.018873 | 0.027549 | 0.027579 | 100000 | 100000 | 0 | 0 | 0
7207 |  |  |  | 9795.2055 |  |  |  |  | 4829.0824 | 4869.9174 | 4910.7524 | 4951.5874 | 4992.4224 | 44835.8646 | 43624.5535 | 42413.2425 | 41201.9314 | 39990.6203 |  | 0 |  |  |  |  | 1 | 1 | 1 | 1 | 1 | [5 empty] | 7.0343 | 13.3629 | 570.7763 | 26826.484 | 684.9315 | 0.075279 | 0.043175 | 0.020425 | 0.029912 | 0.029952 | 0.075279 | 0.043175 | 0.020425 | 0.029912 | 0.029952 | 100000 | 100000 | 0 | 0 | 0
7208 |  |  |  | 9795.2055 |  |  |  |  | 4248.641 | 4298.3035 | 4347.966 | 4397.6285 | 4447.291 | 41993.0392 | 40858.5316 | 39724.0239 | 38589.5162 | 37455.0085 |  | 0.22325 |  |  |  |  | 1 | 1 | 1 | 1 | 1 | [5 empty] | 7.0351 | 13.8982 | 570.7763 | 26826.484 | 684.9315 | 0.077336 | 0.047618 | 0.021392 | 0.030376 | 0.03058 | 0.077335 | 0.047618 | 0.021392 | 0.030376 | 0.03058 | 100000 | 100000 | 0 | 0 | 0
7209 |  |  |  | 9795.2055 |  |  |  |  | 4021.2221 | 4094.7271 | 4168.2321 | 4241.7371 | 4315.2421 | 39258.8293 | 38198.1906 | 37137.5518 | 36076.9131 | 35016.2744 |  | 0.44023 |  |  |  |  | 1 | 1 | 1 | 1 | 1 | [5 empty] | 6.1914 | 14.3977 | 570.7763 | 26826.484 | 684.9315 | 0.072849 | 0.044867 | 0.011316 | 0.026498 | 0.029781 | 0.072849 | 0.044867 | 0.011316 | 0.026498 | 0.029781 | 100000 | 100000 | 0 | 0 | 0
7210 |  |  |  | 9795.2055 |  |  |  |  | 4188.6937 | 4297.7262 | 4406.7587 | 4515.7912 | 4624.8237 | 37094.2317 | 36092.0729 | 35089.9142 | 34087.7555 | 33085.5967 |  | 0.50918 |  |  |  |  | 1 | 1 | 1 | 1 | 1 | [5 empty] | 4.4975 | 15.1034 | 570.7763 | 26826.484 | 684.9315 | 0.072577 | 0.024112 | 0.0039353 | 0.014259 | 0.025569 | 0.072577 | 0.024112 | 0.0039353 | 0.014259 | 0.025569 | 100000 | 100000 | 0 | 0 | 0
7211 |  |  |  | 9795.2055 |  |  |  |  | 4733.9281 | 4894.5222 | 5055.1164 | 5215.7106 | 5376.3047 | 35128.2129 | 34179.1693 | 33230.1256 | 32281.0819 | 31332.0383 |  | 0.18404 |  |  |  |  | 1 | 1 | 1 | 1 | 1 | [5 empty] | 3.9362 | 15.8007 | 570.7763 | 26826.484 | 684.9315 | 0.071959 | 0.023578 | 0.0039948 | 0.014509 | 0.026361 | 0.071959 | 0.023578 | 0.0039948 | 0.014509 | 0.026361 | 100000 | 100000 | 0 | 0 | 0
7212 |  |  |  | 9795.2055 |  |  |  |  | 4767.2321 | 4975.5371 | 5183.8421 | 5392.1471 | 5600.4521 | 34675.8062 | 33738.9851 | 32802.1639 | 31865.3427 | 30928.5215 |  | 0.3755 |  |  |  |  | 1 | 1 | 1 | 1 | 1 | [5 empty] | 3.4634 | 15.7237 | 570.7763 | 26826.484 | 684.9315 | 0.068648 | 0.023416 | 0.0039696 | 0.014521 | 0.026489 | 0.068648 | 0.023416 | 0.0039696 | 0.014521 | 0.026489 | 100000 | 100000 | 0 | 0 | 0
7213 |  |  |  | 9795.2055 |  |  |  |  | 4673.0293 | 4934.3793 | 5195.7293 | 5457.0793 | 5718.4293 | 34106.1939 | 33184.7617 | 32263.3295 | 31341.8972 | 30420.465 |  | 0.41189 |  |  |  |  | 1 | 1 | 1 | 1 | 1 | [5 empty] | 3.2773 | 17.1146 | 570.7763 | 26826.484 | 684.9315 | 0.067579 | 0.022816 | 0.0039013 | 0.014296 | 0.026421 | 0.067579 | 0.022816 | 0.0039013 | 0.014296 | 0.026421 | 100000 | 100000 | 0 | 0 | 0
7214 |  |  |  | 9795.2055 |  |  |  |  | 4486.5268 | 4814.6993 | 5142.8718 | 5471.0443 | 5799.2168 | 34548.8923 | 33615.4999 | 32682.1075 | 31748.7151 | 30815.3227 |  | 0.35008 |  |  |  |  | 1 | 1 | 1 | 1 | 1 | [5 empty] | 2.0402 | 14.9895 | 570.7763 | 26826.484 | 684.9315 | 0.068462 | 0.021892 | 0.0038046 | 0.014296 | 0.026487 | 0.068462 | 0.021892 | 0.0038046 | 0.014296 | 0.026487 | 100000 | 100000 | 0 | 0 | 0
7215 |  |  |  | 9795.2055 |  |  |  |  | 4100.2002 | 4549.2027 | 4998.2052 | 5447.2077 | 5896.2102 | 35642.5763 | 34679.6363 | 33716.6963 | 32753.7563 | 31790.8164 |  | 0.33925 |  |  |  |  | 1 | 1 | 1 | 1 | 1 | [5 empty] | 2.1929 | 14.903 | 570.7763 | 26826.484 | 684.9315 | 0.07017 | 0.045887 | 0.015216 | 0.029665 | 0.037304 | 0.07017 | 0.045887 | 0.015216 | 0.029665 | 0.037304 | 100000 | 100000 | 0 | 0 | 0
7216 |  |  |  | 9795.2055 |  |  |  |  | 4102.1033 | 4739.3908 | 5376.6783 | 6013.9658 | 6651.2533 | 37864.6588 | 36841.6858 | 35818.7127 | 34795.7397 | 33772.7667 |  | 0.17969 |  |  |  |  | 1 | 1 | 1 | 1 | 1 | [5 empty] | 3.2965 | 13.3504 | 570.7763 | 26826.484 | 684.9315 | 0.079205 | 0.051626 | 0.027249 | 0.033679 | 0.042968 | 0.079205 | 0.051626 | 0.027249 | 0.033679 | 0.042968 | 100000 | 100000 | 0 | 0 | 0
7217 |  |  |  | 9795.2055 |  |  |  |  | 4850.9679 | 5613.7879 | 6376.6079 | 7139.4279 | 7902.2479 | 40168.1145 | 39082.91 | 37997.7055 | 36912.501 | 35827.2965 |  | 0 |  |  |  |  | 1 | 1 | 1 | 1 | 1 | [5 empty] | 3.7011 | 12.2228 | 570.7763 | 26826.484 | 684.9315 | 0.08059 | 0.052616 | 0.037965 | 0.045164 | 0.044533 | 0.08059 | 0.052616 | 0.037965 | 0.045164 | 0.044533 | 100000 | 100000 | 0 | 0 | 0
7218 |  |  |  | 9795.2055 |  |  |  |  | 5930.9696 | 6772.4362 | 7613.9029 | 8455.3696 | 9296.8362 | 41538.3966 | 40416.1718 | 39293.947 | 38171.7222 | 37049.4974 |  | 0 |  |  |  |  | 1 | 1 | 1 | 1 | 1 | [5 empty] | 3.7874 | 13.1264 | 570.7763 | 26826.484 | 684.9315 | 0.091575 | 0.052265 | 0.038942 | 0.047834 | 0.044991 | 0.091575 | 0.052265 | 0.038942 | 0.047834 | 0.044991 | 100000 | 100000 | 0 | 0 | 0
7219 |  |  |  | 9795.2055 |  |  |  |  | 6882.5129 | 7657.9829 | 8433.4529 | 9208.9229 | 9984.3929 | 42397.6693 | 41252.2299 | 40106.7905 | 38961.3511 | 37815.9117 |  | 0 |  |  |  |  | 1 | 1 | 1 | 1 | 1 | [5 empty] | 3.6887 | 15.1874 | 570.7763 | 26826.484 | 684.9315 | 0.092254 | 0.052508 | 0.038001 | 0.046319 | 0.044624 | 0.092254 | 0.052508 | 0.038001 | 0.046319 | 0.044624 | 100000 | 100000 | 0 | 0 | 0
7220 |  |  |  | 9795.2055 |  |  |  |  | 6610.3715 | 7220.6282 | 7830.8848 | 8441.1415 | 9051.3982 | 41581.7014 | 40458.3067 | 39334.9119 | 38211.5172 | 37088.1224 |  | 0 |  |  |  |  | 1 | 1 | 1 | 1 | 1 | [5 empty] | 3.2908 | 14.8736 | 570.7763 | 26826.484 | 684.9315 | 0.083713 | 0.052533 | 0.037082 | 0.043893 | 0.04452 | 0.083713 | 0.052533 | 0.037082 | 0.043893 | 0.04452 | 100000 | 100000 | 0 | 0 | 0
7221 |  |  |  | 9795.2055 |  |  |  |  | 5826.2998 | 6353.5915 | 6880.8831 | 7408.1748 | 7935.4665 | 37417.4885 | 36406.5965 | 35395.7045 | 34384.8124 | 33373.9204 |  | 0 |  |  |  |  | 1 | 1 | 1 | 1 | 1 | [5 empty] | 2.821 | 13.7657 | 570.7763 | 26826.484 | 684.9315 | 0.080109 | 0.051103 | 0.029183 | 0.032834 | 0.042337 | 0.080109 | 0.051103 | 0.029183 | 0.032834 | 0.042337 | 100000 | 100000 | 0 | 0 | 0
7222 |  |  |  | 9795.2055 |  |  |  |  | 5393.3476 | 5853.1301 | 6312.9126 | 6772.6951 | 7232.4776 | 28400.0087 | 27632.7381 | 26865.4674 | 26098.1967 | 25330.926 |  | 0 |  |  |  |  | 1 | 1 | 1 | 1 | 1 | [5 empty] | 2.2109 | 13.4361 | 570.7763 | 26826.484 | 684.9315 | 0.078982 | 0.04976 | 0.027487 | 0.032337 | 0.042239 | 0.078982 | 0.04976 | 0.027487 | 0.032337 | 0.042239 | 100000 | 100000 | 0 | 0 | 0
7223 |  |  |  | 9795.2055 |  |  |  |  | 3770.9662 | 4148.3612 | 4525.7562 | 4903.1512 | 5280.5462 | 20043.5762 | 19502.0676 | 18960.559 | 18419.0504 | 17877.5418 |  | 0 |  |  |  |  | 1 | 1 | 1 | 1 | 1 | [5 empty] | 1.5661 | 14.2484 | 570.7763 | 26826.484 | 684.9315 | 0.079508 | 0.049921 | 0.027661 | 0.031517 | 0.032118 | 0.079508 | 0.049921 | 0.027661 | 0.031517 | 0.032118 | 100000 | 100000 | 0 | 0 | 0
7224 |  |  |  | 9795.2055 |  |  |  |  | 2649.127 | 2849.182 | 3049.237 | 3249.292 | 3449.347 | 15041.3756 | 14635.0093 | 14228.643 | 13822.2767 | 13415.9104 |  | 0 |  |  |  |  | 1 | 1 | 1 | 1 | 1 | [5 empty] | 2.3691 | 16.0071 | 570.7763 | 26826.484 | 684.9315 | 0.082396 | 0.048575 | 0.026506 | 0.029955 | 0.030722 | 0.082396 | 0.048575 | 0.026506 | 0.029955 | 0.030722 | 100000 | 100000 | 0 | 0 | 0
7225 |  |  |  | 9795.2055 |  |  |  |  | 1981.3521 | 2080.018 | 2178.6838 | 2277.3496 | 2376.0155 | 16324.13 | 15883.1081 | 15442.0862 | 15001.0642 | 14560.0423 |  | 0 |  |  |  |  | 1 | 1 | 1 | 1 | 1 | [5 empty] | 3.2082 | 14.0054 | 570.7763 | 26826.484 | 684.9315 | 0.082399 | 0.048316 | 0.027883 | 0.030042 | 0.030575 | 0.082399 | 0.048316 | 0.027883 | 0.030042 | 0.030575 | 100000 | 100000 | 0 | 0 | 0
7226 |  |  |  | 9795.2055 |  |  |  |  | 1697.6195 | 1747.282 | 1796.9445 | 1846.607 | 1896.2695 | 16467.985 | 16023.0766 | 15578.1682 | 15133.2598 | 14688.3514 |  | 0 |  |  |  |  | 1 | 1 | 1 | 1 | 1 | [5 empty] | 3.645 | 13.4696 | 570.7763 | 26826.484 | 684.9315 | 0.083298 | 0.049471 | 0.028595 | 0.030297 | 0.03004 | 0.083298 | 0.049471 | 0.028595 | 0.030297 | 0.030039 | 100000 | 100000 | 0 | 0 | 0
7227 |  |  |  | 9795.2055 |  |  |  |  | 1663.2276 | 1704.4751 | 1745.7226 | 1786.9701 | 1828.2176 | 18666.6827 | 18162.373 | 17658.0634 | 17153.7537 | 16649.4441 |  | 0 |  |  |  |  | 1 | 1 | 1 | 1 | 1 | [5 empty] | 3.8566 | 12.2151 | 570.7763 | 26826.484 | 684.9315 | 0.082367 | 0.05112 | 0.028934 | 0.030484 | 0.030416 | 0.082367 | 0.05112 | 0.028934 | 0.030484 | 0.030416 | 100000 | 100000 | 0 | 0 | 0
7228 |  |  |  | 9795.2055 |  |  |  |  | 1826.5889 | 1866.8739 | 1907.1589 | 1947.4439 | 1987.7289 | 23963.8628 | 23316.4415 | 22669.0203 | 22021.599 | 21374.1777 |  | 0 |  |  |  |  | 1 | 1 | 1 | 1 | 1 | [5 empty] | 3.9789 | 11.6336 | 570.7763 | 26826.484 | 684.9315 | 0.075384 | 0.047028 | 0.026888 | 0.028975 | 0.02934 | 0.075384 | 0.047028 | 0.026888 | 0.028975 | 0.02934 | 100000 | 100000 | 0 | 0 | 0
7229 |  |  |  | 9795.2055 |  |  |  |  | 2513.4703 | 2554.3053 | 2595.1403 | 2635.9753 | 2676.8103 | 35428.5264 | 34471.3693 | 33514.2122 | 32557.0551 | 31599.898 |  | 0 |  |  |  |  | 1 | 1 | 1 | 1 | 1 | [5 empty] | 4.1106 | 10.1702 | 570.7763 | 26826.484 | 684.9315 | 0.075174 | 0.044623 | 0.02612 | 0.029295 | 0.028597 | 0.075173 | 0.044622 | 0.02612 | 0.029295 | 0.028597 | 100000 | 100000 | 0 | 0 | 0
7230 |  |  |  | 9795.2055 |  |  |  |  | 3934.9998 | 3978.5848 | 4022.1698 | 4065.7548 | 4109.3398 | 41861.2931 | 40730.3447 | 39599.3964 | 38468.448 | 37337.4996 |  | 0 |  |  |  |  | 1 | 1 | 1 | 1 | 1 | [5 empty] | 4.0391 | 9.6331 | 570.7763 | 26826.484 | 684.9315 | 0.079861 | 0.046714 | 0.026987 | 0.029918 | 0.030493 | 0.079861 | 0.046714 | 0.026986 | 0.029918 | 0.030493 | 100000 | 100000 | 0 | 0 | 0
7231 |  |  |  | 9795.2055 |  |  |  |  | 4848.2942 | 4890.6417 | 4932.9892 | 4975.3367 | 5017.6842 | 40176.3359 | 39090.9093 | 38005.4827 | 36920.0561 | 35834.6295 |  | 0 |  |  |  |  | 1 | 1 | 1 | 1 | 1 | [5 empty] | 4.2811 | 9.719 | 570.7763 | 26826.484 | 684.9315 | 0.08621 | 0.051368 | 0.030028 | 0.032633 | 0.03289 | 0.08621 | 0.051368 | 0.030028 | 0.032633 | 0.03289 | 100000 | 100000 | 0 | 0 | 0
7232 |  |  |  | 9795.2055 |  |  |  |  | 4265.5436 | 4315.8661 | 4366.1886 | 4416.5111 | 4466.8336 | 37639.2835 | 36622.3993 | 35605.5152 | 34588.631 | 33571.7468 |  | 0.2177 |  |  |  |  | 1 | 1 | 1 | 1 | 1 | [5 empty] | 4.6061 | 10.1824 | 570.7763 | 26826.484 | 684.9315 | 0.090356 | 0.064229 | 0.034485 | 0.03538 | 0.043784 | 0.090356 | 0.064229 | 0.034485 | 0.03538 | 0.043784 | 100000 | 100000 | 0 | 0 | 0
7233 |  |  |  | 9795.2055 |  |  |  |  | 4037.2199 | 4112.9524 | 4188.6849 | 4264.4174 | 4340.1499 | 35192.3669 | 34241.59 | 33290.8131 | 32340.0362 | 31389.2594 |  | 0.42518 |  |  |  |  | 1 | 1 | 1 | 1 | 1 | [5 empty] | 4.7816 | 10.7148 | 570.7763 | 26826.484 | 684.9315 | 0.080784 | 0.022595 | 0.0027965 | 0.0044837 | 0.01558 | 0.080784 | 0.022595 | 0.0027965 | 0.0044837 | 0.01558 | 100000 | 100000 | 0 | 0 | 0
7234 |  |  |  | 9795.2055 |  |  |  |  | 4205.3578 | 4315.4628 | 4425.5678 | 4535.6728 | 4645.7778 | 33256.1163 | 32357.6503 | 31459.1842 | 30560.7182 | 29662.2521 |  | 0.57098 |  |  |  |  | 1 | 1 | 1 | 1 | 1 | [5 empty] | 3.8403 | 10.9352 | 570.7763 | 26826.484 | 684.9315 | 0.072794 | 0.0022115 | 0.0014988 | 0.0015984 | 0.0056794 | 0.072794 | 0.0022115 | 0.0014988 | 0.0015984 | 0.0056794 | 100000 | 100000 | 0 | 0 | 0
7235 |  |  |  | 9795.2055 |  |  |  |  | 4752.7613 | 4910.6046 | 5068.448 | 5226.2913 | 5384.1346 | 31496.1571 | 30645.2392 | 29794.3212 | 28943.4032 | 28092.4852 |  | 0.65143 |  |  |  |  | 1 | 1 | 1 | 1 | 1 | [5 empty] | 3.3211 | 11.2422 | 570.7763 | 26826.484 | 684.9315 | 0.072963 | 0.0023051 | 0.0015115 | 0.001608 | 0.005695 | 0.072963 | 0.0023051 | 0.0015115 | 0.001608 | 0.005695 | 100000 | 100000 | 0 | 0 | 0
7236 |  |  |  | 9795.2055 |  |  |  |  | 4786.1978 | 4984.1903 | 5182.1828 | 5380.1753 | 5578.1678 | 31088.8302 | 30248.9168 | 29409.0034 | 28569.09 | 27729.1766 |  | 0.64684 |  |  |  |  | 1 | 1 | 1 | 1 | 1 | [5 empty] | 3.4434 | 11.3246 | 570.7763 | 26826.484 | 684.9315 | 0.073223 | 0.002433 | 0.0015064 | 0.0015937 | 0.0056895 | 0.073223 | 0.002433 | 0.0015064 | 0.0015937 | 0.0056895 | 100000 | 100000 | 0 | 0 | 0
7237 |  |  |  | 9795.2055 |  |  |  |  | 4691.6202 | 4952.0902 | 5212.5602 | 5473.0302 | 5733.5002 | 30578.1642 | 29752.0472 | 28925.9303 | 28099.8133 | 27273.6963 |  | 0.6575 |  |  |  |  | 1 | 1 | 1 | 1 | 1 | [5 empty] | 3.217 | 10.8695 | 570.7763 | 26826.484 | 684.9315 | 0.074237 | 0.0024449 | 0.0015036 | 0.0015788 | 0.0056794 | 0.074237 | 0.0024449 | 0.0015036 | 0.0015788 | 0.0056794 | 100000 | 100000 | 0 | 0 | 0
7238 |  |  |  | 9795.2055 |  |  |  |  | 4504.3758 | 4823.9683 | 5143.5608 | 5463.1533 | 5782.7458 | 30973.3125 | 30136.52 | 29299.7275 | 28462.9349 | 27626.1424 |  | 0.52596 |  |  |  |  | 1 | 1 | 1 | 1 | 1 | [5 empty] | 3.355 | 10.6717 | 570.7763 | 26826.484 | 684.9315 | 0.080324 | 0.0033082 | 0.0017868 | 0.0017368 | 0.0056766 | 0.080324 | 0.0033082 | 0.0017868 | 0.0017368 | 0.0056766 | 100000 | 100000 | 0 | 0 | 0
7239 |  |  |  | 9795.2055 |  |  |  |  | 4116.5122 | 4556.9347 | 4997.3572 | 5437.7797 | 5878.2022 | 31952.0792 | 31088.8437 | 30225.6083 | 29362.3729 | 28499.1374 |  | 0.40039 |  |  |  |  | 1 | 1 | 1 | 1 | 1 | [5 empty] | 3.9099 | 11.953 | 570.7763 | 26826.484 | 684.9315 | 0.082662 | 0.031297 | 0.0041628 | 0.0046915 | 0.013813 | 0.082662 | 0.031297 | 0.0041628 | 0.0046915 | 0.013813 | 100000 | 100000 | 0 | 0 | 0
7240 |  |  |  | 9795.2055 |  |  |  |  | 4118.4229 | 4735.0871 | 5351.7512 | 5968.4154 | 6585.0796 | 33941.0241 | 33024.0542 | 32107.0843 | 31190.1144 | 30273.1445 |  | 0.25172 |  |  |  |  | 1 | 1 | 1 | 1 | 1 | [5 empty] | 4.2194 | 12.8373 | 570.7763 | 26826.484 | 684.9315 | 0.083575 | 0.045736 | 0.0085259 | 0.02113 | 0.027539 | 0.083575 | 0.045736 | 0.0085259 | 0.02113 | 0.027539 | 100000 | 100000 | 0 | 0 | 0
7241 |  |  |  | 9795.2055 |  |  |  |  | 4870.2668 | 5643.5368 | 6416.8068 | 7190.0768 | 7963.3468 | 36002.9214 | 35030.2461 | 34057.5708 | 33084.8956 | 32112.2203 |  | 0 |  |  |  |  | 1 | 1 | 1 | 1 | 1 | [5 empty] | 3.719 | 13.3035 | 570.7763 | 26826.484 | 684.9315 | 0.083436 | 0.042273 | 0.0074098 | 0.029046 | 0.026962 | 0.083436 | 0.042273 | 0.0074098 | 0.029046 | 0.026963 | 100000 | 100000 | 0 | 0 | 0
7242 |  |  |  | 9795.2055 |  |  |  |  | 5954.5651 | 6763.0334 | 7571.5017 | 8379.9701 | 9188.4384 | 37234.0062 | 36228.0713 | 35222.1363 | 34216.2013 | 33210.2664 |  | 0 |  |  |  |  | 1 | 1 | 1 | 1 | 1 | [5 empty] | 3.9083 | 14.7763 | 570.7763 | 26826.484 | 684.9315 | 0.076193 | 0.040484 | 0.0066428 | 0.013912 | 0.017041 | 0.076193 | 0.040484 | 0.0066428 | 0.013912 | 0.017041 | 100000 | 100000 | 0 | 0 | 0
7243 |  |  |  | 9795.2055 |  |  |  |  | 6909.894 | 7664.6848 | 8419.4756 | 9174.2665 | 9929.0573 | 38006.0946 | 36979.3005 | 35952.5063 | 34925.7122 | 33898.918 |  | 0 |  |  |  |  | 1 | 1 | 1 | 1 | 1 | [5 empty] | 4.0221 | 16.1648 | 570.7763 | 26826.484 | 684.9315 | 0.07225 | 0.038398 | 0.0065295 | 0.013613 | 0.016653 | 0.07225 | 0.038398 | 0.0065294 | 0.013613 | 0.016653 | 100000 | 100000 | 0 | 0 | 0
7244 |  |  |  | 9795.2055 |  |  |  |  | 6636.6699 | 7255.2857 | 7873.9016 | 8492.5174 | 9111.1332 | 37278.6213 | 36271.481 | 35264.3407 | 34257.2004 | 33250.0601 |  | 0 |  |  |  |  | 1 | 1 | 1 | 1 | 1 | [5 empty] | 3.8964 | 15.9954 | 570.7763 | 26826.484 | 684.9315 | 0.062448 | 0.037782 | 0.0061643 | 0.010332 | 0.015581 | 0.062448 | 0.037782 | 0.0061643 | 0.010333 | 0.015581 | 100000 | 100000 | 0 | 0 | 0
7245 |  |  |  | 9795.2055 |  |  |  |  | 5849.4789 | 6389.283 | 6929.0872 | 7468.8914 | 8008.6955 | 33549.9751 | 32643.57 | 31737.1649 | 30830.7598 | 29924.3547 |  | 0 |  |  |  |  | 1 | 1 | 1 | 1 | 1 | [5 empty] | 4.4215 | 16.4075 | 570.7763 | 26826.484 | 684.9315 | 0.057873 | 0.036477 | 0.0058713 | 0.010383 | 0.014774 | 0.057873 | 0.036477 | 0.0058713 | 0.010383 | 0.014774 | 100000 | 100000 | 0 | 0 | 0
7246 |  |  |  | 9795.2055 |  |  |  |  | 5414.8042 | 5876.0984 | 6337.3926 | 6798.6867 | 7259.9809 | 25480.7271 | 24792.3254 | 24103.9237 | 23415.5219 | 22727.1202 |  | 0 |  |  |  |  | 1 | 1 | 1 | 1 | 1 | [5 empty] | 4.9774 | 16.1587 | 570.7763 | 26826.484 | 684.9315 | 0.056614 | 0.036291 | 0.0058526 | 0.010233 | 0.013834 | 0.056614 | 0.036291 | 0.0058526 | 0.010233 | 0.013833 | 100000 | 100000 | 0 | 0 | 0
7247 |  |  |  | 9795.2055 |  |  |  |  | 3785.9684 | 4196.9676 | 4607.9668 | 5018.9659 | 5429.9651 | 17985.8741 | 17499.9576 | 17014.041 | 16528.1245 | 16042.2079 |  | 0 |  |  |  |  | 1 | 1 | 1 | 1 | 1 | [5 empty] | 4.9305 | 16.5638 | 570.7763 | 26826.484 | 684.9315 | 0.05587 | 0.036087 | 0.0059268 | 0.0099483 | 0.01355 | 0.05587 | 0.036087 | 0.0059268 | 0.0099483 | 0.01355 | 100000 | 100000 | 0 | 0 | 0
7248 |  |  |  | 9795.2055 |  |  |  |  | 2930.1244 | 3245.7019 | 3561.2794 | 3876.8569 | 4192.4344 | 13652.5954 | 13283.7492 | 12914.9029 | 12546.0567 | 12177.2105 |  | 0 |  |  |  |  | 1 | 1 | 1 | 1 | 1 | [5 empty] | 4.4174 | 16.5575 | 570.7763 | 26826.484 | 684.9315 | 0.055786 | 0.035971 | 0.0059363 | 0.0096852 | 0.011989 | 0.055786 | 0.035971 | 0.0059363 | 0.0096852 | 0.011989 | 100000 | 100000 | 0 | 0 | 0
7249 |  |  |  | 9795.2055 |  |  |  |  | 2109.1141 | 2281.7791 | 2454.4441 | 2627.1091 | 2799.7741 | 14817.8083 | 14417.4821 | 14017.1558 | 13616.8295 | 13216.5032 |  | 0 |  |  |  |  | 1 | 1 | 1 | 1 | 1 | [5 empty] | 4.471 | 15.8313 | 570.7763 | 26826.484 | 684.9315 | 0.056018 | 0.036322 | 0.0056844 | 0.0091802 | 0.011677 | 0.056018 | 0.036322 | 0.0056845 | 0.0091802 | 0.011677 | 100000 | 100000 | 0 | 0 | 0
7250 |  |  |  | 9795.2055 |  |  |  |  | 1697.6498 | 1805.6098 | 1913.5698 | 2021.5298 | 2129.4898 | 14945.4795 | 14541.7039 | 14137.9284 | 13734.1529 | 13330.3774 |  | 0 |  |  |  |  | 1 | 1 | 1 | 1 | 1 | [5 empty] | 4.6005 | 15.4432 | 570.7763 | 26826.484 | 684.9315 | 0.056017 | 0.03623 | 0.0057265 | 0.0090828 | 0.011583 | 0.056017 | 0.03623 | 0.0057265 | 0.0090829 | 0.011583 | 100000 | 100000 | 0 | 0 | 0
7251 |  |  |  | 9795.2055 |  |  |  |  | 1616.1243 | 1674.8343 | 1733.5443 | 1792.2543 | 1850.9643 | 16940.1925 | 16482.5267 | 16024.8609 | 15567.195 | 15109.5292 |  | 0 |  |  |  |  | 1 | 1 | 1 | 1 | 1 | [5 empty] | 4.9742 | 16.0555 | 570.7763 | 26826.484 | 684.9315 | 0.055626 | 0.035814 | 0.0054967 | 0.0086388 | 0.011311 | 0.055626 | 0.035814 | 0.0054967 | 0.0086388 | 0.011311 | 100000 | 100000 | 0 | 0 | 0
7252 |  |  |  | 9795.2055 |  |  |  |  | 1738.8922 | 1788.0597 | 1837.2272 | 1886.3947 | 1935.5622 | 21751.0034 | 21163.366 | 20575.7286 | 19988.0912 | 19400.4538 |  | 0 |  |  |  |  | 1 | 1 | 1 | 1 | 1 | [5 empty] | 6.1592 | 16.2156 | 570.7763 | 26826.484 | 684.9315 | 0.052965 | 0.028893 | 0.0047342 | 0.0080273 | 0.0097577 | 0.052965 | 0.028893 | 0.0047342 | 0.0080273 | 0.0097577 | 100000 | 100000 | 0 | 0 | 0
7253 |  |  |  | 9795.2055 |  |  |  |  | 2131.1739 | 2181.3314 | 2231.4889 | 2281.6464 | 2331.8039 | 32155.1871 | 31286.4644 | 30417.7416 | 29549.0189 | 28680.2962 |  | 0 |  |  |  |  | 1 | 1 | 1 | 1 | 1 | [5 empty] | 4.3247 | 15.0003 | 570.7763 | 26826.484 | 684.9315 | 0.053414 | 0.028528 | 0.0047124 | 0.0078214 | 0.0097426 | 0.053414 | 0.028528 | 0.0047124 | 0.0078214 | 0.0097426 | 100000 | 100000 | 0 | 0 | 0
7254 |  |  |  | 9795.2055 |  |  |  |  | 2842.8441 | 2884.7791 | 2926.7141 | 2968.6491 | 3010.5841 | 37966.7742 | 36941.0424 | 35915.3106 | 34889.5787 | 33863.8469 |  | 0 |  |  |  |  | 1 | 1 | 1 | 1 | 1 | [5 empty] | 4.3324 | 14.6575 | 570.7763 | 26826.484 | 684.9315 | 0.053836 | 0.028944 | 0.00434 | 0.0077545 | 0.01005 | 0.053835 | 0.028944 | 0.00434 | 0.0077545 | 0.01005 | 100000 | 100000 | 0 | 0 | 0
7255 |  |  |  | 9795.2055 |  |  |  |  | 3655.2223 | 3696.1948 | 3737.1673 | 3778.1398 | 3819.1123 | 36442.5316 | 35457.9795 | 34473.4275 | 33488.8755 | 32504.3234 |  | 0 |  |  |  |  | 1 | 1 | 1 | 1 | 1 | [5 empty] | 5.9129 | 15.4398 | 570.7763 | 26826.484 | 684.9315 | 0.056692 | 0.031884 | 0.0049991 | 0.008314 | 0.010629 | 0.056692 | 0.031884 | 0.0049991 | 0.008314 | 0.010629 | 100000 | 100000 | 0 | 0 | 0
7256 |  |  |  | 9795.2055 |  |  |  |  | 3950.6325 | 4024.88 | 4099.1275 | 4173.375 | 4247.6225 | 34148.5667 | 33225.9898 | 32303.4128 | 31380.8358 | 30458.2588 |  | 0.04044 |  |  |  |  | 1 | 1 | 1 | 1 | 1 | [5 empty] | 7.455 | 15.1631 | 570.7763 | 26826.484 | 684.9315 | 0.056952 | 0.034164 | 0.0047008 | 0.0088265 | 0.011209 | 0.056952 | 0.034164 | 0.0047008 | 0.0088265 | 0.011209 | 100000 | 100000 | 0 | 0 | 0
7257 |  |  |  | 9795.2055 |  |  |  |  | 4635.4472 | 4758.3672 | 4881.2872 | 5004.2072 | 5127.1272 | 31931.277 | 31068.6036 | 30205.9301 | 29343.2567 | 28480.5833 |  | 0.15499 |  |  |  |  | 1 | 1 | 1 | 1 | 1 | [5 empty] | 6.8575 | 14.2498 | 570.7763 | 26826.484 | 684.9315 | 0.054294 | 0.022959 | 0.0014293 | 0.0013073 | 0.0033837 | 0.054294 | 0.022959 | 0.0014293 | 0.0013073 | 0.0033837 | 100000 | 100000 | 0 | 0 | 0
7258 |  |  |  | 9795.2055 |  |  |  |  | 5114.0502 | 5355.2977 | 5596.5452 | 5837.7927 | 6079.0402 | 30177.3712 | 29362.0823 | 28546.7933 | 27731.5044 | 26916.2155 |  | 0.13311 |  |  |  |  | 1 | 1 | 1 | 1 | 1 | [5 empty] | 6.307 | 12.791 | 570.7763 | 26826.484 | 684.9315 | 0.055124 | 0.018215 | 0.0013892 | 0.0012849 | 0.0031721 | 0.055124 | 0.018215 | 0.0013892 | 0.0012849 | 0.0031721 | 100000 | 100000 | 0 | 0 | 0
7259 |  |  |  | 9795.2055 |  |  |  |  | 5744.1948 | 6047.6998 | 6351.2048 | 6654.7098 | 6958.2148 | 28582.2065 | 27810.0135 | 27037.8204 | 26265.6274 | 25493.4343 |  | 0.63846 |  |  |  |  | 1 | 1 | 1 | 1 | 1 | [5 empty] | 5.6453 | 11.7368 | 570.7763 | 26826.484 | 684.9315 | 0.058582 | 0.025296 | 0.0013815 | 0.0013102 | 0.003151 | 0.058582 | 0.025296 | 0.0013815 | 0.0013102 | 0.003151 | 100000 | 100000 | 0 | 0 | 0
7260 |  |  |  | 9795.2055 |  |  |  |  | 5634.8546 | 6071.4279 | 6508.0013 | 6944.5746 | 7381.1479 | 28211.366 | 27449.1918 | 26687.0176 | 25924.8434 | 25162.6692 |  | 0.12925 |  |  |  |  | 1 | 1 | 1 | 1 | 1 | [5 empty] | 5.476 | 10.8505 | 570.7763 | 26826.484 | 684.9315 | 0.0822 | 0.032579 | 0.0021164 | 0.0022848 | 0.0044883 | 0.0822 | 0.032579 | 0.0021164 | 0.0022848 | 0.0044883 | 100000 | 100000 | 0 | 0 | 0
7261 |  |  |  | 9795.2055 |  |  |  |  | 5393.1553 | 5892.7011 | 6392.247 | 6891.7928 | 7391.3386 | 27747.9821 | 26998.3269 | 26248.6718 | 25499.0166 | 24749.3614 |  | 0.31825 |  |  |  |  | 1 | 1 | 1 | 1 | 1 | [5 empty] | 5.8755 | 9.18 | 570.7763 | 26826.484 | 684.9315 | 0.090362 | 0.045285 | 0.0045121 | 0.0034543 | 0.0095855 | 0.090362 | 0.045285 | 0.0045121 | 0.0034543 | 0.0095855 | 100000 | 100000 | 0 | 0 | 0
7262 |  |  |  | 9795.2055 |  |  |  |  | 5574.4298 | 6086.0481 | 6597.6664 | 7109.2848 | 7620.9031 | 28105.3164 | 27346.0072 | 26586.6981 | 25827.389 | 25068.0799 |  | 0.06336 |  |  |  |  | 1 | 1 | 1 | 1 | 1 | [5 empty] | 5.8336 | 9.3712 | 570.7763 | 26826.484 | 684.9315 | 0.092147 | 0.052676 | 0.0095362 | 0.018008 | 0.035532 | 0.092147 | 0.052676 | 0.0095362 | 0.018008 | 0.035532 | 100000 | 100000 | 0 | 0 | 0
7263 |  |  |  | 9795.2055 |  |  |  |  | 5718.2984 | 6207.9434 | 6697.5884 | 7187.2334 | 7676.8784 | 28992.2323 | 28208.9617 | 27425.6912 | 26642.4206 | 25859.1501 |  | 0.05352 |  |  |  |  | 1 | 1 | 1 | 1 | 1 | [5 empty] | 3.616 | 8.9145 | 570.7763 | 26826.484 | 684.9315 | 0.099681 | 0.088159 | 0.043334 | 0.043142 | 0.043953 | 0.099681 | 0.088159 | 0.043334 | 0.043142 | 0.043953 | 100000 | 100000 | 0 | 0 | 0
7264 |  |  |  | 9795.2055 |  |  |  |  | 5925.4692 | 6399.1651 | 6872.8609 | 7346.5567 | 7820.2526 | 30794.772 | 29962.803 | 29130.834 | 28298.865 | 27466.8961 |  | 0.02711 |  |  |  |  | 1 | 1 | 1 | 1 | 1 | [5 empty] | 2.9153 | 8.2435 | 570.7763 | 26826.484 | 684.9315 | 0.10403 | 0.092648 | 0.059956 | 0.045851 | 0.04543 | 0.10403 | 0.092648 | 0.059956 | 0.045851 | 0.04543 | 100000 | 100000 | 0 | 0 | 0
7265 |  |  |  | 9795.2055 |  |  |  |  | 6613.1613 | 7119.6913 | 7626.2213 | 8132.7513 | 8639.2813 | 32663.5094 | 31781.0535 | 30898.5977 | 30016.1418 | 29133.686 |  | 0 |  |  |  |  | 1 | 1 | 1 | 1 | 1 | [5 empty] | 2.2407 | 8.5028 | 570.7763 | 26826.484 | 684.9315 | 0.10491 | 0.092359 | 0.059774 | 0.046067 | 0.045374 | 0.10491 | 0.092359 | 0.059774 | 0.046067 | 0.045374 | 100000 | 100000 | 0 | 0 | 0
7266 |  |  |  | 9795.2055 |  |  |  |  | 7207.8183 | 7719.2983 | 8230.7783 | 8742.2583 | 9253.7383 | 33782.4506 | 32869.7648 | 31957.079 | 31044.3932 | 30131.7074 |  | 0 |  |  |  |  | 1 | 1 | 1 | 1 | 1 | [5 empty] | 3.3457 | 8.3692 | 570.7763 | 26826.484 | 684.9315 | 0.10562 | 0.091697 | 0.059329 | 0.046183 | 0.045264 | 0.10562 | 0.091697 | 0.059329 | 0.046183 | 0.045264 | 100000 | 100000 | 0 | 0 | 0
7267 |  |  |  | 9795.2055 |  |  |  |  | 7404.4387 | 7871.7004 | 8338.9621 | 8806.2237 | 9273.4854 | 34484.2796 | 33552.6328 | 32620.986 | 31689.3392 | 30757.6924 |  | 0 |  |  |  |  | 1 | 1 | 1 | 1 | 1 | [5 empty] | 4.5946 | 8.2868 | 570.7763 | 26826.484 | 684.9315 | 0.10648 | 0.091978 | 0.060571 | 0.046354 | 0.04528 | 0.10648 | 0.091978 | 0.060571 | 0.046354 | 0.04528 | 100000 | 100000 | 0 | 0 | 0
7268 |  |  |  | 9795.2055 |  |  |  |  | 6644.8124 | 7064.1432 | 7483.474 | 7902.8049 | 8322.1357 | 33827.0268 | 32913.1367 | 31999.2467 | 31085.3566 | 30171.4665 |  | 0 |  |  |  |  | 1 | 1 | 1 | 1 | 1 | [5 empty] | 6.2412 | 8.5873 | 570.7763 | 26826.484 | 684.9315 | 0.10596 | 0.091933 | 0.06137 | 0.046103 | 0.045335 | 0.10596 | 0.091933 | 0.06137 | 0.046103 | 0.045335 | 100000 | 100000 | 0 | 0 | 0
7269 |  |  |  | 9795.2055 |  |  |  |  | 5744.1948 | 6129.3448 | 6514.4948 | 6899.6448 | 7284.7948 | 30446.8863 | 29624.316 | 28801.7457 | 27979.1754 | 27156.6051 |  | 0 |  |  |  |  | 1 | 1 | 1 | 1 | 1 | [5 empty] | 9.2925 | 7.6633 | 570.7763 | 26826.484 | 684.9315 | 0.10484 | 0.091876 | 0.059271 | 0.045783 | 0.045312 | 0.10484 | 0.091876 | 0.059271 | 0.045783 | 0.045312 | 100000 | 100000 | 0 | 0 | 0
7270 |  |  |  | 9795.2055 |  |  |  |  | 5738.44 | 6092.9558 | 6447.4717 | 6801.9875 | 7156.5033 | 23135.4022 | 22510.3631 | 21885.3239 | 21260.2848 | 20635.2457 |  | 0 |  |  |  |  | 1 | 1 | 1 | 1 | 1 | [5 empty] | 10.3903 | 6.5269 | 570.7763 | 26826.484 | 684.9315 | 0.1049 | 0.091858 | 0.059054 | 0.046137 | 0.045314 | 0.1049 | 0.091858 | 0.059054 | 0.046137 | 0.045314 | 100000 | 100000 | 0 | 0 | 0
7271 |  |  |  | 9795.2055 |  |  |  |  | 4433.072 | 4771.4745 | 5109.877 | 5448.2795 | 5786.682 | 16332.2403 | 15890.9993 | 15449.7582 | 15008.5172 | 14567.2762 |  | 0 |  |  |  |  | 1 | 1 | 1 | 1 | 1 | [5 empty] | 8.3606 | 5.6913 | 570.7763 | 26826.484 | 684.9315 | 0.10509 | 0.094155 | 0.059395 | 0.046267 | 0.045367 | 0.10509 | 0.094155 | 0.059395 | 0.046268 | 0.045367 | 100000 | 100000 | 0 | 0 | 0
7272 |  |  |  | 9795.2055 |  |  |  |  | 3323.0656 | 3681.0465 | 4039.0273 | 4397.0081 | 4754.989 | 11913.1243 | 11591.2726 | 11269.4209 | 10947.5692 | 10625.7175 |  | 0 |  |  |  |  | 1 | 1 | 1 | 1 | 1 | [5 empty] | 4.3606 | 6.4785 | 570.7763 | 26826.484 | 684.9315 | 0.10466 | 0.094524 | 0.060363 | 0.046483 | 0.045435 | 0.10466 | 0.094524 | 0.060363 | 0.046483 | 0.045435 | 100000 | 100000 | 0 | 0 | 0
7273 |  |  |  | 9795.2055 |  |  |  |  | 2537.3161 | 2861.2536 | 3185.1911 | 3509.1286 | 3833.0661 | 12930.8329 | 12581.4862 | 12232.1395 | 11882.7928 | 11533.4461 |  | 0 |  |  |  |  | 1 | 1 | 1 | 1 | 1 | [5 empty] | 5.9536 | 5.3599 | 570.7763 | 26826.484 | 684.9315 | 0.10434 | 0.094492 | 0.062362 | 0.046641 | 0.045562 | 0.10434 | 0.094492 | 0.062363 | 0.046641 | 0.045562 | 100000 | 100000 | 0 | 0 | 0
7274 |  |  |  | 9795.2055 |  |  |  |  | 2054.889 | 2273.6707 | 2492.4524 | 2711.234 | 2930.0157 | 13039.1455 | 12686.8726 | 12334.5997 | 11982.3267 | 11630.0538 |  | 0 |  |  |  |  | 1 | 1 | 1 | 1 | 1 | [5 empty] | 4.9517 | 4.8397 | 570.7763 | 26826.484 | 684.9315 | 0.10439 | 0.09465 | 0.063077 | 0.046897 | 0.045756 | 0.10439 | 0.09465 | 0.063077 | 0.046897 | 0.045756 | 100000 | 100000 | 0 | 0 | 0
7275 |  |  |  | 9795.2055 |  |  |  |  | 2054.889 | 2273.6707 | 2492.4524 | 2711.234 | 2930.0157 | 13039.1455 | 12686.8726 | 12334.5997 | 11982.3267 | 11630.0538 |  | 0 |  |  |  |  | 1 | 1 | 1 | 1 | 1 | [5 empty] | 2.4705 | 3.0764 | 570.7763 | 26826.484 | 684.9315 | 0.1049 | 0.094952 | 0.063267 | 0.04698 | 0.046019 | 0.1049 | 0.094952 | 0.063267 | 0.04698 | 0.046019 | 100000 | 100000 | 0 | 0 | 0
7276 |  |  |  | 9795.2055 |  |  |  |  | 1932.5971 | 2024.6638 | 2116.7305 | 2208.7971 | 2300.8638 | 14778.6715 | 14379.4026 | 13980.1336 | 13580.8647 | 13181.5957 |  | 0 |  |  |  |  | 1 | 1 | 1 | 1 | 1 | [5 empty] | 7.2659 | 3.1408 | 570.7763 | 26826.484 | 684.9315 | 0.10255 | 0.092867 | 0.062559 | 0.046834 | 0.045382 | 0.10255 | 0.092867 | 0.062559 | 0.046834 | 0.045382 | 100000 | 100000 | 0 | 0 | 0
7277 |  |  |  | 9795.2055 |  |  |  |  | 2042.371 | 2099.541 | 2156.711 | 2213.881 | 2271.051 | 18979.4408 | 18466.6815 | 17953.9222 | 17441.1629 | 16928.4036 |  | 0 |  |  |  |  | 1 | 1 | 1 | 1 | 1 | [5 empty] | 7.126 | 2.5851 | 570.7763 | 26826.484 | 684.9315 | 0.10347 | 0.093036 | 0.062959 | 0.047404 | 0.046 | 0.10347 | 0.093036 | 0.062959 | 0.047404 | 0.046 | 100000 | 100000 | 0 | 0 | 0
7278 |  |  |  | 9795.2055 |  |  |  |  | 2349.5451 | 2390.3801 | 2431.2151 | 2472.0501 | 2512.8851 | 28055.9647 | 27297.9889 | 26540.0131 | 25782.0373 | 25024.0615 |  | 0 |  |  |  |  | 1 | 1 | 1 | 1 | 1 | [5 empty] | 4.5216 | 4.2514 | 570.7763 | 26826.484 | 684.9315 | 0.10287 | 0.09296 | 0.064497 | 0.047466 | 0.046316 | 0.10287 | 0.09296 | 0.064497 | 0.047466 | 0.046316 | 100000 | 100000 | 0 | 0 | 0
7279 |  |  |  | 9795.2055 |  |  |  |  | 2865.6747 | 2905.6847 | 2945.6947 | 2985.7047 | 3025.7147 | 33098.0757 | 32203.8794 | 31309.683 | 30415.4867 | 29521.2904 |  | 0 |  |  |  |  | 1 | 1 | 1 | 1 | 1 | [5 empty] | 2.9074 | 4.6266 | 570.7763 | 26826.484 | 684.9315 | 0.1037 | 0.096302 | 0.068381 | 0.048326 | 0.046365 | 0.1037 | 0.096302 | 0.068381 | 0.048326 | 0.046365 | 100000 | 100000 | 0 | 0 | 0
7280 |  |  |  | 9795.2055 |  |  |  |  | 3906.6002 | 3949.9102 | 3993.2202 | 4036.5302 | 4079.8402 | 31773.5147 | 30915.1034 | 30056.6922 | 29198.281 | 28339.8697 |  | 0.04982 |  |  |  |  | 1 | 1 | 1 | 1 | 1 | [5 empty] | 2.2943 | 5.8064 | 570.7763 | 26826.484 | 684.9315 | 0.10508 | 0.096214 | 0.068597 | 0.048276 | 0.046062 | 0.10508 | 0.096214 | 0.068597 | 0.048276 | 0.046062 | 100000 | 100000 | 0 | 0 | 0
7281 |  |  |  | 9795.2055 |  |  |  |  | 4973.5248 | 5014.9098 | 5056.2948 | 5097.6798 | 5139.0648 | 29781.2425 | 28976.6556 | 28172.0687 | 27367.4819 | 26562.895 |  | 0.38437 |  |  |  |  | 1 | 1 | 1 | 1 | 1 | [5 empty] | 2.6063 | 6.3875 | 570.7763 | 26826.484 | 684.9315 | 0.10365 | 0.089824 | 0.063922 | 0.046678 | 0.043603 | 0.10365 | 0.089824 | 0.063922 | 0.046678 | 0.043604 | 100000 | 100000 | 0 | 0 | 0
7282 |  |  |  | 9795.2055 |  |  |  |  | 5970.1556 | 6028.2881 | 6086.4206 | 6144.5531 | 6202.6856 | 27850.4009 | 27097.9787 | 26345.5565 | 25593.1344 | 24840.7122 |  | 0.15666 |  |  |  |  | 1 | 1 | 1 | 1 | 1 | [5 empty] | 4.0054 | 7.406 | 570.7763 | 26826.484 | 684.9315 | 0.10072 | 0.084941 | 0.057212 | 0.042111 | 0.042626 | 0.10072 | 0.084941 | 0.057212 | 0.042111 | 0.042626 | 100000 | 100000 | 0 | 0 | 0
7283 |  |  |  | 9795.2055 |  |  |  |  | 6710.6474 | 6787.1224 | 6863.5974 | 6940.0724 | 7016.5474 | 26323.763 | 25612.5854 | 24901.4077 | 24190.23 | 23479.0524 |  | 0.22408 |  |  |  |  | 1 | 1 | 1 | 1 | 1 | [5 empty] | 3.9721 | 7.9248 | 570.7763 | 26826.484 | 684.9315 | 0.098673 | 0.083082 | 0.056446 | 0.04135 | 0.042132 | 0.098673 | 0.083082 | 0.056446 | 0.04135 | 0.042132 | 100000 | 100000 | 0 | 0 | 0
7284 |  |  |  | 9795.2055 |  |  |  |  | 7585.9493 | 7707.2193 | 7828.4893 | 7949.7593 | 8071.0293 | 24934.2845 | 24260.6458 | 23587.007 | 22913.3683 | 22239.7296 |  | 0.55201 |  |  |  |  | 1 | 1 | 1 | 1 | 1 | [5 empty] | 3.094 | 6.8678 | 570.7763 | 26826.484 | 684.9315 | 0.099067 | 0.083258 | 0.05678 | 0.041489 | 0.042283 | 0.099067 | 0.083258 | 0.05678 | 0.041489 | 0.042283 | 100000 | 100000 | 0 | 0 | 0
7285 |  |  |  | 9795.2055 |  |  |  |  | 7223.8882 | 7398.2857 | 7572.6832 | 7747.0807 | 7921.4782 | 24609.4967 | 23944.6326 | 23279.7685 | 22614.9044 | 21950.0404 |  | 0.20297 |  |  |  |  | 1 | 1 | 1 | 1 | 1 | [5 empty] | 0.69988 | 6.0783 | 570.7763 | 26826.484 | 684.9315 | 0.099124 | 0.083706 | 0.056979 | 0.041807 | 0.04243 | 0.099124 | 0.083706 | 0.056979 | 0.041807 | 0.04243 | 100000 | 100000 | 0 | 0 | 0
7286 |  |  |  | 9795.2055 |  |  |  |  | 6394.8069 | 6639.6294 | 6884.4519 | 7129.2744 | 7374.0969 | 24205.2929 | 23551.349 | 22897.4052 | 22243.4613 | 21589.5174 |  | 0.24053 |  |  |  |  | 1 | 1 | 1 | 1 | 1 | [5 empty] | 1.1687 | 6.1504 | 570.7763 | 26826.484 | 684.9315 | 0.1006 | 0.084934 | 0.058026 | 0.04264 | 0.042762 | 0.1006 | 0.084935 | 0.058025 | 0.04264 | 0.042762 | 100000 | 100000 | 0 | 0 | 0
7287 |  |  |  | 9795.2055 |  |  |  |  | 5775.644 | 6104.8615 | 6434.079 | 6763.2965 | 7092.514 | 24515.6824 | 23853.3529 | 23191.0233 | 22528.6938 | 21866.3643 |  | 0.06515 |  |  |  |  | 1 | 1 | 1 | 1 | 1 | [5 empty] | 3.3218 | 5.9361 | 570.7763 | 26826.484 | 684.9315 | 0.10495 | 0.092621 | 0.076686 | 0.054796 | 0.045691 | 0.10496 | 0.092621 | 0.076686 | 0.054796 | 0.045691 | 100000 | 100000 | 0 | 0 | 0
7288 |  |  |  | 9795.2055 |  |  |  |  | 5439.5821 | 5745.2321 | 6050.8821 | 6356.5321 | 6662.1821 | 25288.0191 | 24604.8236 | 23921.6282 | 23238.4328 | 22555.2374 |  | 0.01489 |  |  |  |  | 1 | 1 | 1 | 1 | 1 | [5 empty] | 5.4491 | 5.4735 | 570.7763 | 26826.484 | 684.9315 | 0.10955 | 0.1042 | 0.098659 | 0.10069 | 0.091489 | 0.10954 | 0.1042 | 0.098659 | 0.10069 | 0.091489 | 100000 | 100000 | 0 | 0 | 0
7289 |  |  |  | 9795.2055 |  |  |  |  | 5480.025 | 5834.5409 | 6189.0567 | 6543.5725 | 6898.0884 | 26857.952 | 26132.3424 | 25406.7327 | 24681.1231 | 23955.5135 |  | 0 |  |  |  |  | 1 | 1 | 1 | 1 | 1 | [5 empty] | 9.1274 | 5.302 | 570.7763 | 26826.484 | 684.9315 | 0.11124 | 0.1111 | 0.10026 | 0.10431 | 0.10147 | 0.11124 | 0.1111 | 0.10026 | 0.10431 | 0.10147 | 100000 | 100000 | 0 | 0 | 0
7290 |  |  |  | 9795.2055 |  |  |  |  | 6164.6671 | 6579.1312 | 6993.5954 | 7408.0596 | 7822.5237 | 28485.6283 | 27716.0444 | 26946.4606 | 26176.8767 | 25407.2929 |  | 0 |  |  |  |  | 1 | 1 | 1 | 1 | 1 | [5 empty] | 8.5611 | 6.982 | 570.7763 | 26826.484 | 684.9315 | 0.11151 | 0.11236 | 0.10064 | 0.10431 | 0.10148 | 0.11151 | 0.11236 | 0.10064 | 0.10431 | 0.10148 | 100000 | 100000 | 0 | 0 | 0
7291 |  |  |  | 9795.2055 |  |  |  |  | 6724.1284 | 7215.8093 | 7707.4901 | 8199.1709 | 8690.8518 | 29463.6288 | 28667.6228 | 27871.6167 | 27075.6107 | 26279.6046 |  | 0 |  |  |  |  | 1 | 1 | 1 | 1 | 1 | [5 empty] | 7.5691 | 7.6807 | 570.7763 | 26826.484 | 684.9315 | 0.112 | 0.11417 | 0.10068 | 0.10429 | 0.10154 | 0.112 | 0.11417 | 0.10068 | 0.10429 | 0.10154 | 100000 | 100000 | 0 | 0 | 0
7292 |  |  |  | 9795.2055 |  |  |  |  | 6960.0459 | 7496.825 | 8033.6042 | 8570.3834 | 9107.1625 | 30077.1336 | 29264.5528 | 28451.9719 | 27639.3911 | 26826.8102 |  | 0 |  |  |  |  | 1 | 1 | 1 | 1 | 1 | [5 empty] | 12.0054 | 6.991 | 570.7763 | 26826.484 | 684.9315 | 0.1123 | 0.11155 | 0.10083 | 0.10386 | 0.10117 | 0.1123 | 0.11155 | 0.10083 | 0.10386 | 0.10117 | 100000 | 100000 | 0 | 0 | 0
7293 |  |  |  | 9795.2055 |  |  |  |  | 6452.5826 | 6949.0476 | 7445.5126 | 7941.9776 | 8438.4426 | 29506.8738 | 28709.6994 | 27912.5251 | 27115.3507 | 26318.1763 |  | 0 |  |  |  |  | 1 | 1 | 1 | 1 | 1 | [5 empty] | 13.0115 | 5.3082 | 570.7763 | 26826.484 | 684.9315 | 0.1123 | 0.10723 | 0.10005 | 0.10373 | 0.10112 | 0.1123 | 0.10723 | 0.10005 | 0.10373 | 0.10112 | 100000 | 100000 | 0 | 0 | 0
7294 |  |  |  | 9795.2055 |  |  |  |  | 5670.6849 | 6072.2249 | 6473.7649 | 6875.3049 | 7276.8449 | 26561.9107 | 25844.2991 | 25126.6875 | 24409.0759 | 23691.4643 |  | 0 |  |  |  |  | 1 | 1 | 1 | 1 | 1 | [5 empty] | 10.2618 | 5.6244 | 570.7763 | 26826.484 | 684.9315 | 0.1123 | 0.10658 | 0.10002 | 0.10372 | 0.10021 | 0.1123 | 0.10658 | 0.10002 | 0.10372 | 0.10021 | 100000 | 100000 | 0 | 0 | 0
7295 |  |  |  | 9795.2055 |  |  |  |  | 5419.3606 | 5761.4472 | 6103.5339 | 6445.6206 | 6787.7072 | 20195.539 | 19649.9249 | 19104.3108 | 18558.6967 | 18013.0826 |  | 0 |  |  |  |  | 1 | 1 | 1 | 1 | 1 | [5 empty] | 6.4411 | 4.7467 | 570.7763 | 26826.484 | 684.9315 | 0.10986 | 0.10655 | 0.099714 | 0.10372 | 0.10014 | 0.10986 | 0.10654 | 0.099714 | 0.10372 | 0.10014 | 100000 | 100000 | 0 | 0 | 0
7296 |  |  |  | 9795.2055 |  |  |  |  | 3924.8958 | 4186.2458 | 4447.5958 | 4708.9458 | 4970.2958 | 14258.8308 | 13873.6062 | 13488.3816 | 13103.1569 | 12717.9323 |  | 0 |  |  |  |  | 1 | 1 | 1 | 1 | 1 | [5 empty] | 5.2795 | 4.0133 | 570.7763 | 26826.484 | 684.9315 | 0.10874 | 0.10592 | 0.099771 | 0.1037 | 0.10012 | 0.10874 | 0.10592 | 0.099771 | 0.1037 | 0.10012 | 100000 | 100000 | 0 | 0 | 0
7297 |  |  |  | 9795.2055 |  |  |  |  | 3314.9529 | 3694.4379 | 4073.9229 | 4453.4079 | 4832.8929 | 11556.4661 | 11244.2501 | 10932.0341 | 10619.8181 | 10307.602 |  | 0 |  |  |  |  | 1 | 1 | 1 | 1 | 1 | [5 empty] | 0.87069 | 3.0905 | 570.7763 | 26826.484 | 684.9315 | 0.10878 | 0.10592 | 0.099836 | 0.10373 | 0.1002 | 0.10878 | 0.10592 | 0.099836 | 0.10373 | 0.1002 | 100000 | 100000 | 0 | 0 | 0
7298 |  |  |  | 9795.2055 |  |  |  |  | 2545.4275 | 2863.095 | 3180.7625 | 3498.43 | 3816.0975 | 12543.8941 | 12205.0011 | 11866.1082 | 11527.2153 | 11188.3223 |  | 0 |  |  |  |  | 1 | 1 | 1 | 1 | 1 | [5 empty] | 2.2607 | 3.1045 | 570.7763 | 26826.484 | 684.9315 | 0.10881 | 0.106 | 0.099909 | 0.1037 | 0.10028 | 0.10881 | 0.10599 | 0.099909 | 0.1037 | 0.10028 | 100000 | 100000 | 0 | 0 | 0
7299 |  |  |  | 9795.2055 |  |  |  |  | 1877.4099 | 2078.3174 | 2279.2249 | 2480.1324 | 2681.0399 | 12648.3558 | 12306.6407 | 11964.9256 | 11623.2104 | 11281.4953 |  | 0 |  |  |  |  | 1 | 1 | 1 | 1 | 1 | [5 empty] | 5.9387 | 3.3893 | 570.7763 | 26826.484 | 684.9315 | 0.10884 | 0.10612 | 0.09994 | 0.10367 | 0.10035 | 0.10885 | 0.10612 | 0.09994 | 0.10367 | 0.10035 | 100000 | 100000 | 0 | 0 | 0
7300 |  |  |  | 9795.2055 |  |  |  |  | 1668.594 | 1767.919 | 1867.244 | 1966.569 | 2065.894 | 14335.5985 | 13948.2999 | 13561.0012 | 13173.7026 | 12786.404 |  | 0 |  |  |  |  | 1 | 1 | 1 | 1 | 1 | [5 empty] | 5.4031 | 3.103 | 570.7763 | 26826.484 | 684.9315 | 0.10642 | 0.10619 | 0.097065 | 0.099827 | 0.10006 | 0.10642 | 0.10619 | 0.097066 | 0.099827 | 0.10006 | 100000 | 100000 | 0 | 0 | 0
7301 |  |  |  | 9795.2055 |  |  |  |  | 1766.2347 | 1824.5597 | 1882.8847 | 1941.2097 | 1999.5347 | 18411.1749 | 17913.7681 | 17416.3614 | 16918.9547 | 16421.548 |  | 0 |  |  |  |  | 1 | 1 | 1 | 1 | 1 | [5 empty] | 4.6482 | 2.9 | 570.7763 | 26826.484 | 684.9315 | 0.10708 | 0.10635 | 0.097637 | 0.10052 | 0.10134 | 0.10708 | 0.10635 | 0.097637 | 0.10052 | 0.10134 | 100000 | 100000 | 0 | 0 | 0
7302 |  |  |  | 9795.2055 |  |  |  |  | 2061.0906 | 2100.4131 | 2139.7356 | 2179.0581 | 2218.3806 | 27215.5568 | 26480.2859 | 25745.0151 | 25009.7442 | 24274.4733 |  | 0 |  |  |  |  | 1 | 1 | 1 | 1 | 1 | [5 empty] | 4.3058 | 2.5514 | 570.7763 | 26826.484 | 684.9315 | 0.10821 | 0.10938 | 0.098806 | 0.10252 | 0.10334 | 0.10821 | 0.10937 | 0.098806 | 0.10252 | 0.10334 | 100000 | 100000 | 0 | 0 | 0
7303 |  |  |  | 9795.2055 |  |  |  |  | 2441.9863 | 2483.5088 | 2525.0313 | 2566.5538 | 2608.0763 | 32101.0063 | 31233.7474 | 30366.4885 | 29499.2295 | 28631.9706 |  | 0 |  |  |  |  | 1 | 1 | 1 | 1 | 1 | [5 empty] | 4.4023 | 2.6882 | 570.7763 | 26826.484 | 684.9315 | 0.10946 | 0.11878 | 0.1016 | 0.10379 | 0.1066 | 0.10946 | 0.11878 | 0.1016 | 0.1038 | 0.1066 | 100000 | 100000 | 0 | 0 | 0
7304 |  |  |  | 9795.2055 |  |  |  |  | 3635.9107 | 3678.3957 | 3720.8807 | 3763.3657 | 3805.8507 | 30817.1781 | 29984.6038 | 29152.0295 | 28319.4551 | 27486.8808 |  | 0.08869 |  |  |  |  | 1 | 1 | 1 | 1 | 1 | [5 empty] | 1.5394 | 3.0871 | 570.7763 | 26826.484 | 684.9315 | 0.11201 | 0.12001 | 0.10282 | 0.10579 | 0.1068 | 0.11201 | 0.12001 | 0.10282 | 0.10579 | 0.1068 | 100000 | 100000 | 0 | 0 | 0
7305 |  |  |  | 9795.2055 |  |  |  |  | 4505.0104 | 4546.1204 | 4587.2304 | 4628.3404 | 4669.4504 | 28886.404 | 28105.9926 | 27325.5812 | 26545.1697 | 25764.7583 |  | 0.08115 |  |  |  |  | 1 | 1 | 1 | 1 | 1 | [5 empty] | 4.0098 | 3.0837 | 570.7763 | 26826.484 | 684.9315 | 0.11001 | 0.11592 | 0.10136 | 0.10371 | 0.10658 | 0.11001 | 0.11592 | 0.10136 | 0.10371 | 0.10658 | 100000 | 100000 | 0 | 0 | 0
7306 |  |  |  | 9795.2055 |  |  |  |  | 5321.906 | 5377.7285 | 5433.551 | 5489.3735 | 5545.196 | 27014.1443 | 26284.3149 | 25554.4855 | 24824.6561 | 24094.8267 |  | 0.10053 |  |  |  |  | 1 | 1 | 1 | 1 | 1 | [5 empty] | 3.3907 | 4.1876 | 570.7763 | 26826.484 | 684.9315 | 0.10773 | 0.11032 | 0.097227 | 0.094198 | 0.096191 | 0.10773 | 0.11032 | 0.097227 | 0.094198 | 0.096191 | 100000 | 100000 | 0 | 0 | 0
7307 |  |  |  | 9795.2055 |  |  |  |  | 5972.5223 | 6045.5323 | 6118.5423 | 6191.5523 | 6264.5623 | 25533.9595 | 24844.1196 | 24154.2797 | 23464.4398 | 22774.6 |  | 0.62903 |  |  |  |  | 1 | 1 | 1 | 1 | 1 | [5 empty] | 1.4282 | 4.3889 | 570.7763 | 26826.484 | 684.9315 | 0.10722 | 0.10919 | 0.096834 | 0.093151 | 0.096015 | 0.10722 | 0.10919 | 0.096834 | 0.093151 | 0.096015 | 100000 | 100000 | 0 | 0 | 0
7308 |  |  |  | 9795.2055 |  |  |  |  | 6900.5931 | 7014.9331 | 7129.2731 | 7243.6131 | 7357.9531 | 24186.5609 | 23533.1231 | 22879.6853 | 22226.2475 | 21572.8097 |  | 0.70938 |  |  |  |  | 1 | 1 | 1 | 1 | 1 | [5 empty] | 0.46161 | 3.6137 | 570.7763 | 26826.484 | 684.9315 | 0.10715 | 0.10897 | 0.096815 | 0.093039 | 0.095749 | 0.10715 | 0.10897 | 0.096815 | 0.093039 | 0.095749 | 100000 | 100000 | 0 | 0 | 0
7309 |  |  |  | 9795.2055 |  |  |  |  | 6491.6619 | 6670.6794 | 6849.6969 | 7028.7144 | 7207.7319 | 23871.2614 | 23226.3419 | 22581.4224 | 21936.5029 | 21291.5834 |  | 0.46116 |  |  |  |  | 1 | 1 | 1 | 1 | 1 | [5 empty] | 1.1808 | 2.4786 | 570.7763 | 26826.484 | 684.9315 | 0.10748 | 0.10951 | 0.097181 | 0.093403 | 0.095977 | 0.10748 | 0.10951 | 0.097181 | 0.093403 | 0.095977 | 100000 | 100000 | 0 | 0 | 0
7310 |  |  |  | 9795.2055 |  |  |  |  | 5708.6022 | 5944.653 | 6180.7038 | 6416.7547 | 6652.8055 | 23479.1864 | 22844.8595 | 22210.5325 | 21576.2055 | 20941.8785 |  | 0.62891 |  |  |  |  | 1 | 1 | 1 | 1 | 1 | [5 empty] | 1.7906 | 2.3516 | 570.7763 | 26826.484 | 684.9315 | 0.10869 | 0.11005 | 0.0974 | 0.093946 | 0.096412 | 0.10869 | 0.11005 | 0.0974 | 0.093946 | 0.096412 | 100000 | 100000 | 0 | 0 | 0
7311 |  |  |  | 9795.2055 |  |  |  |  | 5237.7996 | 5587.3113 | 5936.8229 | 6286.3346 | 6635.8463 | 23780.0047 | 23137.5506 | 22495.0966 | 21852.6425 | 21210.1885 |  | 0.43977 |  |  |  |  | 1 | 1 | 1 | 1 | 1 | [5 empty] | 2.7954 | 3.5516 | 570.7763 | 26826.484 | 684.9315 | 0.10951 | 0.11612 | 0.098899 | 0.10265 | 0.1003 | 0.10951 | 0.11612 | 0.098899 | 0.10265 | 0.1003 | 100000 | 100000 | 0 | 0 | 0
7312 |  |  |  | 9795.2055 |  |  |  |  | 5056.0524 | 5375.6449 | 5695.2374 | 6014.8299 | 6334.4224 | 24528.9086 | 23866.2217 | 23203.5349 | 22540.848 | 21878.1611 |  | 0.229 |  |  |  |  | 1 | 1 | 1 | 1 | 1 | [5 empty] | 3.3848 | 4.2154 | 570.7763 | 26826.484 | 684.9315 | 0.11224 | 0.12144 | 0.10149 | 0.10581 | 0.10628 | 0.11224 | 0.12145 | 0.10149 | 0.10581 | 0.10628 | 100000 | 100000 | 0 | 0 | 0
7313 |  |  |  | 9795.2055 |  |  |  |  | 5457.2497 | 5815.3947 | 6173.5397 | 6531.6847 | 6889.8297 | 26051.2609 | 25347.4453 | 24643.6297 | 23939.8141 | 23235.9985 |  | 0 |  |  |  |  | 1 | 1 | 1 | 1 | 1 | [5 empty] | 4.0916 | 4.4394 | 570.7763 | 26826.484 | 684.9315 | 0.11249 | 0.13424 | 0.10444 | 0.1079 | 0.10856 | 0.11249 | 0.13424 | 0.10444 | 0.1079 | 0.10855 | 100000 | 100000 | 0 | 0 | 0
7314 |  |  |  | 9795.2055 |  |  |  |  | 6891.8924 | 7285.2374 | 7678.5824 | 8071.9274 | 8465.2724 | 27629.6239 | 26883.1664 | 26136.7089 | 25390.2513 | 24643.7938 |  | 0 |  |  |  |  | 1 | 1 | 1 | 1 | 1 | [5 empty] | 4.3324 | 3.4091 | 570.7763 | 26826.484 | 684.9315 | 0.11323 | 0.1395 | 0.10445 | 0.10776 | 0.10856 | 0.11323 | 0.1395 | 0.10445 | 0.10776 | 0.10856 | 100000 | 100000 | 0 | 0 | 0
7315 |  |  |  | 9795.2055 |  |  |  |  | 7266.9877 | 7765.2677 | 8263.5477 | 8761.8277 | 9260.1077 | 28578.6642 | 27806.5668 | 27034.4695 | 26262.3721 | 25490.2748 |  | 0 |  |  |  |  | 1 | 1 | 1 | 1 | 1 | [5 empty] | 4.303 | 2.4846 | 570.7763 | 26826.484 | 684.9315 | 0.11376 | 0.13914 | 0.10409 | 0.10732 | 0.10856 | 0.11376 | 0.13914 | 0.10409 | 0.10732 | 0.10856 | 100000 | 100000 | 0 | 0 | 0
7316 |  |  |  | 9795.2055 |  |  |  |  | 6887.0587 | 7420.3179 | 7953.5771 | 8486.8362 | 9020.0954 | 29174.0172 | 28385.8354 | 27597.6537 | 26809.472 | 26021.2902 |  | 0 |  |  |  |  | 1 | 1 | 1 | 1 | 1 | [5 empty] | 4.6955 | 0.84578 | 570.7763 | 26826.484 | 684.9315 | 0.11328 | 0.13618 | 0.10309 | 0.10636 | 0.10638 | 0.11328 | 0.13618 | 0.10309 | 0.10636 | 0.10638 | 100000 | 100000 | 0 | 0 | 0
7317 |  |  |  | 9795.2055 |  |  |  |  | 5949.3205 | 6436.0514 | 6922.7822 | 7409.513 | 7896.2439 | 28621.4698 | 27848.216 | 27074.9622 | 26301.7084 | 25528.4546 |  | 0 |  |  |  |  | 1 | 1 | 1 | 1 | 1 | [5 empty] | 3.7249 | 2.2097 | 570.7763 | 26826.484 | 684.9315 | 0.11231 | 0.12151 | 0.10142 | 0.10545 | 0.10438 | 0.11231 | 0.12151 | 0.10142 | 0.10545 | 0.10438 | 100000 | 100000 | 0 | 0 | 0
7318 |  |  |  | 9795.2055 |  |  |  |  | 5039.6178 | 5442.5045 | 5845.3911 | 6248.2778 | 6651.1645 | 25765.562 | 25069.465 | 24373.368 | 23677.271 | 22981.174 |  | 0 |  |  |  |  | 1 | 1 | 1 | 1 | 1 | [5 empty] | 3.0313 | 2.7706 | 570.7763 | 26826.484 | 684.9315 | 0.11193 | 0.12085 | 0.10146 | 0.10495 | 0.10438 | 0.11193 | 0.12085 | 0.10146 | 0.10495 | 0.10438 | 100000 | 100000 | 0 | 0 | 0
7319 |  |  |  | 9795.2055 |  |  |  |  | 4940.0435 | 5267.8302 | 5595.6169 | 5923.4035 | 6251.1902 | 19592.4557 | 19063.1348 | 18533.8139 | 18004.4931 | 17475.1722 |  | 0 |  |  |  |  | 1 | 1 | 1 | 1 | 1 | [5 empty] | 1.8062 | 3.9755 | 570.7763 | 26826.484 | 684.9315 | 0.11101 | 0.11931 | 0.10101 | 0.10452 | 0.10362 | 0.11101 | 0.11931 | 0.10101 | 0.10452 | 0.10362 | 100000 | 100000 | 0 | 0 | 0
7320 |  |  |  | 9795.2055 |  |  |  |  | 3809.924 | 4071.274 | 4332.624 | 4593.974 | 4855.324 | 13833.4164 | 13459.6851 | 13085.9537 | 12712.2223 | 12338.4909 |  | 0 |  |  |  |  | 1 | 1 | 1 | 1 | 1 | [5 empty] | 2.2618 | 5.0931 | 570.7763 | 26826.484 | 684.9315 | 0.11029 | 0.11237 | 0.099258 | 0.10405 | 0.082241 | 0.11029 | 0.11237 | 0.099258 | 0.10405 | 0.082241 | 100000 | 100000 | 0 | 0 | 0
7321 |  |  |  | 9795.2055 |  |  |  |  | 2791.3295 | 2990.697 | 3190.0645 | 3389.432 | 3588.7995 | 12797.1893 | 12451.4532 | 12105.7171 | 11759.981 | 11414.2449 |  | 0 |  |  |  |  | 1 | 1 | 1 | 1 | 1 | [5 empty] | 2.6871 | 5.728 | 570.7763 | 26826.484 | 684.9315 | 0.10976 | 0.11244 | 0.099017 | 0.098316 | 0.080116 | 0.10976 | 0.11243 | 0.099017 | 0.098316 | 0.080116 | 100000 | 100000 | 0 | 0 | 0
7322 |  |  |  | 9795.2055 |  |  |  |  | 1988.6766 | 2089.3216 | 2189.9666 | 2290.6116 | 2391.2566 | 13889.9029 | 13514.6455 | 13139.388 | 12764.1305 | 12388.8731 |  | 0 |  |  |  |  | 1 | 1 | 1 | 1 | 1 | [5 empty] | 1.743 | 6.4003 | 570.7763 | 26826.484 | 684.9315 | 0.10972 | 0.11184 | 0.09218 | 0.095911 | 0.077933 | 0.10972 | 0.11184 | 0.09218 | 0.095911 | 0.077933 | 100000 | 100000 | 0 | 0 | 0
7323 |  |  |  | 9795.2055 |  |  |  |  | 1503.3968 | 1554.5443 | 1605.6918 | 1656.8393 | 1707.9868 | 14007.9319 | 13629.4857 | 13251.0395 | 12872.5933 | 12494.1471 |  | 0 |  |  |  |  | 1 | 1 | 1 | 1 | 1 | [5 empty] | 1.4175 | 6.711 | 570.7763 | 26826.484 | 684.9315 | 0.10971 | 0.11161 | 0.089811 | 0.093108 | 0.076357 | 0.10971 | 0.11161 | 0.089811 | 0.093108 | 0.076357 | 100000 | 100000 | 0 | 0 | 0
7324 |  |  |  | 9795.2055 |  |  |  |  | 1408.282 | 1450.0795 | 1491.877 | 1533.6745 | 1575.472 | 15877.1124 | 15448.1673 | 15019.2223 | 14590.2773 | 14161.3322 |  | 0 |  |  |  |  | 1 | 1 | 1 | 1 | 1 | [5 empty] | 1.3602 | 7.1443 | 570.7763 | 26826.484 | 684.9315 | 0.10348 | 0.086389 | 0.075772 | 0.07858 | 0.057922 | 0.10348 | 0.086389 | 0.075772 | 0.07858 | 0.057922 | 100000 | 100000 | 0 | 0 | 0
7325 |  |  |  | 9795.2055 |  |  |  |  | 1589.7766 | 1631.7116 | 1673.6466 | 1715.5816 | 1757.5166 | 20388.0427 | 19837.2279 | 19286.413 | 18735.5981 | 18184.7832 |  | 0 |  |  |  |  | 1 | 1 | 1 | 1 | 1 | [5 empty] | 1.3277 | 8.438 | 570.7763 | 26826.484 | 684.9315 | 0.10255 | 0.083521 | 0.073942 | 0.075892 | 0.056431 | 0.10255 | 0.083521 | 0.073942 | 0.075892 | 0.056431 | 100000 | 100000 | 0 | 0 | 0
7326 |  |  |  | 9795.2055 |  |  |  |  | 2320.608 | 2362.268 | 2403.928 | 2445.588 | 2487.248 | 30139.2517 | 29324.9926 | 28510.7336 | 27696.4745 | 26882.2155 |  | 0 |  |  |  |  | 1 | 1 | 1 | 1 | 1 | [5 empty] | 1.7144 | 9.7567 | 570.7763 | 26826.484 | 684.9315 | 0.10045 | 0.076143 | 0.063878 | 0.074797 | 0.055211 | 0.10045 | 0.076143 | 0.063878 | 0.074797 | 0.055211 | 100000 | 100000 | 0 | 0 | 0
7327 |  |  |  | 9795.2055 |  |  |  |  | 3641.5397 | 3681.5497 | 3721.5597 | 3761.5697 | 3801.5797 | 35571.2909 | 34610.2768 | 33649.2627 | 32688.2486 | 31727.2345 |  | 0 |  |  |  |  | 1 | 1 | 1 | 1 | 1 | [5 empty] | 4.3064 | 12.2509 | 570.7763 | 26826.484 | 684.9315 | 0.094508 | 0.082689 | 0.067854 | 0.08015 | 0.060286 | 0.094508 | 0.082689 | 0.067854 | 0.08015 | 0.060286 | 100000 | 100000 | 0 | 0 | 0
7328 |  |  |  | 9795.2055 |  |  |  |  | 4762.536 | 4804.471 | 4846.406 | 4888.341 | 4930.276 | 34145.461 | 33222.9679 | 32300.4748 | 31377.9817 | 30455.4886 |  | 0.0389 |  |  |  |  | 1 | 1 | 1 | 1 | 1 | [5 empty] | 3.3787 | 13.1822 | 570.7763 | 26826.484 | 684.9315 | 0.095819 | 0.084306 | 0.069824 | 0.08155 | 0.068244 | 0.095819 | 0.084306 | 0.069824 | 0.081551 | 0.068244 | 100000 | 100000 | 0 | 0 | 0
7329 |  |  |  | 9795.2055 |  |  |  |  | 4032.6752 | 4082.5027 | 4132.3302 | 4182.1577 | 4231.9852 | 32000.23 | 31135.6937 | 30271.1574 | 29406.621 | 28542.0847 |  | 0.08088 |  |  |  |  | 1 | 1 | 1 | 1 | 1 | [5 empty] | 0.50472 | 13.2383 | 570.7763 | 26826.484 | 684.9315 | 0.09284 | 0.081137 | 0.071107 | 0.080974 | 0.055861 | 0.09284 | 0.081137 | 0.071107 | 0.080974 | 0.055861 | 100000 | 100000 | 0 | 0 | 0
7330 |  |  |  | 9795.2055 |  |  |  |  | 3576.5122 | 3651.5022 | 3726.4922 | 3801.4822 | 3876.4722 | 29923.9607 | 29115.518 | 28307.0754 | 27498.6328 | 26690.1901 |  | 0.27932 |  |  |  |  | 1 | 1 | 1 | 1 | 1 | [5 empty] | 1.2283 | 13.5188 | 570.7763 | 26826.484 | 684.9315 | 0.09032 | 0.0753 | 0.04691 | 0.042284 | 0.036485 | 0.09032 | 0.0753 | 0.04691 | 0.042284 | 0.036485 | 100000 | 100000 | 0 | 0 | 0
7331 |  |  |  | 9795.2055 |  |  |  |  | 3640.5691 | 3749.6016 | 3858.6341 | 3967.6666 | 4076.6991 | 28281.9672 | 27517.8856 | 26753.8039 | 25989.7223 | 25225.6407 |  | 0.17578 |  |  |  |  | 1 | 1 | 1 | 1 | 1 | [5 empty] | 1.726 | 14.3335 | 570.7763 | 26826.484 | 684.9315 | 0.08957 | 0.073802 | 0.042024 | 0.041056 | 0.034884 | 0.08957 | 0.073802 | 0.042024 | 0.041056 | 0.034884 | 100000 | 100000 | 0 | 0 | 0
7332 |  |  |  | 9795.2055 |  |  |  |  | 4209.317 | 4374.8595 | 4540.402 | 4705.9445 | 4871.487 | 26788.048 | 26064.3269 | 25340.6059 | 24616.8848 | 23893.1638 |  | 0.08376 |  |  |  |  | 1 | 1 | 1 | 1 | 1 | [5 empty] | 2.0728 | 15.0897 | 570.7763 | 26826.484 | 684.9315 | 0.089341 | 0.074949 | 0.04489 | 0.042061 | 0.036402 | 0.089341 | 0.074949 | 0.04489 | 0.042061 | 0.036402 | 100000 | 100000 | 0 | 0 | 0
7333 |  |  |  | 9795.2055 |  |  |  |  | 4060.8214 | 4263.6264 | 4466.4314 | 4669.2364 | 4872.0414 | 26439.8071 | 25725.4944 | 25011.1816 | 24296.8688 | 23582.556 |  | 0.04672 |  |  |  |  | 1 | 1 | 1 | 1 | 1 | [5 empty] | 2.2802 | 15.6132 | 570.7763 | 26826.484 | 684.9315 | 0.089694 | 0.075752 | 0.048319 | 0.042783 | 0.037218 | 0.089694 | 0.075752 | 0.048319 | 0.042783 | 0.037218 | 100000 | 100000 | 0 | 0 | 0
7334 |  |  |  | 9795.2055 |  |  |  |  | 4052.0864 | 4324.8764 | 4597.6664 | 4870.4564 | 5143.2464 | 26005.5314 | 25302.9512 | 24600.3711 | 23897.7909 | 23195.2108 |  | 0.49866 |  |  |  |  | 1 | 1 | 1 | 1 | 1 | [5 empty] | 3.3126 | 15.7648 | 570.7763 | 26826.484 | 684.9315 | 0.08988 | 0.076279 | 0.055087 | 0.042118 | 0.036964 | 0.08988 | 0.076279 | 0.055087 | 0.042118 | 0.036963 | 100000 | 100000 | 0 | 0 | 0
7335 |  |  |  | 9795.2055 |  |  |  |  | 4035.5869 | 4360.5419 | 4685.4969 | 5010.4519 | 5335.4069 | 26339.7239 | 25628.115 | 24916.5061 | 24204.8973 | 23493.2884 |  | 0.12767 |  |  |  |  | 1 | 1 | 1 | 1 | 1 | [5 empty] | 3.7181 | 16.0599 | 570.7763 | 26826.484 | 684.9315 | 0.088388 | 0.074401 | 0.055975 | 0.038252 | 0.034929 | 0.088388 | 0.074401 | 0.055975 | 0.038252 | 0.034929 | 100000 | 100000 | 0 | 0 | 0
7336 |  |  |  | 9795.2055 |  |  |  |  | 3794.8881 | 4225.3006 | 4655.7131 | 5086.1256 | 5516.5381 | 27170.2316 | 26436.1853 | 25702.1389 | 24968.0926 | 24234.0462 |  | 0.02775 |  |  |  |  | 1 | 1 | 1 | 1 | 1 | [5 empty] | 4.3945 | 16.9358 | 570.7763 | 26826.484 | 684.9315 | 0.088547 | 0.070728 | 0.054916 | 0.043267 | 0.036876 | 0.088547 | 0.070728 | 0.054916 | 0.043267 | 0.036876 | 100000 | 100000 | 0 | 0 | 0
7337 |  |  |  | 9795.2055 |  |  |  |  | 4102.5555 | 4754.2805 | 5406.0055 | 6057.7305 | 6709.4555 | 28858.2675 | 28078.6162 | 27298.9649 | 26519.3137 | 25739.6624 |  | 0 |  |  |  |  | 1 | 1 | 1 | 1 | 1 | [5 empty] | 4.8931 | 15.7691 | 570.7763 | 26826.484 | 684.9315 | 0.07879 | 0.064574 | 0.053479 | 0.04365 | 0.03739 | 0.07879 | 0.064574 | 0.053479 | 0.04365 | 0.03739 | 100000 | 100000 | 0 | 0 | 0
7338 |  |  |  | 9795.2055 |  |  |  |  | 5591.3939 | 6375.1131 | 7158.8323 | 7942.5514 | 8726.2706 | 30608.3428 | 29781.4105 | 28954.4782 | 28127.5459 | 27300.6136 |  | 0 |  |  |  |  | 1 | 1 | 1 | 1 | 1 | [5 empty] | 5.1722 | 16.3256 | 570.7763 | 26826.484 | 684.9315 | 0.078671 | 0.064484 | 0.043717 | 0.042912 | 0.037165 | 0.078671 | 0.064484 | 0.043717 | 0.042912 | 0.037165 | 100000 | 100000 | 0 | 0 | 0
7339 |  |  |  | 9795.2055 |  |  |  |  | 6545.454 | 7378.6715 | 8211.889 | 9045.1065 | 9878.324 | 31658.0389 | 30802.7474 | 29947.456 | 29092.1645 | 28236.873 |  | 0 |  |  |  |  | 1 | 1 | 1 | 1 | 1 | [5 empty] | 5.6408 | 15.1213 | 570.7763 | 26826.484 | 684.9315 | 0.077566 | 0.049352 | 0.035471 | 0.034594 | 0.029843 | 0.077566 | 0.049352 | 0.035471 | 0.034594 | 0.029843 | 100000 | 100000 | 0 | 0 | 0
7340 |  |  |  | 9795.2055 |  |  |  |  | 6870.5915 | 7677.0807 | 8483.5698 | 9290.059 | 10096.5482 | 32316.4768 | 31443.3966 | 30570.3164 | 29697.2361 | 28824.1559 |  | 0 |  |  |  |  | 1 | 1 | 1 | 1 | 1 | [5 empty] | 5.8458 | 14.9717 | 570.7763 | 26826.484 | 684.9315 | 0.070241 | 0.046663 | 0.025286 | 0.031099 | 0.027805 | 0.070241 | 0.046663 | 0.025287 | 0.031099 | 0.027805 | 100000 | 100000 | 0 | 0 | 0
7341 |  |  |  | 9795.2055 |  |  |  |  | 6096.0849 | 6710.5208 | 7324.9566 | 7939.3924 | 8553.8283 | 31702.1326 | 30845.6499 | 29989.1671 | 29132.6844 | 28276.2016 |  | 0 |  |  |  |  | 1 | 1 | 1 | 1 | 1 | [5 empty] | 6.295 | 14.5623 | 570.7763 | 26826.484 | 684.9315 | 0.064342 | 0.046135 | 0.021081 | 0.026186 | 0.025645 | 0.064342 | 0.046135 | 0.021082 | 0.026186 | 0.025645 | 100000 | 100000 | 0 | 0 | 0
7342 |  |  |  | 9795.2055 |  |  |  |  | 5177.9355 | 5690.928 | 6203.9205 | 6716.913 | 7229.9055 | 28536.1746 | 27765.2251 | 26994.2757 | 26223.3263 | 25452.3769 |  | 0 |  |  |  |  | 1 | 1 | 1 | 1 | 1 | [5 empty] | 6.1768 | 14.8253 | 570.7763 | 26826.484 | 684.9315 | 0.057383 | 0.043998 | 0.021106 | 0.019707 | 0.024053 | 0.057383 | 0.043998 | 0.021106 | 0.019707 | 0.024053 | 100000 | 100000 | 0 | 0 | 0
7343 |  |  |  | 9795.2055 |  |  |  |  | 4972.1769 | 5421.3719 | 5870.5669 | 6319.7619 | 6768.9569 | 21689.9976 | 21104.0084 | 20518.0191 | 19932.0299 | 19346.0407 |  | 0 |  |  |  |  | 1 | 1 | 1 | 1 | 1 | [5 empty] | 6.0622 | 15.7071 | 570.7763 | 26826.484 | 684.9315 | 0.052165 | 0.026414 | 0.020322 | 0.017451 | 0.023806 | 0.052165 | 0.026414 | 0.020322 | 0.017451 | 0.023806 | 100000 | 100000 | 0 | 0 | 0
7344 |  |  |  | 9795.2055 |  |  |  |  | 3705.5966 | 4097.2091 | 4488.8216 | 4880.4341 | 5272.0466 | 15312.9117 | 14899.2094 | 14485.5071 | 14071.8049 | 13658.1026 |  | 0 |  |  |  |  | 1 | 1 | 1 | 1 | 1 | [5 empty] | 6.1945 | 17.5784 | 570.7763 | 26826.484 | 684.9315 | 0.039758 | 0.026899 | 0.02057 | 0.017436 | 0.022903 | 0.039758 | 0.026899 | 0.02057 | 0.017436 | 0.022903 | 100000 | 100000 | 0 | 0 | 0
7345 |  |  |  | 9795.2055 |  |  |  |  | 2802.3313 | 3010.6363 | 3218.9413 | 3427.2463 | 3635.5513 | 12093.0469 | 11766.3343 | 11439.6217 | 11112.9091 | 10786.1966 |  | 0 |  |  |  |  | 1 | 1 | 1 | 1 | 1 | [5 empty] | 6.8915 | 18.8407 | 570.7763 | 26826.484 | 684.9315 | 0.039385 | 0.028003 | 0.021035 | 0.017333 | 0.022748 | 0.039385 | 0.028003 | 0.021035 | 0.017333 | 0.022748 | 100000 | 100000 | 0 | 0 | 0
7346 |  |  |  | 9795.2055 |  |  |  |  | 1996.5149 | 2093.8607 | 2191.2066 | 2288.5524 | 2385.8982 | 13126.0265 | 12771.4063 | 12416.7862 | 12062.166 | 11707.5459 |  | 0 |  |  |  |  | 1 | 1 | 1 | 1 | 1 | [5 empty] | 7.8654 | 20.0428 | 570.7763 | 26826.484 | 684.9315 | 0.03967 | 0.028744 | 0.021541 | 0.017533 | 0.023048 | 0.03967 | 0.028744 | 0.021542 | 0.017533 | 0.023048 | 100000 | 100000 | 0 | 0 | 0
7347 |  |  |  | 9795.2055 |  |  |  |  | 1509.3224 | 1556.6749 | 1604.0274 | 1651.3799 | 1698.7324 | 13236.2966 | 12878.6973 | 12521.0981 | 12163.4988 | 11805.8995 |  | 0 |  |  |  |  | 1 | 1 | 1 | 1 | 1 | [5 empty] | 8.3437 | 21.5702 | 570.7763 | 26826.484 | 684.9315 | 0.039555 | 0.029861 | 0.022223 | 0.017865 | 0.023311 | 0.039555 | 0.029861 | 0.022223 | 0.017865 | 0.023311 | 100000 | 100000 | 0 | 0 | 0
7348 |  |  |  | 9795.2055 |  |  |  |  | 1413.8327 | 1455.0802 | 1496.3277 | 1537.5752 | 1578.8227 | 15002.2028 | 14596.8948 | 14191.5868 | 13786.2788 | 13380.9708 |  | 0 |  |  |  |  | 1 | 1 | 1 | 1 | 1 | [5 empty] | 8.4444 | 22.6865 | 570.7763 | 26826.484 | 684.9315 | 0.025544 | 0.0035344 | 0.0020528 | 0.0023952 | 0.018267 | 0.025544 | 0.0035344 | 0.0020528 | 0.0023953 | 0.018267 | 100000 | 100000 | 0 | 0 | 0
7349 |  |  |  | 9795.2055 |  |  |  |  | 1596.0427 | 1637.0152 | 1677.9877 | 1718.9602 | 1759.9327 | 19266.114 | 18745.6097 | 18225.1055 | 17704.6013 | 17184.0971 |  | 0 |  |  |  |  | 1 | 1 | 1 | 1 | 1 | [5 empty] | 8.6248 | 23.5097 | 570.7763 | 26826.484 | 684.9315 | 0.033247 | 0.0035581 | 0.0020709 | 0.0023884 | 0.018551 | 0.033247 | 0.0035581 | 0.0020709 | 0.0023884 | 0.018551 | 100000 | 100000 | 0 | 0 | 0
7350 |  |  |  | 9795.2055 |  |  |  |  | 2329.7546 | 2371.5521 | 2413.3496 | 2455.1471 | 2496.9446 | 28479.9347 | 27710.5047 | 26941.0747 | 26171.6447 | 25402.2146 |  | 0 |  |  |  |  | 1 | 1 | 1 | 1 | 1 | [5 empty] | 8.8633 | 22.8068 | 570.7763 | 26826.484 | 684.9315 | 0.034546 | 0.0035402 | 0.0021296 | 0.002415 | 0.018814 | 0.034546 | 0.0035403 | 0.0021296 | 0.002415 | 0.018814 | 100000 | 100000 | 0 | 0 | 0
7351 |  |  |  | 9795.2055 |  |  |  |  | 3655.8926 | 3697.4151 | 3738.9376 | 3780.4601 | 3821.9826 | 33601.2156 | 32693.4262 | 31785.6367 | 30877.8473 | 29970.0579 |  | 0 |  |  |  |  | 1 | 1 | 1 | 1 | 1 | [5 empty] | 8.232 | 18.8139 | 570.7763 | 26826.484 | 684.9315 | 0.049906 | 0.0038302 | 0.0023274 | 0.002593 | 0.019969 | 0.049906 | 0.0038302 | 0.0023274 | 0.002593 | 0.019969 | 100000 | 100000 | 0 | 0 | 0
7352 |  |  |  | 9795.2055 |  |  |  |  | 4781.3073 | 4822.6923 | 4864.0773 | 4905.4623 | 4946.8473 | 32256.08 | 31384.6315 | 30513.183 | 29641.7345 | 28770.286 |  | 0.00114 |  |  |  |  | 1 | 1 | 1 | 1 | 1 | [5 empty] | 7.9092 | 17.0422 | 570.7763 | 26826.484 | 684.9315 | 0.054292 | 0.0043946 | 0.0023889 | 0.0026785 | 0.021376 | 0.054292 | 0.0043946 | 0.0023889 | 0.0026785 | 0.021376 | 100000 | 100000 | 0 | 0 | 0
7353 |  |  |  | 9795.2055 |  |  |  |  | 4048.5697 | 4096.2522 | 4143.9347 | 4191.6172 | 4239.2997 | 30232.7388 | 29415.954 | 28599.1692 | 27782.3845 | 26965.5997 |  | 0.10437 |  |  |  |  | 1 | 1 | 1 | 1 | 1 | [5 empty] | 7.5182 | 17.1516 | 570.7763 | 26826.484 | 684.9315 | 0.052137 | 0.0040725 | 0.0026317 | 0.0024263 | 0.020901 | 0.052137 | 0.0040724 | 0.0026316 | 0.0024263 | 0.020901 | 100000 | 100000 | 0 | 0 | 0
7354 |  |  |  | 9795.2055 |  |  |  |  | 3590.6088 | 3666.5888 | 3742.5688 | 3818.5488 | 3894.5288 | 28272.3255 | 27508.5044 | 26744.6833 | 25980.8621 | 25217.041 |  | 0.15106 |  |  |  |  | 1 | 1 | 1 | 1 | 1 | [5 empty] | 7.4743 | 18.2987 | 570.7763 | 26826.484 | 684.9315 | 0.051906 | 0.0038529 | 0.0022385 | 0.0025346 | 0.021418 | 0.051906 | 0.0038529 | 0.0022385 | 0.0025346 | 0.021418 | 100000 | 100000 | 0 | 0 | 0
7355 |  |  |  | 9795.2055 |  |  |  |  | 3654.9182 | 3762.1632 | 3869.4082 | 3976.6532 | 4083.8982 | 26722.2353 | 26000.2923 | 25278.3493 | 24556.4063 | 23834.4633 |  | 0.07675 |  |  |  |  | 1 | 1 | 1 | 1 | 1 | [5 empty] | 7.7968 | 17.7541 | 570.7763 | 26826.484 | 684.9315 | 0.052355 | 0.0036708 | 0.0022422 | 0.0025473 | 0.021556 | 0.052355 | 0.0036708 | 0.0022421 | 0.0025473 | 0.021556 | 100000 | 100000 | 0 | 0 | 0
7356 |  |  |  | 9795.2055 |  |  |  |  | 4225.9078 | 4391.4503 | 4556.9928 | 4722.5353 | 4888.0778 | 25311.5171 | 24627.6868 | 23943.8566 | 23260.0263 | 22576.1961 |  | 0.09628 |  |  |  |  | 1 | 1 | 1 | 1 | 1 | [5 empty] | 8.7343 | 17.4334 | 570.7763 | 26826.484 | 684.9315 | 0.052106 | 0.0036797 | 0.0022067 | 0.0026291 | 0.021425 | 0.052106 | 0.0036797 | 0.0022067 | 0.0026291 | 0.021425 | 100000 | 100000 | 0 | 0 | 0
7357 |  |  |  | 9795.2055 |  |  |  |  | 4076.8269 | 4287.8819 | 4498.9369 | 4709.9919 | 4921.0469 | 24981.9485 | 24307.022 | 23632.0956 | 22957.1691 | 22282.2427 |  | 0.23927 |  |  |  |  | 1 | 1 | 1 | 1 | 1 | [5 empty] | 9.5448 | 17.1899 | 570.7763 | 26826.484 | 684.9315 | 0.053005 | 0.0036963 | 0.0022642 | 0.0026962 | 0.021424 | 0.053005 | 0.0036963 | 0.0022642 | 0.0026962 | 0.021424 | 100000 | 100000 | 0 | 0 | 0
7358 |  |  |  | 9795.2055 |  |  |  |  | 4068.0574 | 4325.8874 | 4583.7174 | 4841.5474 | 5099.3774 | 24571.6254 | 23907.7845 | 23243.9436 | 22580.1027 | 21916.2617 |  | 0.20912 |  |  |  |  | 1 | 1 | 1 | 1 | 1 | [5 empty] | 9.8507 | 16.3256 | 570.7763 | 26826.484 | 684.9315 | 0.053139 | 0.0037645 | 0.002325 | 0.0026621 | 0.02156 | 0.053139 | 0.0037645 | 0.002325 | 0.0026621 | 0.02156 | 100000 | 100000 | 0 | 0 | 0
7359 |  |  |  | 9795.2055 |  |  |  |  | 4051.4929 | 4366.7954 | 4682.0979 | 4997.4004 | 5312.7029 | 24886.8501 | 24214.4929 | 23542.1357 | 22869.7785 | 22197.4213 |  | 0.08003 |  |  |  |  | 1 | 1 | 1 | 1 | 1 | [5 empty] | 10.0141 | 15.6148 | 570.7763 | 26826.484 | 684.9315 | 0.051199 | 0.0036694 | 0.0022275 | 0.0025698 | 0.021143 | 0.051199 | 0.0036694 | 0.0022275 | 0.0025698 | 0.021143 | 100000 | 100000 | 0 | 0 | 0
7360 |  |  |  | 9795.2055 |  |  |  |  | 3809.8454 | 4243.1179 | 4676.3904 | 5109.6629 | 5542.9354 | 25671.0154 | 24977.4728 | 24283.9301 | 23590.3874 | 22896.8448 |  | 0.10437 |  |  |  |  | 1 | 1 | 1 | 1 | 1 | [5 empty] | 10.0424 | 15.0185 | 570.7763 | 26826.484 | 684.9315 | 0.054595 | 0.0040181 | 0.0023254 | 0.0024307 | 0.021509 | 0.054595 | 0.0040181 | 0.0023254 | 0.0024307 | 0.021509 | 100000 | 100000 | 0 | 0 | 0
7361 |  |  |  | 9795.2055 |  |  |  |  | 4118.7255 | 4741.5763 | 5364.4271 | 5987.278 | 6610.1288 | 27264.9653 | 26528.3596 | 25791.7539 | 25055.1482 | 24318.5424 |  | 0 |  |  |  |  | 1 | 1 | 1 | 1 | 1 | [5 empty] | 10.4916 | 14.7882 | 570.7763 | 26826.484 | 684.9315 | 0.056569 | 0.0041899 | 0.0022981 | 0.0030668 | 0.035067 | 0.056569 | 0.0041899 | 0.0022981 | 0.0030668 | 0.035067 | 100000 | 100000 | 0 | 0 | 0
7362 |  |  |  | 9795.2055 |  |  |  |  | 5613.4321 | 6391.9271 | 7170.4221 | 7948.9171 | 8727.4121 | 28917.5328 | 28136.2804 | 27355.028 | 26573.7756 | 25792.5231 |  | 0 |  |  |  |  | 1 | 1 | 1 | 1 | 1 | [5 empty] | 10.9759 | 15.1087 | 570.7763 | 26826.484 | 684.9315 | 0.057766 | 0.0042131 | 0.0023001 | 0.0033806 | 0.035363 | 0.057766 | 0.0042131 | 0.0023001 | 0.0033806 | 0.035364 | 100000 | 100000 | 0 | 0 | 0
7363 |  |  |  | 9795.2055 |  |  |  |  | 6571.2525 | 7382.4709 | 8193.6892 | 9004.9075 | 9816.1259 | 29910.1351 | 29102.066 | 28293.9969 | 27485.9278 | 26677.8587 |  | 0 |  |  |  |  | 1 | 1 | 1 | 1 | 1 | [5 empty] | 11.6485 | 14.8764 | 570.7763 | 26826.484 | 684.9315 | 0.058177 | 0.0041999 | 0.0022869 | 0.0031625 | 0.036005 | 0.058177 | 0.0041999 | 0.0022869 | 0.0031625 | 0.036005 | 100000 | 100000 | 0 | 0 | 0
7364 |  |  |  | 9795.2055 |  |  |  |  | 6897.6715 | 7673.1415 | 8448.6115 | 9224.0815 | 9999.5515 | 30532.7917 | 29707.9005 | 28883.0093 | 28058.1182 | 27233.227 |  | 0 |  |  |  |  | 1 | 1 | 1 | 1 | 1 | [5 empty] | 10.6876 | 14.8906 | 570.7763 | 26826.484 | 684.9315 | 0.057635 | 0.0041387 | 0.0022484 | 0.0031154 | 0.035085 | 0.057635 | 0.0041387 | 0.0022484 | 0.0031154 | 0.035085 | 100000 | 100000 | 0 | 0 | 0
7365 |  |  |  | 9795.2055 |  |  |  |  | 6120.1123 | 6776.3464 | 7432.5806 | 8088.8148 | 8745.0489 | 29953.5809 | 29144.338 | 28335.0952 | 27525.8523 | 26716.6094 |  | 0 |  |  |  |  | 1 | 1 | 1 | 1 | 1 | [5 empty] | 9.3371 | 14.6344 | 570.7763 | 26826.484 | 684.9315 | 0.05664 | 0.0036951 | 0.0020146 | 0.0025048 | 0.034471 | 0.05664 | 0.0036951 | 0.0020146 | 0.0025049 | 0.034471 | 100000 | 100000 | 0 | 0 | 0
7366 |  |  |  | 9795.2055 |  |  |  |  | 5198.344 | 5747.0849 | 6295.8257 | 6844.5665 | 7393.3074 | 26963.6706 | 26235.2049 | 25506.7391 | 24778.2733 | 24049.8076 |  | 0 |  |  |  |  | 1 | 1 | 1 | 1 | 1 | [5 empty] | 10.218 | 13.6427 | 570.7763 | 26826.484 | 684.9315 | 0.055398 | 0.0036661 | 0.001546 | 0.0027055 | 0.03447 | 0.055399 | 0.0036661 | 0.001546 | 0.0027055 | 0.03447 | 100000 | 100000 | 0 | 0 | 0
7367 |  |  |  | 9795.2055 |  |  |  |  | 4991.7744 | 5443.9936 | 5896.2128 | 6348.4319 | 6800.6511 | 20499.7377 | 19945.9052 | 19392.0727 | 18838.2402 | 18284.4077 |  | 0 |  |  |  |  | 1 | 1 | 1 | 1 | 1 | [5 empty] | 11.4118 | 12.9542 | 570.7763 | 26826.484 | 684.9315 | 0.049053 | 0.0030277 | 0.00154 | 0.0027427 | 0.034534 | 0.049053 | 0.0030277 | 0.00154 | 0.0027427 | 0.034534 | 100000 | 100000 | 0 | 0 | 0
7368 |  |  |  | 9795.2055 |  |  |  |  | 3720.202 | 4113.107 | 4506.012 | 4898.917 | 5291.822 | 14473.4028 | 14082.3812 | 13691.3595 | 13300.3379 | 12909.3163 |  | 0 |  |  |  |  | 1 | 1 | 1 | 1 | 1 | [5 empty] | 11.0326 | 11.5498 | 570.7763 | 26826.484 | 684.9315 | 0.038946 | 0.0026583 | 0.0015762 | 0.0029854 | 0.034571 | 0.038946 | 0.0026583 | 0.0015762 | 0.0029854 | 0.034571 | 100000 | 100000 | 0 | 0 | 0
7369 |  |  |  | 9795.2055 |  |  |  |  | 2813.3484 | 3028.5276 | 3243.7067 | 3458.8859 | 3674.0651 | 8139.1014 | 7919.2109 | 7699.3203 | 7479.4297 | 7259.5392 |  | 0 |  |  |  |  | 1 | 1 | 1 | 1 | 1 | [5 empty] | 11.0537 | 11.4894 | 570.7763 | 26826.484 | 684.9315 | 0.039889 | 0.002731 | 0.0015997 | 0.0033164 | 0.034574 | 0.039889 | 0.002731 | 0.0015997 | 0.0033164 | 0.034574 | 100000 | 100000 | 0 | 0 | 0
7370 |  |  |  | 9795.2055 |  |  |  |  | 2004.364 | 2105.669 | 2206.974 | 2308.279 | 2409.584 | 8732.233 | 8496.318 | 8260.4031 | 8024.4881 | 7788.5732 |  | 0 |  |  |  |  | 1 | 1 | 1 | 1 | 1 | [5 empty] | 10.8024 | 10.9946 | 570.7763 | 26826.484 | 684.9315 | 0.04062 | 0.002742 | 0.0016122 | 0.0033282 | 0.034728 | 0.04062 | 0.002742 | 0.0016123 | 0.0033282 | 0.034728 | 100000 | 100000 | 0 | 0 | 0
7371 |  |  |  | 9795.2055 |  |  |  |  | 1515.2561 | 1562.9386 | 1610.6211 | 1658.3036 | 1705.9861 | 9097.5086 | 8851.7252 | 8605.9417 | 8360.1583 | 8114.3749 |  | 0 |  |  |  |  | 1 | 1 | 1 | 1 | 1 | [5 empty] | 10.0307 | 12.6363 | 570.7763 | 26826.484 | 684.9315 | 0.040908 | 0.0027226 | 0.0016046 | 0.0033305 | 0.034706 | 0.040908 | 0.0027226 | 0.0016046 | 0.0033305 | 0.034706 | 100000 | 100000 | 0 | 0 | 0
7372 |  |  |  | 9795.2055 |  |  |  |  | 1419.391 | 1459.951 | 1500.511 | 1541.071 | 1581.631 | 10684.1526 | 10395.5035 | 10106.8543 | 9818.2052 | 9529.5561 |  | 0 |  |  |  |  | 1 | 1 | 1 | 1 | 1 | [5 empty] | 9.0796 | 11.9675 | 570.7763 | 26826.484 | 684.9315 | 0.029032 | 0.0023597 | 0.0013219 | 0.0030884 | 0.034525 | 0.029032 | 0.0023598 | 0.0013218 | 0.0030884 | 0.034525 | 100000 | 100000 | 0 | 0 | 0
7373 |  |  |  | 9795.2055 |  |  |  |  | 1602.3173 | 1642.8773 | 1683.4373 | 1723.9973 | 1764.5573 | 15110.417 | 14702.1854 | 14293.9538 | 13885.7223 | 13477.4907 |  | 0 |  |  |  |  | 1 | 1 | 1 | 1 | 1 | [5 empty] | 9.1369 | 10.4703 | 570.7763 | 26826.484 | 684.9315 | 0.036791 | 0.0025306 | 0.0013135 | 0.003074 | 0.035937 | 0.036791 | 0.0025306 | 0.0013135 | 0.003074 | 0.035937 | 100000 | 100000 | 0 | 0 | 0
7374 |  |  |  | 9795.2055 |  |  |  |  | 2338.9138 | 2381.2613 | 2423.6088 | 2465.9563 | 2508.3038 | 25273.0353 | 24590.2447 | 23907.4541 | 23224.6635 | 22541.8729 |  | 0 |  |  |  |  | 1 | 1 | 1 | 1 | 1 | [5 empty] | 9.7075 | 9.0822 | 570.7763 | 26826.484 | 684.9315 | 0.037584 | 0.0035324 | 0.001332 | 0.0039002 | 0.037903 | 0.037584 | 0.0035324 | 0.001332 | 0.0039002 | 0.037903 | 100000 | 100000 | 0 | 0 | 0
7375 |  |  |  | 9795.2055 |  |  |  |  | 3670.2654 | 3711.6504 | 3753.0354 | 3794.4204 | 3835.8054 | 30971.1822 | 30134.4472 | 29297.7122 | 28460.9773 | 27624.2423 |  | 0 |  |  |  |  | 1 | 1 | 1 | 1 | 1 | [5 empty] | 10.0346 | 8.3299 | 570.7763 | 26826.484 | 684.9315 | 0.055465 | 0.0043291 | 0.0019789 | 0.0046975 | 0.041941 | 0.055465 | 0.0043291 | 0.0019789 | 0.0046975 | 0.041941 | 100000 | 100000 | 0 | 0 | 0
7376 |  |  |  | 9795.2055 |  |  |  |  | 4800.1045 | 4841.077 | 4882.0495 | 4923.022 | 4963.9945 | 31218.3728 | 30374.9596 | 29531.5464 | 28688.1332 | 27844.72 |  | 0.0342 |  |  |  |  | 1 | 1 | 1 | 1 | 1 | [5 empty] | 9.8007 | 7.2948 | 570.7763 | 26826.484 | 684.9315 | 0.080325 | 0.0049691 | 0.0022542 | 0.0060782 | 0.04258 | 0.080325 | 0.0049691 | 0.0022542 | 0.0060783 | 0.04258 | 100000 | 100000 | 0 | 0 | 0
7377 |  |  |  | 9795.2055 |  |  |  |  | 4064.4863 | 4114.9738 | 4165.4613 | 4215.9488 | 4266.4363 | 27340.8626 | 26602.2064 | 25863.5502 | 25124.894 | 24386.2378 |  | 0.40106 |  |  |  |  | 1 | 1 | 1 | 1 | 1 | [5 empty] | 8.7816 | 5.2473 | 570.7763 | 26826.484 | 684.9315 | 0.081018 | 0.0052339 | 0.0022703 | 0.0057005 | 0.042364 | 0.081018 | 0.0052339 | 0.0022703 | 0.0057005 | 0.042364 | 100000 | 100000 | 0 | 0 | 0
7378 |  |  |  | 9795.2055 |  |  |  |  | 3604.7249 | 3678.4774 | 3752.2299 | 3825.9824 | 3899.7349 | 25340.211 | 24655.6055 | 23971.0001 | 23286.3946 | 22601.7891 |  | 0.53589 |  |  |  |  | 1 | 1 | 1 | 1 | 1 | [5 empty] | 8.098 | 5.6904 | 570.7763 | 26826.484 | 684.9315 | 0.080643 | 0.0049674 | 0.001906 | 0.0047135 | 0.04061 | 0.080643 | 0.0049674 | 0.001906 | 0.0047135 | 0.04061 | 100000 | 100000 | 0 | 0 | 0
7379 |  |  |  | 9795.2055 |  |  |  |  | 3669.2872 | 3775.8172 | 3882.3472 | 3988.8772 | 4095.4072 | 23561.7074 | 22925.151 | 22288.5946 | 21652.0382 | 21015.4818 |  | 0.43834 |  |  |  |  | 1 | 1 | 1 | 1 | 1 | [5 empty] | 8.5649 | 5.2557 | 570.7763 | 26826.484 | 684.9315 | 0.079032 | 0.0046097 | 0.0014292 | 0.0040377 | 0.037945 | 0.079032 | 0.0046097 | 0.0014292 | 0.0040377 | 0.037945 | 100000 | 100000 | 0 | 0 | 0
7380 |  |  |  | 9795.2055 |  |  |  |  | 4242.5216 | 4408.6149 | 4574.7082 | 4740.8016 | 4906.8949 | 21576.8599 | 20993.9272 | 20410.9946 | 19828.0619 | 19245.1293 |  | 0.49032 |  |  |  |  | 1 | 1 | 1 | 1 | 1 | [5 empty] | 9.082 | 6.2171 | 570.7763 | 26826.484 | 684.9315 | 0.078735 | 0.0042731 | 0.0014618 | 0.0040845 | 0.037376 | 0.078735 | 0.0042731 | 0.0014618 | 0.0040845 | 0.037376 | 100000 | 100000 | 0 | 0 | 0
7381 |  |  |  | 9795.2055 |  |  |  |  | 4092.8546 | 4302.5346 | 4512.2146 | 4721.8946 | 4931.5746 | 20550.8483 | 19995.6349 | 19440.4216 | 18885.2083 | 18329.9949 |  | 0.64746 |  |  |  |  | 1 | 1 | 1 | 1 | 1 | [5 empty] | 9.1107 | 6.3834 | 570.7763 | 26826.484 | 684.9315 | 0.078674 | 0.0042853 | 0.0014395 | 0.0040618 | 0.037371 | 0.078674 | 0.0042853 | 0.0014395 | 0.0040618 | 0.037371 | 100000 | 100000 | 0 | 0 | 0
7382 |  |  |  | 9795.2055 |  |  |  |  | 4084.0506 | 4357.7198 | 4631.389 | 4905.0581 | 5178.7273 | 20107.8721 | 19564.6265 | 19021.3808 | 18478.1352 | 17934.8896 |  | 0.55522 |  |  |  |  | 1 | 1 | 1 | 1 | 1 | [5 empty] | 8.5957 | 13.7475 | 570.7763 | 26826.484 | 684.9315 | 0.077834 | 0.0042365 | 0.0014074 | 0.004022 | 0.037445 | 0.077834 | 0.0042365 | 0.0014074 | 0.004022 | 0.037445 | 100000 | 100000 | 0 | 0 | 0
7383 |  |  |  | 9795.2055 |  |  |  |  | 4067.421 | 4389.1585 | 4710.896 | 5032.6335 | 5354.371 | 19621.8719 | 19091.7563 | 18561.6408 | 18031.5252 | 17501.4096 |  | 0.31657 |  |  |  |  | 1 | 1 | 1 | 1 | 1 | [5 empty] | 8.2721 | 18.7716 | 570.7763 | 26826.484 | 684.9315 | 0.078006 | 0.004189 | 0.001402 | 0.0042815 | 0.038121 | 0.078006 | 0.004189 | 0.001402 | 0.0042815 | 0.038121 | 100000 | 100000 | 0 | 0 | 0
7384 |  |  |  | 9795.2055 |  |  |  |  | 3824.8235 | 4248.0868 | 4671.3501 | 5094.6135 | 5517.8768 | 19894.0717 | 19356.6022 | 18819.1327 | 18281.6632 | 17744.1938 |  | 0.18072 |  |  |  |  | 1 | 1 | 1 | 1 | 1 | [5 empty] | 8.2469 | 19.7047 | 570.7763 | 26826.484 | 684.9315 | 0.086073 | 0.0041191 | 0.0015744 | 0.004246 | 0.038912 | 0.086073 | 0.0041191 | 0.0015744 | 0.004246 | 0.038912 | 100000 | 100000 | 0 | 0 | 0
7385 |  |  |  | 9795.2055 |  |  |  |  | 4134.9178 | 4751.5812 | 5368.2445 | 5984.9078 | 6601.5712 | 20801.1073 | 20239.1328 | 19677.1583 | 19115.1839 | 18553.2094 |  | 0 |  |  |  |  | 1 | 1 | 1 | 1 | 1 | [5 empty] | 8.9677 | 21.0562 | 570.7763 | 26826.484 | 684.9315 | 0.086026 | 0.0033048 | 0.0015696 | 0.0040065 | 0.038953 | 0.086026 | 0.0033048 | 0.0015696 | 0.0040065 | 0.038953 | 100000 | 100000 | 0 | 0 | 0
7386 |  |  |  | 9795.2055 |  |  |  |  | 5635.5008 | 6419.2199 | 7202.9391 | 7986.6583 | 8770.3774 | 21999.215 | 21404.8718 | 20810.5286 | 20216.1854 | 19621.8421 |  | 0 |  |  |  |  | 1 | 1 | 1 | 1 | 1 | [5 empty] | 9.667 | 21.6836 | 570.7763 | 26826.484 | 684.9315 | 0.081924 | 0.0037721 | 0.0015761 | 0.0040146 | 0.038964 | 0.081924 | 0.0037721 | 0.0015761 | 0.0040146 | 0.038964 | 100000 | 100000 | 0 | 0 | 0
7387 |  |  |  | 9795.2055 |  |  |  |  | 6597.0868 | 7400.0551 | 8203.0235 | 9005.9918 | 9808.9601 | 23613.079 | 22975.1347 | 22337.1904 | 21699.2461 | 21061.3018 |  | 0 |  |  |  |  | 1 | 1 | 1 | 1 | 1 | [5 empty] | 10.2351 | 21.1877 | 570.7763 | 26826.484 | 684.9315 | 0.06341 | 0.0035588 | 0.0015659 | 0.0036183 | 0.038395 | 0.06341 | 0.0035588 | 0.0015659 | 0.0036183 | 0.038395 | 100000 | 100000 | 0 | 0 | 0
7388 |  |  |  | 9795.2055 |  |  |  |  | 6924.7891 | 7676.9941 | 8429.1991 | 9181.4041 | 9933.6091 | 25644.0189 | 24951.2056 | 24258.3923 | 23565.579 | 22872.7656 |  | 0 |  |  |  |  | 1 | 1 | 1 | 1 | 1 | [5 empty] | 10.6056 | 20.0307 | 570.7763 | 26826.484 | 684.9315 | 0.060296 | 0.0032451 | 0.00154 | 0.0032276 | 0.036533 | 0.060296 | 0.0032451 | 0.00154 | 0.0032276 | 0.036533 | 100000 | 100000 | 0 | 0 | 0
7389 |  |  |  | 9795.2055 |  |  |  |  | 6144.1729 | 6766.9688 | 7389.7646 | 8012.5604 | 8635.3563 | 25597.0355 | 24905.4915 | 24213.9475 | 23522.4035 | 22830.8595 |  | 0 |  |  |  |  | 1 | 1 | 1 | 1 | 1 | [5 empty] | 11.3588 | 18.4542 | 570.7763 | 26826.484 | 684.9315 | 0.057825 | 0.0029004 | 0.0015062 | 0.0029853 | 0.035202 | 0.057825 | 0.0029004 | 0.0015062 | 0.0029853 | 0.035202 | 100000 | 100000 | 0 | 0 | 0
7390 |  |  |  | 9795.2055 |  |  |  |  | 5218.7809 | 5767.5217 | 6316.2625 | 6865.0034 | 7413.7442 | 23778.5762 | 23136.1607 | 22493.7452 | 21851.3298 | 21208.9143 |  | 0 |  |  |  |  | 1 | 1 | 1 | 1 | 1 | [5 empty] | 11.3123 | 19.0105 | 570.7763 | 26826.484 | 684.9315 | 0.05517 | 0.0029026 | 0.001492 | 0.0024265 | 0.034177 | 0.05517 | 0.0029026 | 0.001492 | 0.0024265 | 0.034177 | 100000 | 100000 | 0 | 0 | 0
7391 |  |  |  | 9795.2055 |  |  |  |  | 5011.3991 | 5459.0816 | 5906.7641 | 6354.4466 | 6802.1291 | 18063.3055 | 17575.297 | 17087.2885 | 16599.28 | 16111.2716 |  | 0 |  |  |  |  | 1 | 1 | 1 | 1 | 1 | [5 empty] | 11.5525 | 18.1788 | 570.7763 | 26826.484 | 684.9315 | 0.049379 | 0.0027334 | 0.0012763 | 0.0024279 | 0.03417 | 0.04938 | 0.0027334 | 0.0012763 | 0.0024279 | 0.034171 | 100000 | 100000 | 0 | 0 | 0
7392 |  |  |  | 9795.2055 |  |  |  |  | 3734.8276 | 4127.7326 | 4520.6376 | 4913.5426 | 5306.4476 | 10624.8622 | 10337.8149 | 10050.7676 | 9763.7203 | 9476.673 |  | 0 |  |  |  |  | 1 | 1 | 1 | 1 | 1 | [5 empty] | 11.8201 | 17.3094 | 570.7763 | 26826.484 | 684.9315 | 0.04679 | 0.0027575 | 0.0012821 | 0.002455 | 0.034179 | 0.04679 | 0.0027575 | 0.0012821 | 0.002455 | 0.034179 | 100000 | 100000 | 0 | 0 | 0
7393 |  |  |  | 9795.2055 |  |  |  |  | 2824.3782 | 3031.3082 | 3238.2382 | 3445.1682 | 3652.0982 | 7349.3809 | 7150.8259 | 6952.2709 | 6753.7158 | 6555.1608 |  | 0 |  |  |  |  | 1 | 1 | 1 | 1 | 1 | [5 empty] | 11.6233 | 16.455 | 570.7763 | 26826.484 | 684.9315 | 0.047582 | 0.0028093 | 0.0012884 | 0.002453 | 0.034183 | 0.047582 | 0.0028093 | 0.0012884 | 0.002453 | 0.034183 | 100000 | 100000 | 0 | 0 | 0
7394 |  |  |  | 9795.2055 |  |  |  |  | 2012.2221 | 2107.258 | 2202.2938 | 2297.3296 | 2392.3655 | 7882.5958 | 7669.6351 | 7456.6745 | 7243.7138 | 7030.7531 |  | 0 |  |  |  |  | 1 | 1 | 1 | 1 | 1 | [5 empty] | 11.6982 | 16.3187 | 570.7763 | 26826.484 | 684.9315 | 0.048092 | 0.0028172 | 0.0012882 | 0.0024348 | 0.034181 | 0.048092 | 0.0028172 | 0.0012882 | 0.0024348 | 0.034181 | 100000 | 100000 | 0 | 0 | 0
7395 |  |  |  | 9795.2055 |  |  |  |  | 1521.1967 | 1571.6842 | 1622.1717 | 1672.6592 | 1723.1467 | 8210.5281 | 7988.7078 | 7766.8876 | 7545.0673 | 7323.247 |  | 0 |  |  |  |  | 1 | 1 | 1 | 1 | 1 | [5 empty] | 11.8225 | 20.2601 | 570.7763 | 26826.484 | 684.9315 | 0.047856 | 0.002796 | 0.0012804 | 0.0024271 | 0.034162 | 0.047856 | 0.002796 | 0.0012804 | 0.0024271 | 0.034162 | 100000 | 100000 | 0 | 0 | 0
7396 |  |  |  | 9795.2055 |  |  |  |  | 1424.9557 | 1465.7907 | 1506.6257 | 1547.4607 | 1588.2957 | 9641.8714 | 9381.3812 | 9120.8909 | 8860.4007 | 8599.9104 |  | 0 |  |  |  |  | 1 | 1 | 1 | 1 | 1 | [5 empty] | 11.8383 | 20.3213 | 570.7763 | 26826.484 | 684.9315 | 0.03496 | 0.002653 | 0.0013095 | 0.0022307 | 0.033716 | 0.03496 | 0.002653 | 0.0013095 | 0.0022307 | 0.033716 | 100000 | 100000 | 0 | 0 | 0
7397 |  |  |  | 9795.2055 |  |  |  |  | 1608.5992 | 1649.8467 | 1691.0942 | 1732.3417 | 1773.5892 | 13637.0543 | 13268.6279 | 12900.2015 | 12531.7752 | 12163.3488 |  | 0 |  |  |  |  | 1 | 1 | 1 | 1 | 1 | [5 empty] | 12.2164 | 18.711 | 570.7763 | 26826.484 | 684.9315 | 0.035713 | 0.0028047 | 0.001287 | 0.0022228 | 0.033969 | 0.035713 | 0.0028047 | 0.001287 | 0.0022228 | 0.033969 | 100000 | 100000 | 0 | 0 | 0
7398 |  |  |  | 9795.2055 |  |  |  |  | 2348.0835 | 2388.231 | 2428.3785 | 2468.526 | 2508.6735 | 22799.0206 | 22183.0694 | 21567.1182 | 20951.1669 | 20335.2157 |  | 0 |  |  |  |  | 1 | 1 | 1 | 1 | 1 | [5 empty] | 11.699 | 16.3051 | 570.7763 | 26826.484 | 684.9315 | 0.045744 | 0.0027517 | 0.0012917 | 0.0022303 | 0.033979 | 0.045744 | 0.0027517 | 0.0012917 | 0.0022303 | 0.033979 | 100000 | 100000 | 0 | 0 | 0
7399 |  |  |  | 9795.2055 |  |  |  |  | 3684.6547 | 3727.2772 | 3769.8997 | 3812.5222 | 3855.1447 | 27935.0325 | 27180.3239 | 26425.6153 | 25670.9066 | 24916.198 |  | 0 |  |  |  |  | 1 | 1 | 1 | 1 | 1 | [5 empty] | 11.7823 | 15.9785 | 570.7763 | 26826.484 | 684.9315 | 0.053867 | 0.0029567 | 0.0015524 | 0.0024276 | 0.036175 | 0.053866 | 0.0029567 | 0.0015524 | 0.0024276 | 0.036175 | 100000 | 100000 | 0 | 0 | 0
7400 |  |  |  | 9795.2055 |  |  |  |  | 4818.9234 | 4860.5834 | 4902.2434 | 4943.9034 | 4985.5634 | 28152.2588 | 27391.6814 | 26631.1041 | 25870.5268 | 25109.9494 |  | 0.03312 |  |  |  |  | 1 | 1 | 1 | 1 | 1 | [5 empty] | 12.0926 | 15.2685 | 570.7763 | 26826.484 | 684.9315 | 0.054735 | 0.0031793 | 0.001783 | 0.0044722 | 0.037868 | 0.054736 | 0.0031793 | 0.001783 | 0.0044722 | 0.037868 | 100000 | 100000 | 0 | 0 | 0
7401 |  |  |  | 9795.2055 |  |  |  |  | 4080.4212 | 4127.7737 | 4175.1262 | 4222.4787 | 4269.8312 | 24661.4435 | 23995.176 | 23328.9085 | 22662.641 | 21996.3735 |  | 0.0906 |  |  |  |  | 1 | 1 | 1 | 1 | 1 | [5 empty] | 11.6839 | 14.7528 | 570.7763 | 26826.484 | 684.9315 | 0.051705 | 0.0032886 | 0.001545 | 0.0037876 | 0.037318 | 0.051705 | 0.0032886 | 0.001545 | 0.0037876 | 0.037318 | 100000 | 100000 | 0 | 0 | 0
7402 |  |  |  | 9795.2055 |  |  |  |  | 3618.8573 | 3690.8773 | 3762.8973 | 3834.9173 | 3906.9373 | 22858.2028 | 22240.6527 | 21623.1026 | 21005.5524 | 20388.0023 |  | 0.10403 |  |  |  |  | 1 | 1 | 1 | 1 | 1 | [5 empty] | 10.8878 | 13.9245 | 570.7763 | 26826.484 | 684.9315 | 0.052066 | 0.0024739 | 0.0015202 | 0.0038237 | 0.036778 | 0.052066 | 0.0024739 | 0.0015202 | 0.0038237 | 0.036778 | 100000 | 100000 | 0 | 0 | 0
7403 |  |  |  | 9795.2055 |  |  |  |  | 3683.6726 | 3787.3426 | 3891.0126 | 3994.6826 | 4098.3526 | 21255.2848 | 20681.04 | 20106.7952 | 19532.5504 | 18958.3056 |  | 0.07909 |  |  |  |  | 1 | 1 | 1 | 1 | 1 | [5 empty] | 10.7172 | 13.1762 | 570.7763 | 26826.484 | 684.9315 | 0.054013 | 0.002119 | 0.0015654 | 0.0043031 | 0.036816 | 0.054013 | 0.002119 | 0.0015654 | 0.0043031 | 0.036816 | 100000 | 100000 | 0 | 0 | 0
7404 |  |  |  | 9795.2055 |  |  |  |  | 4259.1544 | 4429.0969 | 4599.0394 | 4768.9819 | 4938.9244 | 19466.5867 | 18940.6664 | 18414.7461 | 17888.8257 | 17362.9054 |  | 0.0827 |  |  |  |  | 1 | 1 | 1 | 1 | 1 | [5 empty] | 10.2207 | 12.2909 | 570.7763 | 26826.484 | 684.9315 | 0.054594 | 0.0021187 | 0.0015623 | 0.0045447 | 0.037064 | 0.054594 | 0.0021186 | 0.0015623 | 0.0045447 | 0.037064 | 100000 | 100000 | 0 | 0 | 0
7405 |  |  |  | 9795.2055 |  |  |  |  | 4108.9006 | 4319.9556 | 4531.0106 | 4742.0656 | 4953.1206 | 18542.6465 | 18041.6879 | 17540.7293 | 17039.7707 | 16538.812 |  | 0.05156 |  |  |  |  | 1 | 1 | 1 | 1 | 1 | [5 empty] | 9.7795 | 10.8717 | 570.7763 | 26826.484 | 684.9315 | 0.054887 | 0.0023069 | 0.0017777 | 0.005251 | 0.037691 | 0.054887 | 0.0023069 | 0.0017777 | 0.005251 | 0.037691 | 100000 | 100000 | 0 | 0 | 0
7406 |  |  |  | 9795.2055 |  |  |  |  | 4100.0622 | 4370.2113 | 4640.3605 | 4910.5097 | 5180.6588 | 18142.3386 | 17652.195 | 17162.0513 | 16671.9076 | 16181.7639 |  | 0.06605 |  |  |  |  | 1 | 1 | 1 | 1 | 1 | [5 empty] | 9.4951 | 10.6567 | 570.7763 | 26826.484 | 684.9315 | 0.055989 | 0.0046495 | 0.0034315 | 0.02119 | 0.040209 | 0.055989 | 0.0046495 | 0.0034315 | 0.02119 | 0.040209 | 100000 | 100000 | 0 | 0 | 0
7407 |  |  |  | 9795.2055 |  |  |  |  | 4083.3673 | 4415.8298 | 4748.2923 | 5080.7548 | 5413.2173 | 17703.0257 | 17224.7507 | 16746.4758 | 16268.2008 | 15789.9259 |  | 0.17803 |  |  |  |  | 1 | 1 | 1 | 1 | 1 | [5 empty] | 9.1347 | 10.6358 | 570.7763 | 26826.484 | 684.9315 | 0.086302 | 0.0272 | 0.034421 | 0.040786 | 0.042723 | 0.086302 | 0.0272 | 0.034421 | 0.040786 | 0.042723 | 100000 | 100000 | 0 | 0 | 0
7408 |  |  |  | 9795.2055 |  |  |  |  | 3839.8187 | 4263.082 | 4686.3454 | 5109.6087 | 5532.872 | 17947.6506 | 17462.7667 | 16977.8828 | 16492.999 | 16008.1151 |  | 0.08403 |  |  |  |  | 1 | 1 | 1 | 1 | 1 | [5 empty] | 9.4688 | 10.6188 | 570.7763 | 26826.484 | 684.9315 | 0.095726 | 0.034617 | 0.041661 | 0.043775 | 0.044839 | 0.095726 | 0.034617 | 0.041661 | 0.043775 | 0.044839 | 100000 | 100000 | 0 | 0 | 0
7409 |  |  |  | 9795.2055 |  |  |  |  | 4151.1288 | 4778.1038 | 5405.0788 | 6032.0538 | 6659.0288 | 18764.1581 | 18257.215 | 17750.2719 | 17243.3288 | 16736.3857 |  | 0 |  |  |  |  | 1 | 1 | 1 | 1 | 1 | [5 empty] | 10.5448 | 10.9496 | 570.7763 | 26826.484 | 684.9315 | 0.0997 | 0.055041 | 0.047342 | 0.047109 | 0.046114 | 0.0997 | 0.055041 | 0.047342 | 0.047109 | 0.046114 | 100000 | 100000 | 0 | 0 | 0
7410 |  |  |  | 9795.2055 |  |  |  |  | 5657.5948 | 6443.9264 | 7230.2581 | 8016.5898 | 8802.9214 | 19844.1186 | 19307.9986 | 18771.8787 | 18235.7588 | 17699.6388 |  | 0 |  |  |  |  | 1 | 1 | 1 | 1 | 1 | [5 empty] | 11.3861 | 10.7133 | 570.7763 | 26826.484 | 684.9315 | 0.1033 | 0.078471 | 0.049294 | 0.047535 | 0.046359 | 0.1033 | 0.078471 | 0.049294 | 0.047535 | 0.046359 | 100000 | 100000 | 0 | 0 | 0
7411 |  |  |  | 9795.2055 |  |  |  |  | 6622.9507 | 7442.4191 | 8261.8874 | 9081.3557 | 9900.8241 | 21299.9244 | 20724.4736 | 20149.0228 | 19573.572 | 18998.1212 |  | 0 |  |  |  |  | 1 | 1 | 1 | 1 | 1 | [5 empty] | 11.7244 | 11.6925 | 570.7763 | 26826.484 | 684.9315 | 0.10367 | 0.060508 | 0.048652 | 0.047187 | 0.046253 | 0.10367 | 0.060509 | 0.048652 | 0.047187 | 0.046253 | 100000 | 100000 | 0 | 0 | 0
7412 |  |  |  | 9795.2055 |  |  |  |  | 6951.9378 | 7701.5578 | 8451.1778 | 9200.7978 | 9950.4178 | 23131.9129 | 22506.9681 | 21882.0232 | 21257.0784 | 20632.1335 |  | 0 |  |  |  |  | 1 | 1 | 1 | 1 | 1 | [5 empty] | 11.8322 | 12.6782 | 570.7763 | 26826.484 | 684.9315 | 0.10253 | 0.052215 | 0.047013 | 0.045013 | 0.045109 | 0.10253 | 0.052215 | 0.047013 | 0.045013 | 0.045109 | 100000 | 100000 | 0 | 0 | 0
7413 |  |  |  | 9795.2055 |  |  |  |  | 6168.2612 | 6811.9562 | 7455.6512 | 8099.3462 | 8743.0412 | 23091.8959 | 22468.0322 | 21844.1685 | 21220.3048 | 20596.4411 |  | 0 |  |  |  |  | 1 | 1 | 1 | 1 | 1 | [5 empty] | 12.0503 | 15.3879 | 570.7763 | 26826.484 | 684.9315 | 0.098983 | 0.050861 | 0.044133 | 0.044192 | 0.045068 | 0.098983 | 0.050861 | 0.044134 | 0.044192 | 0.045068 | 100000 | 100000 | 0 | 0 | 0
7414 |  |  |  | 9795.2055 |  |  |  |  | 5239.2411 | 5761.1711 | 6283.1011 | 6805.0311 | 7326.9611 | 21454.2582 | 20874.6378 | 20295.0174 | 19715.3971 | 19135.7767 |  | 0 |  |  |  |  | 1 | 1 | 1 | 1 | 1 | [5 empty] | 12.5703 | 15.7224 | 570.7763 | 26826.484 | 684.9315 | 0.097927 | 0.046185 | 0.043072 | 0.043801 | 0.044464 | 0.097927 | 0.046186 | 0.043072 | 0.043801 | 0.044464 | 100000 | 100000 | 0 | 0 | 0
7415 |  |  |  | 9795.2055 |  |  |  |  | 5031.0464 | 5490.8289 | 5950.6114 | 6410.3939 | 6870.1764 | 16303.3664 | 15862.9054 | 15422.4445 | 14981.9835 | 14541.5225 |  | 0 |  |  |  |  | 1 | 1 | 1 | 1 | 1 | [5 empty] | 12.7843 | 13.7161 | 570.7763 | 26826.484 | 684.9315 | 0.096516 | 0.043577 | 0.042296 | 0.042941 | 0.044249 | 0.096516 | 0.043577 | 0.042296 | 0.042941 | 0.044249 | 100000 | 100000 | 0 | 0 | 0
7416 |  |  |  | 9795.2055 |  |  |  |  | 3749.47 | 4138.4975 | 4527.525 | 4916.5525 | 5305.58 | 9595.208 | 9335.9785 | 9076.7489 | 8817.5193 | 8558.2898 |  | 0 |  |  |  |  | 1 | 1 | 1 | 1 | 1 | [5 empty] | 12.5496 | 10.564 | 570.7763 | 26826.484 | 684.9315 | 0.094967 | 0.043001 | 0.041949 | 0.042901 | 0.044224 | 0.094967 | 0.043001 | 0.041949 | 0.042901 | 0.044224 | 100000 | 100000 | 0 | 0 | 0
7417 |  |  |  | 9795.2055 |  |  |  |  | 2973.4425 | 3294.245 | 3615.0475 | 3935.85 | 4256.6525 | 7196.1814 | 7001.7653 | 6807.3492 | 6612.9331 | 6418.517 |  | 0 |  |  |  |  | 1 | 1 | 1 | 1 | 1 | [5 empty] | 12.8762 | 10.9698 | 570.7763 | 26826.484 | 684.9315 | 0.09438 | 0.042912 | 0.041945 | 0.042959 | 0.044255 | 0.09438 | 0.042912 | 0.041945 | 0.042959 | 0.044255 | 100000 | 100000 | 0 | 0 | 0
7418 |  |  |  | 9795.2055 |  |  |  |  | 2179.8015 | 2359.3965 | 2538.9915 | 2718.5865 | 2898.1815 | 7717.8224 | 7509.3134 | 7300.8043 | 7092.2953 | 6883.7862 |  | 0 |  |  |  |  | 1 | 1 | 1 | 1 | 1 | [5 empty] | 13.6724 | 9.5847 | 570.7763 | 26826.484 | 684.9315 | 0.093961 | 0.042822 | 0.04196 | 0.043054 | 0.044286 | 0.093961 | 0.042822 | 0.04196 | 0.043054 | 0.044286 | 100000 | 100000 | 0 | 0 | 0
7419 |  |  |  | 9795.2055 |  |  |  |  | 1601.0844 | 1710.4744 | 1819.8644 | 1929.2544 | 2038.6444 | 8038.5502 | 7821.3762 | 7604.2022 | 7387.0282 | 7169.8542 |  | 0 |  |  |  |  | 1 | 1 | 1 | 1 | 1 | [5 empty] | 13.3024 | 11.4669 | 570.7763 | 26826.484 | 684.9315 | 0.093714 | 0.04289 | 0.042006 | 0.043175 | 0.044291 | 0.093714 | 0.04289 | 0.042006 | 0.043175 | 0.044291 | 100000 | 100000 | 0 | 0 | 0
7420 |  |  |  | 9795.2055 |  |  |  |  | 1417.709 | 1472.569 | 1527.429 | 1582.289 | 1637.149 | 9439.7948 | 9184.7639 | 8929.7331 | 8674.7023 | 8419.6714 |  | 0 |  |  |  |  | 1 | 1 | 1 | 1 | 1 | [5 empty] | 12.6379 | 12.0631 | 570.7763 | 26826.484 | 684.9315 | 0.093368 | 0.04242 | 0.041584 | 0.042393 | 0.044029 | 0.093369 | 0.04242 | 0.041584 | 0.042393 | 0.044029 | 100000 | 100000 | 0 | 0 | 0
7421 |  |  |  | 9795.2055 |  |  |  |  | 1557.7053 | 1607.2028 | 1656.7003 | 1706.1978 | 1755.6953 | 13351.3849 | 12990.6763 | 12629.9678 | 12269.2592 | 11908.5506 |  | 0 |  |  |  |  | 1 | 1 | 1 | 1 | 1 | [5 empty] | 12.4125 | 13.3754 | 570.7763 | 26826.484 | 684.9315 | 0.093498 | 0.042424 | 0.041375 | 0.042439 | 0.044188 | 0.093498 | 0.042424 | 0.041375 | 0.042439 | 0.044188 | 100000 | 100000 | 0 | 0 | 0
7422 |  |  |  | 9795.2055 |  |  |  |  | 1959.9481 | 2008.9506 | 2057.9531 | 2106.9556 | 2155.9581 | 22319.5381 | 21716.5409 | 21113.5436 | 20510.5463 | 19907.5491 |  | 0 |  |  |  |  | 1 | 1 | 1 | 1 | 1 | [5 empty] | 11.7152 | 13.6287 | 570.7763 | 26826.484 | 684.9315 | 0.093563 | 0.042686 | 0.042118 | 0.042612 | 0.044116 | 0.093563 | 0.042686 | 0.042118 | 0.042612 | 0.044116 | 100000 | 100000 | 0 | 0 | 0
7423 |  |  |  | 9795.2055 |  |  |  |  | 2543.5947 | 2585.8047 | 2628.0147 | 2670.2247 | 2712.4347 | 27346.694 | 26607.8803 | 25869.0665 | 25130.2528 | 24391.439 |  | 0 |  |  |  |  | 1 | 1 | 1 | 1 | 1 | [5 empty] | 11.0238 | 13.5431 | 570.7763 | 26826.484 | 684.9315 | 0.094396 | 0.043234 | 0.042539 | 0.043133 | 0.044213 | 0.094396 | 0.043234 | 0.042539 | 0.043133 | 0.044213 | 100000 | 100000 | 0 | 0 | 0
7424 |  |  |  | 9795.2055 |  |  |  |  | 3645.819 | 3687.3415 | 3728.864 | 3770.3865 | 3811.909 | 27558.2325 | 26813.7037 | 26069.175 | 25324.6462 | 24580.1174 |  | 0.00866 |  |  |  |  | 1 | 1 | 1 | 1 | 1 | [5 empty] | 10.7244 | 8.2928 | 570.7763 | 26826.484 | 684.9315 | 0.094885 | 0.043146 | 0.043182 | 0.043098 | 0.044115 | 0.094885 | 0.043146 | 0.043182 | 0.043098 | 0.044115 | 100000 | 100000 | 0 | 0 | 0
7425 |  |  |  | 9795.2055 |  |  |  |  | 3915.9527 | 3991.6852 | 4067.4177 | 4143.1502 | 4218.8827 | 24142.2139 | 23489.9742 | 22837.7345 | 22185.4948 | 21533.2551 |  | 0.03061 |  |  |  |  | 1 | 1 | 1 | 1 | 1 | [5 empty] | 11.4495 | 10.4637 | 570.7763 | 26826.484 | 684.9315 | 0.094397 | 0.042543 | 0.041473 | 0.042644 | 0.043479 | 0.094397 | 0.042543 | 0.041473 | 0.042644 | 0.043479 | 100000 | 100000 | 0 | 0 | 0
7426 |  |  |  | 9795.2055 |  |  |  |  | 4260.0281 | 4380.4731 | 4500.9181 | 4621.3631 | 4741.8081 | 22377.2005 | 21772.6454 | 21168.0903 | 20563.5352 | 19958.9801 |  | 0.07499 |  |  |  |  | 1 | 1 | 1 | 1 | 1 | [5 empty] | 11.8172 | 9.2783 | 570.7763 | 26826.484 | 684.9315 | 0.093724 | 0.042316 | 0.04134 | 0.041718 | 0.043073 | 0.093724 | 0.042316 | 0.04134 | 0.041718 | 0.043073 | 100000 | 100000 | 0 | 0 | 0
7427 |  |  |  | 9795.2055 |  |  |  |  | 4567.6256 | 4815.6931 | 5063.7606 | 5311.8281 | 5559.8956 | 20808.2814 | 20246.1131 | 19683.9448 | 19121.7765 | 18559.6083 |  | 0.20168 |  |  |  |  | 1 | 1 | 1 | 1 | 1 | [5 empty] | 11.0579 | 10.264 | 570.7763 | 26826.484 | 684.9315 | 0.093432 | 0.042475 | 0.041469 | 0.041784 | 0.043083 | 0.093432 | 0.042475 | 0.041469 | 0.041784 | 0.043083 | 100000 | 100000 | 0 | 0 | 0
7428 |  |  |  | 9795.2055 |  |  |  |  | 5212.3973 | 5527.6998 | 5843.0023 | 6158.3048 | 6473.6073 | 19057.5602 | 18542.6904 | 18027.8206 | 17512.9507 | 16998.0809 |  | 0.23196 |  |  |  |  | 1 | 1 | 1 | 1 | 1 | [5 empty] | 10.614 | 7.2744 | 570.7763 | 26826.484 | 684.9315 | 0.093673 | 0.04257 | 0.041464 | 0.04158 | 0.043284 | 0.093673 | 0.04257 | 0.041464 | 0.04158 | 0.043284 | 100000 | 100000 | 0 | 0 | 0
7429 |  |  |  | 9795.2055 |  |  |  |  | 5011.2759 | 5458.2434 | 5905.2109 | 6352.1784 | 6799.1459 | 18153.3684 | 17662.9267 | 17172.4851 | 16682.0434 | 16191.6017 |  | 0.23542 |  |  |  |  | 1 | 1 | 1 | 1 | 1 | [5 empty] | 10.8169 | 7.5591 | 570.7763 | 26826.484 | 684.9315 | 0.093744 | 0.042718 | 0.04142 | 0.041428 | 0.043107 | 0.093744 | 0.042718 | 0.04142 | 0.041428 | 0.043107 | 100000 | 100000 | 0 | 0 | 0
7430 |  |  |  | 9795.2055 |  |  |  |  | 4832.8299 | 5337.4899 | 5842.1499 | 6346.8099 | 6851.4699 | 17761.3443 | 17281.4938 | 16801.6433 | 16321.7928 | 15841.9423 |  | 0.19097 |  |  |  |  | 1 | 1 | 1 | 1 | 1 | [5 empty] | 10.7587 | 7.5946 | 570.7763 | 26826.484 | 684.9315 | 0.094957 | 0.042978 | 0.041434 | 0.041868 | 0.043034 | 0.094957 | 0.042978 | 0.041434 | 0.041868 | 0.043034 | 100000 | 100000 | 0 | 0 | 0
7431 |  |  |  | 9795.2055 |  |  |  |  | 5108.8789 | 5610.4314 | 6111.9839 | 6613.5364 | 7115.0889 | 17331.0981 | 16862.8714 | 16394.6446 | 15926.4179 | 15458.1911 |  | 0.23479 |  |  |  |  | 1 | 1 | 1 | 1 | 1 | [5 empty] | 10.5896 | 8.2653 | 570.7763 | 26826.484 | 684.9315 | 0.0976 | 0.074645 | 0.049956 | 0.044519 | 0.044713 | 0.097599 | 0.074645 | 0.049956 | 0.044519 | 0.044713 | 100000 | 100000 | 0 | 0 | 0
7432 |  |  |  | 9795.2055 |  |  |  |  | 5394.7868 | 5887.6227 | 6380.4585 | 6873.2943 | 7366.1302 | 17570.3981 | 17095.7063 | 16621.0145 | 16146.3227 | 15671.6309 |  | 0.06766 |  |  |  |  | 1 | 1 | 1 | 1 | 1 | [5 empty] | 10.7479 | 8.3121 | 570.7763 | 26826.484 | 684.9315 | 0.10491 | 0.091693 | 0.084487 | 0.09341 | 0.088222 | 0.10491 | 0.091693 | 0.084487 | 0.09341 | 0.088222 | 100000 | 100000 | 0 | 0 | 0
7433 |  |  |  | 9795.2055 |  |  |  |  | 5946.8849 | 6425.3666 | 6903.8482 | 7382.3299 | 7860.8116 | 18369.3967 | 17873.1187 | 17376.8407 | 16880.5627 | 16384.2846 |  | 0 |  |  |  |  | 1 | 1 | 1 | 1 | 1 | [5 empty] | 10.6671 | 8.3905 | 570.7763 | 26826.484 | 684.9315 | 0.11201 | 0.10603 | 0.10551 | 0.11779 | 0.10008 | 0.11201 | 0.10603 | 0.10552 | 0.11779 | 0.10008 | 100000 | 100000 | 0 | 0 | 0
7434 |  |  |  | 9795.2055 |  |  |  |  | 7427.6908 | 7916.0716 | 8404.4525 | 8892.8333 | 9381.2141 | 19426.4771 | 18901.6405 | 18376.8038 | 17851.9671 | 17327.1304 |  | 0 |  |  |  |  | 1 | 1 | 1 | 1 | 1 | [5 empty] | 10.5636 | 6.9598 | 570.7763 | 26826.484 | 684.9315 | 0.11419 | 0.11618 | 0.10791 | 0.11879 | 0.10959 | 0.11419 | 0.11618 | 0.10791 | 0.11879 | 0.10959 | 100000 | 100000 | 0 | 0 | 0
7435 |  |  |  | 9795.2055 |  |  |  |  | 7747.119 | 8236.434 | 8725.749 | 9215.064 | 9704.379 | 20851.6517 | 20288.3117 | 19724.9717 | 19161.6316 | 18598.2916 |  | 0 |  |  |  |  | 1 | 1 | 1 | 1 | 1 | [5 empty] | 10.9128 | 6.6255 | 570.7763 | 26826.484 | 684.9315 | 0.11618 | 0.11758 | 0.11313 | 0.12057 | 0.11072 | 0.11618 | 0.11758 | 0.11313 | 0.12057 | 0.11072 | 100000 | 100000 | 0 | 0 | 0
7436 |  |  |  | 9795.2055 |  |  |  |  | 7189.1056 | 7682.3264 | 8175.5472 | 8668.7681 | 9161.9889 | 22645.0848 | 22033.2924 | 21421.5 | 20809.7076 | 20197.9152 |  | 0 |  |  |  |  | 1 | 1 | 1 | 1 | 1 | [5 empty] | 10.6546 | 5.011 | 570.7763 | 26826.484 | 684.9315 | 0.11619 | 0.11775 | 0.11291 | 0.12056 | 0.11067 | 0.11619 | 0.11775 | 0.11291 | 0.12056 | 0.11067 | 100000 | 100000 | 0 | 0 | 0
7437 |  |  |  | 9795.2055 |  |  |  |  | 6061.2481 | 6493.2006 | 6925.1531 | 7357.1056 | 7789.0581 | 22606.3689 | 21995.6225 | 21384.876 | 20774.1296 | 20163.3832 |  | 0 |  |  |  |  | 1 | 1 | 1 | 1 | 1 | [5 empty] | 11.3256 | 3.728 | 570.7763 | 26826.484 | 684.9315 | 0.11589 | 0.11775 | 0.10838 | 0.11906 | 0.1097 | 0.11589 | 0.11775 | 0.10838 | 0.11906 | 0.1097 | 100000 | 100000 | 0 | 0 | 0
7438 |  |  |  | 9795.2055 |  |  |  |  | 5145.3568 | 5530.5068 | 5915.6568 | 6300.8068 | 6685.9568 | 21003.7174 | 20436.2691 | 19868.8208 | 19301.3725 | 18733.9242 |  | 0 |  |  |  |  | 1 | 1 | 1 | 1 | 1 | [5 empty] | 11.6152 | 4.1875 | 570.7763 | 26826.484 | 684.9315 | 0.11625 | 0.11778 | 0.10842 | 0.11916 | 0.10991 | 0.11625 | 0.11778 | 0.10842 | 0.11916 | 0.10991 | 100000 | 100000 | 0 | 0 | 0
7439 |  |  |  | 9795.2055 |  |  |  |  | 5289.2967 | 5645.0233 | 6000.75 | 6356.4767 | 6712.2033 | 15962.1048 | 15530.8636 | 15099.6223 | 14668.3811 | 14237.1398 |  | 0 |  |  |  |  | 1 | 1 | 1 | 1 | 1 | [5 empty] | 10.8726 | 5.8684 | 570.7763 | 26826.484 | 684.9315 | 0.11586 | 0.11777 | 0.10801 | 0.11932 | 0.10997 | 0.11586 | 0.11777 | 0.10801 | 0.11932 | 0.10997 | 100000 | 100000 | 0 | 0 | 0
7440 |  |  |  | 9795.2055 |  |  |  |  | 4213.6913 | 4559.023 | 4904.3547 | 5249.6863 | 5595.018 | 9395.437 | 9141.6046 | 8887.7722 | 8633.9397 | 8380.1073 |  | 0 |  |  |  |  | 1 | 1 | 1 | 1 | 1 | [5 empty] | 9.7164 | 4.0755 | 570.7763 | 26826.484 | 684.9315 | 0.11561 | 0.11739 | 0.10809 | 0.11929 | 0.10997 | 0.11561 | 0.11739 | 0.10809 | 0.11929 | 0.10997 | 100000 | 100000 | 0 | 0 | 0
7441 |  |  |  | 9795.2055 |  |  |  |  | 3393.7861 | 3773.2711 | 4152.7561 | 4532.2411 | 4911.7261 | 11166.252 | 10864.5782 | 10562.9044 | 10261.2306 | 9959.5569 |  | 0 |  |  |  |  | 1 | 1 | 1 | 1 | 1 | [5 empty] | 10.0821 | 3.4899 | 570.7763 | 26826.484 | 684.9315 | 0.1155 | 0.11758 | 0.10825 | 0.1196 | 0.10998 | 0.1155 | 0.11758 | 0.10825 | 0.1196 | 0.10998 | 100000 | 100000 | 0 | 0 | 0
7442 |  |  |  | 9795.2055 |  |  |  |  | 2605.9605 | 2923.628 | 3241.2955 | 3558.963 | 3876.6305 | 12120.5368 | 11793.0815 | 11465.6263 | 11138.171 | 10810.7157 |  | 0 |  |  |  |  | 1 | 1 | 1 | 1 | 1 | [5 empty] | 11.0215 | 3.0433 | 570.7763 | 26826.484 | 684.9315 | 0.11547 | 0.1176 | 0.10835 | 0.11968 | 0.11011 | 0.11547 | 0.1176 | 0.10835 | 0.11968 | 0.11011 | 100000 | 100000 | 0 | 0 | 0
7443 |  |  |  | 9795.2055 |  |  |  |  | 1922.0567 | 2122.9642 | 2323.8717 | 2524.7792 | 2725.6867 | 12220.8293 | 11890.6644 | 11560.4996 | 11230.3348 | 10900.1699 |  | 0 |  |  |  |  | 1 | 1 | 1 | 1 | 1 | [5 empty] | 10.8176 | 2.9856 | 570.7763 | 26826.484 | 684.9315 | 0.11547 | 0.11761 | 0.10833 | 0.11971 | 0.11014 | 0.11547 | 0.11761 | 0.10834 | 0.11971 | 0.11014 | 100000 | 100000 | 0 | 0 | 0
7444 |  |  |  | 9795.2055 |  |  |  |  | 1708.2749 | 1807.5999 | 1906.9249 | 2006.2499 | 2105.5749 | 13850.8845 | 13476.6812 | 13102.4778 | 12728.2745 | 12354.0712 |  | 0 |  |  |  |  | 1 | 1 | 1 | 1 | 1 | [5 empty] | 10.416 | 2.7869 | 570.7763 | 26826.484 | 684.9315 | 0.11011 | 0.10963 | 0.10315 | 0.11164 | 0.10813 | 0.11012 | 0.10963 | 0.10315 | 0.11164 | 0.10813 | 100000 | 100000 | 0 | 0 | 0
7445 |  |  |  | 9795.2055 |  |  |  |  | 1808.2377 | 1866.5627 | 1924.8877 | 1983.2127 | 2041.5377 | 17789.4479 | 17308.8382 | 16828.2284 | 16347.6186 | 15867.0088 |  | 0 |  |  |  |  | 1 | 1 | 1 | 1 | 1 | [5 empty] | 10.413 | 2.0933 | 570.7763 | 26826.484 | 684.9315 | 0.11044 | 0.10973 | 0.10339 | 0.11218 | 0.10835 | 0.11045 | 0.10973 | 0.10339 | 0.11218 | 0.10835 | 100000 | 100000 | 0 | 0 | 0
7446 |  |  |  | 9795.2055 |  |  |  |  | 2110.1055 | 2149.428 | 2188.7505 | 2228.073 | 2267.3955 | 26296.113 | 25585.6823 | 24875.2517 | 24164.821 | 23454.3904 |  | 0 |  |  |  |  | 1 | 1 | 1 | 1 | 1 | [5 empty] | 10.9463 | 2.2887 | 570.7763 | 26826.484 | 684.9315 | 0.11065 | 0.10946 | 0.10422 | 0.11223 | 0.10835 | 0.11065 | 0.10946 | 0.10422 | 0.11223 | 0.10835 | 100000 | 100000 | 0 | 0 | 0
7447 |  |  |  | 9795.2055 |  |  |  |  | 2500.0594 | 2541.5819 | 2583.1044 | 2624.6269 | 2666.1494 | 31010.5742 | 30172.775 | 29334.9758 | 28497.1766 | 27659.3773 |  | 0 |  |  |  |  | 1 | 1 | 1 | 1 | 1 | [5 empty] | 11.8953 | 1.8991 | 570.7763 | 26826.484 | 684.9315 | 0.11262 | 0.11084 | 0.10479 | 0.11339 | 0.10883 | 0.11262 | 0.11084 | 0.1048 | 0.11339 | 0.10883 | 100000 | 100000 | 0 | 0 | 0
7448 |  |  |  | 9795.2055 |  |  |  |  | 3722.3766 | 3764.8616 | 3807.3466 | 3849.8316 | 3892.3166 | 29771.2331 | 28966.9166 | 28162.6002 | 27358.2837 | 26553.9672 |  | 0.0181 |  |  |  |  | 1 | 1 | 1 | 1 | 1 | [5 empty] | 10.5634 | 1.4831 | 570.7763 | 26826.484 | 684.9315 | 0.11363 | 0.11211 | 0.10471 | 0.11101 | 0.10783 | 0.11363 | 0.11211 | 0.10471 | 0.11101 | 0.10783 | 100000 | 100000 | 0 | 0 | 0
7449 |  |  |  | 9795.2055 |  |  |  |  | 4612.1444 | 4653.2544 | 4694.3644 | 4735.4744 | 4776.5844 | 27907.6093 | 27153.6415 | 26399.6738 | 25645.706 | 24891.7383 |  | 0.06074 |  |  |  |  | 1 | 1 | 1 | 1 | 1 | [5 empty] | 9.4608 | 1.8798 | 570.7763 | 26826.484 | 684.9315 | 0.11199 | 0.10836 | 0.098328 | 0.10284 | 0.086453 | 0.11199 | 0.10836 | 0.098328 | 0.10284 | 0.086453 | 100000 | 100000 | 0 | 0 | 0
7450 |  |  |  | 9795.2055 |  |  |  |  | 5448.4667 | 5504.2892 | 5560.1117 | 5615.9342 | 5671.7567 | 26099.3871 | 25394.2713 | 24689.1555 | 23984.0397 | 23278.9239 |  | 0.05357 |  |  |  |  | 1 | 1 | 1 | 1 | 1 | [5 empty] | 9.1663 | 2.1612 | 570.7763 | 26826.484 | 684.9315 | 0.11115 | 0.10747 | 0.095547 | 0.095405 | 0.070158 | 0.11115 | 0.10747 | 0.095547 | 0.095405 | 0.070158 | 100000 | 100000 | 0 | 0 | 0
7451 |  |  |  | 9795.2055 |  |  |  |  | 6114.5553 | 6187.5653 | 6260.5753 | 6333.5853 | 6406.5953 | 24669.9718 | 24003.4739 | 23336.976 | 22670.4781 | 22003.9802 |  | 0.0625 |  |  |  |  | 1 | 1 | 1 | 1 | 1 | [5 empty] | 8.2452 | 2.566 | 570.7763 | 26826.484 | 684.9315 | 0.11082 | 0.10757 | 0.095709 | 0.095402 | 0.070591 | 0.11082 | 0.10757 | 0.095709 | 0.095402 | 0.070591 | 100000 | 100000 | 0 | 0 | 0
7452 |  |  |  | 9795.2055 |  |  |  |  | 7064.6967 | 7179.0367 | 7293.3767 | 7407.7167 | 7522.0567 | 23368.5774 | 22737.2387 | 22105.9 | 21474.5613 | 20843.2226 |  | 0.05012 |  |  |  |  | 1 | 1 | 1 | 1 | 1 | [5 empty] | 7.4489 | 2.9179 | 570.7763 | 26826.484 | 684.9315 | 0.11093 | 0.10801 | 0.095492 | 0.095415 | 0.07048 | 0.11093 | 0.10801 | 0.095492 | 0.095415 | 0.07048 | 100000 | 100000 | 0 | 0 | 0
7453 |  |  |  | 9795.2055 |  |  |  |  | 6646.0407 | 6825.0582 | 7004.0757 | 7183.0932 | 7362.1107 | 23063.6759 | 22440.5746 | 21817.4733 | 21194.372 | 20571.2707 |  | 0.05336 |  |  |  |  | 1 | 1 | 1 | 1 | 1 | [5 empty] | 6.6441 | 2.7949 | 570.7763 | 26826.484 | 684.9315 | 0.1117 | 0.10749 | 0.095463 | 0.095329 | 0.069838 | 0.1117 | 0.10749 | 0.095463 | 0.095329 | 0.069838 | 100000 | 100000 | 0 | 0 | 0
7454 |  |  |  | 9795.2055 |  |  |  |  | 5844.3589 | 6080.4097 | 6316.4606 | 6552.5114 | 6788.5622 | 22684.8689 | 22072.0017 | 21459.1344 | 20846.2672 | 20233.3999 |  | 0.05741 |  |  |  |  | 1 | 1 | 1 | 1 | 1 | [5 empty] | 6.3607 | 2.8998 | 570.7763 | 26826.484 | 684.9315 | 0.11184 | 0.10778 | 0.095726 | 0.095641 | 0.070417 | 0.11184 | 0.10778 | 0.095726 | 0.095641 | 0.070417 | 100000 | 100000 | 0 | 0 | 0
7455 |  |  |  | 9795.2055 |  |  |  |  | 5362.3601 | 5711.8718 | 6061.3835 | 6410.8951 | 6760.4068 | 22975.2355 | 22354.5236 | 21733.8116 | 21113.0997 | 20492.3877 |  | 0.01405 |  |  |  |  | 1 | 1 | 1 | 1 | 1 | [5 empty] | 5.7585 | 3.2502 | 570.7763 | 26826.484 | 684.9315 | 0.11454 | 0.11295 | 0.10279 | 0.10821 | 0.0908 | 0.11454 | 0.11296 | 0.10279 | 0.10821 | 0.0908 | 100000 | 100000 | 0 | 0 | 0
7456 |  |  |  | 9795.2055 |  |  |  |  | 5176.2908 | 5495.8833 | 5815.4758 | 6135.0683 | 6454.6608 | 23698.5244 | 23058.2717 | 22418.019 | 21777.7662 | 21137.5135 |  | 0.01984 |  |  |  |  | 1 | 1 | 1 | 1 | 1 | [5 empty] | 5.5179 | 3.2773 | 570.7763 | 26826.484 | 684.9315 | 0.11585 | 0.11777 | 0.10553 | 0.11548 | 0.10556 | 0.11585 | 0.11777 | 0.10553 | 0.11548 | 0.10556 | 100000 | 100000 | 0 | 0 | 0
7457 |  |  |  | 9795.2055 |  |  |  |  | 5587.029 | 5945.174 | 6303.319 | 6661.464 | 7019.609 | 25168.8615 | 24488.8853 | 23808.9091 | 23128.9329 | 22448.9567 |  | 0 |  |  |  |  | 1 | 1 | 1 | 1 | 1 | [5 empty] | 5.2278 | 3.6123 | 570.7763 | 26826.484 | 684.9315 | 0.11676 | 0.11935 | 0.10752 | 0.11705 | 0.10678 | 0.11676 | 0.11935 | 0.10752 | 0.11705 | 0.10678 | 100000 | 100000 | 0 | 0 | 0
7458 |  |  |  | 9795.2055 |  |  |  |  | 7055.7891 | 7449.1341 | 7842.4791 | 8235.8241 | 8629.1691 | 26693.3138 | 25972.1521 | 25250.9905 | 24529.8288 | 23808.6672 |  | 0 |  |  |  |  | 1 | 1 | 1 | 1 | 1 | [5 empty] | 4.2331 | 3.4354 | 570.7763 | 26826.484 | 684.9315 | 0.11742 | 0.12058 | 0.10812 | 0.11745 | 0.10677 | 0.11742 | 0.12058 | 0.10812 | 0.11745 | 0.10677 | 100000 | 100000 | 0 | 0 | 0
7459 |  |  |  | 9795.2055 |  |  |  |  | 7439.8046 | 7938.0846 | 8436.3646 | 8934.6446 | 9432.9246 | 27610.6459 | 26864.7011 | 26118.7563 | 25372.8114 | 24626.8666 |  | 0 |  |  |  |  | 1 | 1 | 1 | 1 | 1 | [5 empty] | 4.7514 | 3.3677 | 570.7763 | 26826.484 | 684.9315 | 0.11742 | 0.12058 | 0.10812 | 0.11745 | 0.10681 | 0.11742 | 0.12058 | 0.10812 | 0.11745 | 0.10681 | 100000 | 100000 | 0 | 0 | 0
7460 |  |  |  | 9795.2055 |  |  |  |  | 7050.8405 | 7584.0996 | 8117.3588 | 8650.618 | 9183.8771 | 28186.1238 | 27424.6315 | 26663.1393 | 25901.647 | 25140.1548 |  | 0 |  |  |  |  | 1 | 1 | 1 | 1 | 1 | [5 empty] | 3.1257 | 3.1505 | 570.7763 | 26826.484 | 684.9315 | 0.11702 | 0.11932 | 0.10645 | 0.11688 | 0.10681 | 0.11702 | 0.11932 | 0.10645 | 0.11688 | 0.10681 | 100000 | 100000 | 0 | 0 | 0
7461 |  |  |  | 9795.2055 |  |  |  |  | 6090.8018 | 6577.5326 | 7064.2635 | 7550.9943 | 8037.7251 | 27652.9091 | 26905.8224 | 26158.7358 | 25411.6492 | 24664.5626 |  | 0 |  |  |  |  | 1 | 1 | 1 | 1 | 1 | [5 empty] | 8.4073 | 3.1323 | 570.7763 | 26826.484 | 684.9315 | 0.11628 | 0.11784 | 0.10478 | 0.11488 | 0.1061 | 0.11628 | 0.11784 | 0.10478 | 0.11488 | 0.1061 | 100000 | 100000 | 0 | 0 | 0
7462 |  |  |  | 9795.2055 |  |  |  |  | 5159.4654 | 5562.352 | 5965.2387 | 6368.1254 | 6771.012 | 24894.371 | 24221.8106 | 23549.2502 | 22876.6898 | 22204.1294 |  | 0 |  |  |  |  | 1 | 1 | 1 | 1 | 1 | [5 empty] | 6.6723 | 3.4587 | 570.7763 | 26826.484 | 684.9315 | 0.1154 | 0.11646 | 0.10398 | 0.11296 | 0.10481 | 0.1154 | 0.11646 | 0.10398 | 0.11296 | 0.10481 | 100000 | 100000 | 0 | 0 | 0
7463 |  |  |  | 9795.2055 |  |  |  |  | 5057.5231 | 5385.3098 | 5713.0965 | 6040.8831 | 6368.6698 | 18932.5206 | 18421.0289 | 17909.5373 | 17398.0456 | 16886.5539 |  | 0 |  |  |  |  | 1 | 1 | 1 | 1 | 1 | [5 empty] | 6.4717 | 5.2745 | 570.7763 | 26826.484 | 684.9315 | 0.11348 | 0.11546 | 0.10364 | 0.11132 | 0.10447 | 0.11348 | 0.11546 | 0.10364 | 0.11132 | 0.10447 | 100000 | 100000 | 0 | 0 | 0
7464 |  |  |  | 9795.2055 |  |  |  |  | 3900.5281 | 4161.8781 | 4423.2281 | 4684.5781 | 4945.9281 | 13367.871 | 13006.7171 | 12645.5631 | 12284.4091 | 11923.2552 |  | 0 |  |  |  |  | 1 | 1 | 1 | 1 | 1 | [5 empty] | 5.5548 | 6.9714 | 570.7763 | 26826.484 | 684.9315 | 0.10992 | 0.10816 | 0.095699 | 0.10728 | 0.081958 | 0.10992 | 0.10815 | 0.095699 | 0.10728 | 0.081958 | 100000 | 100000 | 0 | 0 | 0
7465 |  |  |  | 9795.2055 |  |  |  |  | 2857.5169 | 3069.946 | 3282.3752 | 3494.8044 | 3707.2335 | 14932.2292 | 14528.8117 | 14125.3941 | 13721.9766 | 13318.559 |  | 0 |  |  |  |  | 1 | 1 | 1 | 1 | 1 | [5 empty] | 6.337 | 7.2603 | 570.7763 | 26826.484 | 684.9315 | 0.10791 | 0.10672 | 0.093247 | 0.10286 | 0.071697 | 0.10791 | 0.10672 | 0.093247 | 0.10286 | 0.071697 | 100000 | 100000 | 0 | 0 | 0
7466 |  |  |  | 9795.2055 |  |  |  |  | 2035.8317 | 2135.4867 | 2235.1417 | 2334.7967 | 2434.4517 | 16205.7534 | 15767.9296 | 15330.1058 | 14892.282 | 14454.4582 |  | 0 |  |  |  |  | 1 | 1 | 1 | 1 | 1 | [5 empty] | 8.1257 | 8.1621 | 570.7763 | 26826.484 | 684.9315 | 0.10793 | 0.10656 | 0.093055 | 0.10089 | 0.071435 | 0.10793 | 0.10657 | 0.093055 | 0.10089 | 0.071435 | 100000 | 100000 | 0 | 0 | 0
7467 |  |  |  | 9795.2055 |  |  |  |  | 1539.0451 | 1587.3876 | 1635.7301 | 1684.0726 | 1732.4151 | 16348.312 | 15906.6368 | 15464.9615 | 15023.2863 | 14581.611 |  | 0 |  |  |  |  | 1 | 1 | 1 | 1 | 1 | [5 empty] | 7.958 | 8.158 | 570.7763 | 26826.484 | 684.9315 | 0.10797 | 0.10643 | 0.092044 | 0.092849 | 0.070755 | 0.10797 | 0.10643 | 0.092044 | 0.092849 | 0.070755 | 100000 | 100000 | 0 | 0 | 0
7468 |  |  |  | 9795.2055 |  |  |  |  | 1441.6749 | 1483.1974 | 1524.7199 | 1566.2424 | 1607.7649 | 18530.97 | 18030.3269 | 17529.6837 | 17029.0405 | 16528.3974 |  | 0 |  |  |  |  | 1 | 1 | 1 | 1 | 1 | [5 empty] | 7.1329 | 8.3793 | 570.7763 | 26826.484 | 684.9315 | 0.10184 | 0.088522 | 0.074489 | 0.073938 | 0.056395 | 0.10184 | 0.088522 | 0.074489 | 0.073938 | 0.056395 | 100000 | 100000 | 0 | 0 | 0
7469 |  |  |  | 9795.2055 |  |  |  |  | 1627.4731 | 1668.1706 | 1708.8681 | 1749.5656 | 1790.2631 | 23789.9486 | 23147.2259 | 22504.5032 | 21861.7805 | 21219.0578 |  | 0 |  |  |  |  | 1 | 1 | 1 | 1 | 1 | [5 empty] | 6.2413 | 8.8066 | 570.7763 | 26826.484 | 684.9315 | 0.1018 | 0.087479 | 0.072732 | 0.071928 | 0.056282 | 0.1018 | 0.087479 | 0.072732 | 0.071928 | 0.056282 | 100000 | 100000 | 0 | 0 | 0
7470 |  |  |  | 9795.2055 |  |  |  |  | 2375.6338 | 2416.7438 | 2457.8538 | 2498.9638 | 2540.0738 | 35171.2511 | 34221.0447 | 33270.8383 | 32320.6319 | 31370.4255 |  | 0 |  |  |  |  | 1 | 1 | 1 | 1 | 1 | [5 empty] | 7.6693 | 9.1345 | 570.7763 | 26826.484 | 684.9315 | 0.1024 | 0.086401 | 0.07217 | 0.072629 | 0.055945 | 0.1024 | 0.086401 | 0.07217 | 0.072629 | 0.055945 | 100000 | 100000 | 0 | 0 | 0
7471 |  |  |  | 9795.2055 |  |  |  |  | 3727.8871 | 3768.8596 | 3809.8321 | 3850.8046 | 3891.7771 | 41554.9689 | 40432.2963 | 39309.6238 | 38186.9512 | 37064.2787 |  | 0 |  |  |  |  | 1 | 1 | 1 | 1 | 1 | [5 empty] | 8.6186 | 9.4783 | 570.7763 | 26826.484 | 684.9315 | 0.10373 | 0.085795 | 0.072859 | 0.073276 | 0.057057 | 0.10373 | 0.085795 | 0.072859 | 0.073276 | 0.057057 | 100000 | 100000 | 0 | 0 | 0
7472 |  |  |  | 9795.2055 |  |  |  |  | 4875.4643 | 4917.3993 | 4959.3343 | 5001.2693 | 5043.2043 | 39882.6858 | 38805.1926 | 37727.6994 | 36650.2062 | 35572.713 |  | 0.00076 |  |  |  |  | 1 | 1 | 1 | 1 | 1 | [5 empty] | 9.2226 | 9.836 | 570.7763 | 26826.484 | 684.9315 | 0.10772 | 0.089564 | 0.078645 | 0.074576 | 0.059316 | 0.10772 | 0.089564 | 0.078645 | 0.074576 | 0.059316 | 100000 | 100000 | 0 | 0 | 0
7473 |  |  |  | 9795.2055 |  |  |  |  | 4128.2972 | 4177.7947 | 4227.2922 | 4276.7897 | 4326.2872 | 37364.8125 | 36355.3436 | 35345.8747 | 34336.4058 | 33326.9369 |  | 0.27551 |  |  |  |  | 1 | 1 | 1 | 1 | 1 | [5 empty] | 8.7541 | 10.5898 | 570.7763 | 26826.484 | 684.9315 | 0.10662 | 0.08847 | 0.075394 | 0.074422 | 0.057931 | 0.10662 | 0.08847 | 0.075394 | 0.074422 | 0.057931 | 100000 | 100000 | 0 | 0 | 0
7474 |  |  |  | 9795.2055 |  |  |  |  | 3661.3177 | 3736.0602 | 3810.8027 | 3885.5452 | 3960.2877 | 34935.9738 | 33992.1237 | 33048.2737 | 32104.4237 | 31160.5737 |  | 0.12104 |  |  |  |  | 1 | 1 | 1 | 1 | 1 | [5 empty] | 6.3597 | 11.0123 | 570.7763 | 26826.484 | 684.9315 | 0.10225 | 0.083623 | 0.072437 | 0.073754 | 0.056894 | 0.10225 | 0.083623 | 0.072437 | 0.073754 | 0.056894 | 100000 | 100000 | 0 | 0 | 0
7475 |  |  |  | 9795.2055 |  |  |  |  | 3726.8935 | 3831.636 | 3936.3785 | 4041.121 | 4145.8635 | 33014.084 | 32122.1568 | 31230.2297 | 30338.3025 | 29446.3754 |  | 0.31918 |  |  |  |  | 1 | 1 | 1 | 1 | 1 | [5 empty] | 4.069 | 11.2621 | 570.7763 | 26826.484 | 684.9315 | 0.10082 | 0.082674 | 0.072829 | 0.074782 | 0.056865 | 0.10082 | 0.082674 | 0.072829 | 0.074782 | 0.056865 | 100000 | 100000 | 0 | 0 | 0
7476 |  |  |  | 9795.2055 |  |  |  |  | 4309.1275 | 4476.8708 | 4644.6142 | 4812.3575 | 4980.1008 | 31267.0957 | 30422.3661 | 29577.6366 | 28732.9071 | 27888.1775 |  | 0.32272 |  |  |  |  | 1 | 1 | 1 | 1 | 1 | [5 empty] | 3.0393 | 10.8532 | 570.7763 | 26826.484 | 684.9315 | 0.10094 | 0.082149 | 0.073646 | 0.075031 | 0.05694 | 0.10094 | 0.082149 | 0.073646 | 0.075031 | 0.05694 | 100000 | 100000 | 0 | 0 | 0
7477 |  |  |  | 9795.2055 |  |  |  |  | 4157.1108 | 4361.9783 | 4566.8458 | 4771.7133 | 4976.5808 | 30862.6268 | 30028.8246 | 29195.0225 | 28361.2203 | 27527.4181 |  | 0.66692 |  |  |  |  | 1 | 1 | 1 | 1 | 1 | [5 empty] | 4.2235 | 11.6969 | 570.7763 | 26826.484 | 684.9315 | 0.10075 | 0.081218 | 0.073141 | 0.074787 | 0.056618 | 0.10075 | 0.081218 | 0.073141 | 0.074787 | 0.056618 | 100000 | 100000 | 0 | 0 | 0
7478 |  |  |  | 9795.2055 |  |  |  |  | 4148.1686 | 4409.5186 | 4670.8686 | 4932.2186 | 5193.5686 | 30355.6779 | 29535.5717 | 28715.4656 | 27895.3594 | 27075.2532 |  | 0.57594 |  |  |  |  | 1 | 1 | 1 | 1 | 1 | [5 empty] | 5.2019 | 12.1509 | 570.7763 | 26826.484 | 684.9315 | 0.10028 | 0.080148 | 0.071625 | 0.073702 | 0.056249 | 0.10028 | 0.080148 | 0.071625 | 0.073702 | 0.056249 | 100000 | 100000 | 0 | 0 | 0
7479 |  |  |  | 9795.2055 |  |  |  |  | 4131.2779 | 4446.5804 | 4761.8829 | 5077.1854 | 5392.4879 | 30747.8431 | 29917.142 | 29086.4409 | 28255.7398 | 27425.0387 |  | 0.08918 |  |  |  |  | 1 | 1 | 1 | 1 | 1 | [5 empty] | 5.8848 | 12.8661 | 570.7763 | 26826.484 | 684.9315 | 0.099896 | 0.079431 | 0.071436 | 0.072877 | 0.055914 | 0.099896 | 0.079431 | 0.071436 | 0.072877 | 0.055914 | 100000 | 100000 | 0 | 0 | 0
7480 |  |  |  | 9795.2055 |  |  |  |  | 3884.8717 | 4318.1442 | 4751.4167 | 5184.6892 | 5617.9617 | 31719.3786 | 30862.4299 | 30005.4813 | 29148.5326 | 28291.5839 |  | 0.03622 |  |  |  |  | 1 | 1 | 1 | 1 | 1 | [5 empty] | 5.7873 | 12.4047 | 570.7763 | 26826.484 | 684.9315 | 0.1005 | 0.080052 | 0.070491 | 0.071289 | 0.05543 | 0.1005 | 0.080052 | 0.070491 | 0.071289 | 0.05543 | 100000 | 100000 | 0 | 0 | 0
7481 |  |  |  | 9795.2055 |  |  |  |  | 4199.8344 | 4826.8094 | 5453.7844 | 6080.7594 | 6707.7344 | 33693.6504 | 32783.3637 | 31873.077 | 30962.7903 | 30052.5036 |  | 0 |  |  |  |  | 1 | 1 | 1 | 1 | 1 | [5 empty] | 5.709 | 11.4075 | 570.7763 | 26826.484 | 684.9315 | 0.10261 | 0.079964 | 0.070377 | 0.070926 | 0.055154 | 0.10261 | 0.079964 | 0.070377 | 0.070926 | 0.055154 | 100000 | 100000 | 0 | 0 | 0
7482 |  |  |  | 9795.2055 |  |  |  |  | 5723.9759 | 6502.4701 | 7280.9642 | 8059.4584 | 8837.9526 | 35740.3435 | 34774.7622 | 33809.1808 | 32843.5995 | 31878.0182 |  | 0 |  |  |  |  | 1 | 1 | 1 | 1 | 1 | [5 empty] | 7.7158 | 11.0016 | 570.7763 | 26826.484 | 684.9315 | 0.10254 | 0.080636 | 0.070386 | 0.071371 | 0.055079 | 0.10254 | 0.080636 | 0.070386 | 0.071371 | 0.055079 | 100000 | 100000 | 0 | 0 | 0
7483 |  |  |  | 9795.2055 |  |  |  |  | 6700.6585 | 7575.1243 | 8449.5901 | 9324.056 | 10198.5218 | 36962.6276 | 35964.0244 | 34965.4211 | 33966.8179 | 32968.2146 |  | 0 |  |  |  |  | 1 | 1 | 1 | 1 | 1 | [5 empty] | 6.8918 | 10.511 | 570.7763 | 26826.484 | 684.9315 | 0.10237 | 0.080512 | 0.068397 | 0.070569 | 0.054437 | 0.10237 | 0.080512 | 0.068397 | 0.070569 | 0.054437 | 100000 | 100000 | 0 | 0 | 0
7484 |  |  |  | 9795.2055 |  |  |  |  | 7033.5055 | 7783.1255 | 8532.7455 | 9282.3655 | 10031.9855 | 37729.2028 | 36709.8894 | 35690.5759 | 34671.2624 | 33651.9489 |  | 0 |  |  |  |  | 1 | 1 | 1 | 1 | 1 | [5 empty] | 7.2724 | 11.1731 | 570.7763 | 26826.484 | 684.9315 | 0.099663 | 0.078665 | 0.06736 | 0.069837 | 0.054375 | 0.099663 | 0.078665 | 0.06736 | 0.069837 | 0.054375 | 100000 | 100000 | 0 | 0 | 0
7485 |  |  |  | 9795.2055 |  |  |  |  | 6240.634 | 6880.149 | 7519.664 | 8159.179 | 8798.694 | 37007.274 | 36007.4646 | 35007.6551 | 34007.8457 | 33008.0363 |  | 0 |  |  |  |  | 1 | 1 | 1 | 1 | 1 | [5 empty] | 7.8596 | 12.1064 | 570.7763 | 26826.484 | 684.9315 | 0.098396 | 0.074712 | 0.065535 | 0.06914 | 0.053704 | 0.098396 | 0.074712 | 0.065535 | 0.06914 | 0.053704 | 100000 | 100000 | 0 | 0 | 0
7486 |  |  |  | 9795.2055 |  |  |  |  | 5300.7137 | 5831.5803 | 6362.447 | 6893.3137 | 7424.1803 | 33306.0531 | 32406.2379 | 31506.4228 | 30606.6076 | 29706.7924 |  | 0 |  |  |  |  | 1 | 1 | 1 | 1 | 1 | [5 empty] | 10.3345 | 12.9384 | 570.7763 | 26826.484 | 684.9315 | 0.097634 | 0.072529 | 0.059282 | 0.0671 | 0.053488 | 0.097634 | 0.072529 | 0.059282 | 0.0671 | 0.053488 | 100000 | 100000 | 0 | 0 | 0
7487 |  |  |  | 9795.2055 |  |  |  |  | 5090.0761 | 5549.8586 | 6009.6411 | 6469.4236 | 6929.2061 | 25296.4661 | 24613.0425 | 23929.6189 | 23246.1952 | 22562.7716 |  | 0 |  |  |  |  | 1 | 1 | 1 | 1 | 1 | [5 empty] | 11.3249 | 14.4553 | 570.7763 | 26826.484 | 684.9315 | 0.092951 | 0.071053 | 0.058635 | 0.067279 | 0.053076 | 0.092952 | 0.071053 | 0.058635 | 0.067279 | 0.053076 | 100000 | 100000 | 0 | 0 | 0
7488 |  |  |  | 9795.2055 |  |  |  |  | 3793.4629 | 4196.7079 | 4599.9529 | 5003.1979 | 5406.4429 | 17855.9715 | 17373.5645 | 16891.1575 | 16408.7505 | 15926.3435 |  | 0 |  |  |  |  | 1 | 1 | 1 | 1 | 1 | [5 empty] | 11.7567 | 13.9542 | 570.7763 | 26826.484 | 684.9315 | 0.091424 | 0.071857 | 0.059114 | 0.067462 | 0.053112 | 0.091424 | 0.071857 | 0.059114 | 0.067462 | 0.053112 | 100000 | 100000 | 0 | 0 | 0
7489 |  |  |  | 9795.2055 |  |  |  |  | 2868.5706 | 3067.9381 | 3267.3056 | 3466.6731 | 3666.0406 | 16060.644 | 15626.7406 | 15192.8371 | 14758.9337 | 14325.0302 |  | 0 |  |  |  |  | 1 | 1 | 1 | 1 | 1 | [5 empty] | 12.5134 | 14.0563 | 570.7763 | 26826.484 | 684.9315 | 0.091 | 0.072107 | 0.059065 | 0.067505 | 0.053119 | 0.091 | 0.072107 | 0.059066 | 0.067505 | 0.053119 | 100000 | 100000 | 0 | 0 | 0
7490 |  |  |  | 9795.2055 |  |  |  |  | 2043.707 | 2144.352 | 2244.997 | 2345.642 | 2446.287 | 17429.5311 | 16958.6451 | 16487.759 | 16016.8729 | 15545.9869 |  | 0 |  |  |  |  | 1 | 1 | 1 | 1 | 1 | [5 empty] | 11.6792 | 13.7366 | 570.7763 | 26826.484 | 684.9315 | 0.090466 | 0.070959 | 0.058162 | 0.067086 | 0.052968 | 0.090466 | 0.070959 | 0.058162 | 0.067086 | 0.052968 | 100000 | 100000 | 0 | 0 | 0
7491 |  |  |  | 9795.2055 |  |  |  |  | 1544.9986 | 1596.1461 | 1647.2936 | 1698.4411 | 1749.5886 | 17585.6996 | 17110.5944 | 16635.4892 | 16160.384 | 15685.2788 |  | 0 |  |  |  |  | 1 | 1 | 1 | 1 | 1 | [5 empty] | 9.842 | 13.4441 | 570.7763 | 26826.484 | 684.9315 | 0.090152 | 0.069272 | 0.05752 | 0.066992 | 0.052977 | 0.090152 | 0.069272 | 0.05752 | 0.066992 | 0.052977 | 100000 | 100000 | 0 | 0 | 0
7492 |  |  |  | 9795.2055 |  |  |  |  | 1447.2517 | 1489.0492 | 1530.8467 | 1572.6442 | 1614.4417 | 19934.2547 | 19395.6996 | 18857.1445 | 18318.5894 | 17780.0343 |  | 0 |  |  |  |  | 1 | 1 | 1 | 1 | 1 | [5 empty] | 9.4804 | 13.3017 | 570.7763 | 26826.484 | 684.9315 | 0.088282 | 0.070734 | 0.05736 | 0.066707 | 0.052987 | 0.088282 | 0.070734 | 0.05736 | 0.066707 | 0.052987 | 100000 | 100000 | 0 | 0 | 0
7493 |  |  |  | 9795.2055 |  |  |  |  | 1633.7687 | 1675.7037 | 1717.6387 | 1759.5737 | 1801.5087 | 25587.9872 | 24896.6877 | 24205.3881 | 23514.0886 | 22822.7891 |  | 0 |  |  |  |  | 1 | 1 | 1 | 1 | 1 | [5 empty] | 9.5877 | 13.4498 | 570.7763 | 26826.484 | 684.9315 | 0.089932 | 0.069675 | 0.058297 | 0.066929 | 0.053144 | 0.089932 | 0.069675 | 0.058297 | 0.066929 | 0.053144 | 100000 | 100000 | 0 | 0 | 0
7494 |  |  |  | 9795.2055 |  |  |  |  | 2384.8235 | 2426.4835 | 2468.1435 | 2509.8035 | 2551.4635 | 37831.261 | 36809.1903 | 35787.1195 | 34765.0488 | 33742.9781 |  | 0 |  |  |  |  | 1 | 1 | 1 | 1 | 1 | [5 empty] | 8.8772 | 13.7901 | 570.7763 | 26826.484 | 684.9315 | 0.09809 | 0.071964 | 0.064306 | 0.067577 | 0.053269 | 0.09809 | 0.071964 | 0.064306 | 0.067577 | 0.053269 | 100000 | 100000 | 0 | 0 | 0
7495 |  |  |  | 9795.2055 |  |  |  |  | 3742.3077 | 3782.3177 | 3822.3277 | 3862.3377 | 3902.3477 | 44724.0205 | 43515.7311 | 42307.4417 | 41099.1522 | 39890.8628 |  | 0 |  |  |  |  | 1 | 1 | 1 | 1 | 1 | [5 empty] | 8.6268 | 14.1451 | 570.7763 | 26826.484 | 684.9315 | 0.1059 | 0.085003 | 0.074852 | 0.072158 | 0.055848 | 0.1059 | 0.085003 | 0.074852 | 0.072158 | 0.055848 | 100000 | 100000 | 0 | 0 | 0
7496 |  |  |  | 9795.2055 |  |  |  |  | 4894.3241 | 4936.2591 | 4978.1941 | 5020.1291 | 5062.0641 | 42920.3379 | 41760.7778 | 40601.2177 | 39441.6576 | 38282.0974 |  | 0.11884 |  |  |  |  | 1 | 1 | 1 | 1 | 1 | [5 empty] | 8.3017 | 13.9541 | 570.7763 | 26826.484 | 684.9315 | 0.10887 | 0.090199 | 0.079164 | 0.077435 | 0.059082 | 0.10887 | 0.090199 | 0.079165 | 0.077435 | 0.059082 | 100000 | 100000 | 0 | 0 | 0
7497 |  |  |  | 9795.2055 |  |  |  |  | 4144.2667 | 4194.0942 | 4243.9217 | 4293.7492 | 4343.5767 | 40203.5487 | 39117.3869 | 38031.2251 | 36945.0633 | 35858.9015 |  | 0.08976 |  |  |  |  | 1 | 1 | 1 | 1 | 1 | [5 empty] | 8.0466 | 13.219 | 570.7763 | 26826.484 | 684.9315 | 0.10797 | 0.089327 | 0.078686 | 0.079606 | 0.059172 | 0.10797 | 0.089327 | 0.078686 | 0.079606 | 0.059172 | 100000 | 100000 | 0 | 0 | 0
7498 |  |  |  | 9795.2055 |  |  |  |  | 3675.4808 | 3750.4708 | 3825.4608 | 3900.4508 | 3975.4408 | 37587.546 | 36572.0596 | 35556.5733 | 34541.0869 | 33525.6005 |  | 0.14087 |  |  |  |  | 1 | 1 | 1 | 1 | 1 | [5 empty] | 6.7023 | 12.5689 | 570.7763 | 26826.484 | 684.9315 | 0.10708 | 0.089567 | 0.078547 | 0.076706 | 0.057255 | 0.10708 | 0.089567 | 0.078547 | 0.076706 | 0.057255 | 100000 | 100000 | 0 | 0 | 0
7499 |  |  |  | 9795.2055 |  |  |  |  | 3741.3103 | 3850.3428 | 3959.3753 | 4068.4078 | 4177.4403 | 35516.931 | 34557.3855 | 33597.8401 | 32638.2946 | 31678.7491 |  | 0.1398 |  |  |  |  | 1 | 1 | 1 | 1 | 1 | [5 empty] | 6.5877 | 12.3927 | 570.7763 | 26826.484 | 684.9315 | 0.10743 | 0.091481 | 0.07951 | 0.077467 | 0.057015 | 0.10743 | 0.091481 | 0.07951 | 0.077467 | 0.057015 | 100000 | 100000 | 0 | 0 | 0
7500 |  |  |  | 9795.2055 |  |  |  |  | 4325.7966 | 4491.3391 | 4656.8816 | 4822.4241 | 4987.9666 | 33635.6793 | 32726.9588 | 31818.2383 | 30909.5178 | 30000.7972 |  | 0.33539 |  |  |  |  | 1 | 1 | 1 | 1 | 1 | [5 empty] | 6.8623 | 11.0097 | 570.7763 | 26826.484 | 684.9315 | 0.10771 | 0.095769 | 0.0805 | 0.077645 | 0.057428 | 0.10771 | 0.095769 | 0.080499 | 0.077645 | 0.057428 | 100000 | 100000 | 0 | 0 | 0
7501 |  |  |  | 9795.2055 |  |  |  |  | 4173.1918 | 4375.9968 | 4578.8018 | 4781.6068 | 4984.4118 | 33201.7425 | 32304.7454 | 31407.7484 | 30510.7513 | 29613.7543 |  | 0.34941 |  |  |  |  | 1 | 1 | 1 | 1 | 1 | [5 empty] | 7.3118 | 9.7996 | 570.7763 | 26826.484 | 684.9315 | 0.10829 | 0.097628 | 0.082392 | 0.079586 | 0.057903 | 0.10829 | 0.097628 | 0.082392 | 0.079586 | 0.057903 | 100000 | 100000 | 0 | 0 | 0
7502 |  |  |  | 9795.2055 |  |  |  |  | 4164.215 | 4437.005 | 4709.795 | 4982.585 | 5255.375 | 32656.3548 | 31774.0923 | 30891.8297 | 30009.5672 | 29127.3046 |  | 0.37578 |  |  |  |  | 1 | 1 | 1 | 1 | 1 | [5 empty] | 7.8021 | 9.0578 | 570.7763 | 26826.484 | 684.9315 | 0.11094 | 0.10109 | 0.082615 | 0.083063 | 0.059453 | 0.11094 | 0.10109 | 0.082615 | 0.083063 | 0.059453 | 100000 | 100000 | 0 | 0 | 0
7503 |  |  |  | 9795.2055 |  |  |  |  | 4147.2589 | 4472.2139 | 4797.1689 | 5122.1239 | 5447.0789 | 33079.4557 | 32185.7624 | 31292.0691 | 30398.3759 | 29504.6826 |  | 0.0527 |  |  |  |  | 1 | 1 | 1 | 1 | 1 | [5 empty] | 7.7928 | 8.7493 | 570.7763 | 26826.484 | 684.9315 | 0.11361 | 0.11485 | 0.093382 | 0.094782 | 0.06802 | 0.11361 | 0.11485 | 0.093382 | 0.094782 | 0.06802 | 100000 | 100000 | 0 | 0 | 0
7504 |  |  |  | 9795.2055 |  |  |  |  | 3899.8996 | 4330.3121 | 4760.7246 | 5191.1371 | 5621.5496 | 34125.8568 | 33203.8933 | 32281.9299 | 31359.9664 | 30438.003 |  | 0.13394 |  |  |  |  | 1 | 1 | 1 | 1 | 1 | [5 empty] | 8.4714 | 9.0571 | 570.7763 | 26826.484 | 684.9315 | 0.11574 | 0.11585 | 0.098909 | 0.09817 | 0.075762 | 0.11574 | 0.11585 | 0.098909 | 0.09817 | 0.075762 | 100000 | 100000 | 0 | 0 | 0
7505 |  |  |  | 9795.2055 |  |  |  |  | 4216.0807 | 4867.8057 | 5519.5307 | 6171.2557 | 6822.9807 | 36252.0255 | 35272.6202 | 34293.215 | 33313.8098 | 32334.4046 |  | 0 |  |  |  |  | 1 | 1 | 1 | 1 | 1 | [5 empty] | 8.9919 | 9.419 | 570.7763 | 26826.484 | 684.9315 | 0.11609 | 0.11587 | 0.098883 | 0.10673 | 0.075815 | 0.11609 | 0.11587 | 0.098883 | 0.10673 | 0.075815 | 100000 | 100000 | 0 | 0 | 0
7506 |  |  |  | 9795.2055 |  |  |  |  | 5746.118 | 6529.8372 | 7313.5564 | 8097.2755 | 8880.9947 | 38456.1067 | 37417.1547 | 36378.2028 | 35339.2509 | 34300.299 |  | 0 |  |  |  |  | 1 | 1 | 1 | 1 | 1 | [5 empty] | 8.3744 | 9.1954 | 570.7763 | 26826.484 | 684.9315 | 0.11622 | 0.11624 | 0.098964 | 0.10705 | 0.075566 | 0.11622 | 0.11624 | 0.098964 | 0.10705 | 0.075566 | 100000 | 100000 | 0 | 0 | 0
7507 |  |  |  | 9795.2055 |  |  |  |  | 6726.5787 | 7559.7962 | 8393.0137 | 9226.2312 | 10059.4487 | 39769.2684 | 38694.8394 | 37620.4103 | 36545.9813 | 35471.5522 |  | 0 |  |  |  |  | 1 | 1 | 1 | 1 | 1 | [5 empty] | 7.4177 | 8.8089 | 570.7763 | 26826.484 | 684.9315 | 0.11664 | 0.1158 | 0.09899 | 0.1065 | 0.075077 | 0.11664 | 0.1158 | 0.09899 | 0.1065 | 0.075077 | 100000 | 100000 | 0 | 0 | 0
7508 |  |  |  | 9795.2055 |  |  |  |  | 7060.7133 | 7867.2025 | 8673.6917 | 9480.1808 | 10286.67 | 40592.7679 | 39496.0907 | 38399.4136 | 37302.7364 | 36206.0592 |  | 0 |  |  |  |  | 1 | 1 | 1 | 1 | 1 | [5 empty] | 7.3717 | 8.2417 | 570.7763 | 26826.484 | 684.9315 | 0.11621 | 0.1158 | 0.098726 | 0.10649 | 0.074566 | 0.11621 | 0.1158 | 0.098726 | 0.10649 | 0.074566 | 100000 | 100000 | 0 | 0 | 0
7509 |  |  |  | 9795.2055 |  |  |  |  | 6264.7748 | 6879.2106 | 7493.6464 | 8108.0823 | 8722.5181 | 39813.2992 | 38737.6806 | 37662.062 | 36586.4434 | 35510.8248 |  | 0 |  |  |  |  | 1 | 1 | 1 | 1 | 1 | [5 empty] | 7.4288 | 7.5262 | 570.7763 | 26826.484 | 684.9315 | 0.11516 | 0.11561 | 0.097492 | 0.10582 | 0.074003 | 0.11516 | 0.11561 | 0.097492 | 0.10582 | 0.074003 | 100000 | 100000 | 0 | 0 | 0
7510 |  |  |  | 9795.2055 |  |  |  |  | 5321.2185 | 5834.211 | 6347.2035 | 6860.196 | 7373.1885 | 35828.2377 | 34860.2818 | 33892.3258 | 32924.3699 | 31956.414 |  | 0 |  |  |  |  | 1 | 1 | 1 | 1 | 1 | [5 empty] | 8.3906 | 7.1037 | 570.7763 | 26826.484 | 684.9315 | 0.11377 | 0.11522 | 0.097341 | 0.1048 | 0.071738 | 0.11377 | 0.11522 | 0.097341 | 0.1048 | 0.071738 | 100000 | 100000 | 0 | 0 | 0
7511 |  |  |  | 9795.2055 |  |  |  |  | 5109.7661 | 5558.9611 | 6008.1561 | 6457.3511 | 6906.5461 | 27200.9327 | 26466.057 | 25731.1812 | 24996.3054 | 24261.4296 |  | 0 |  |  |  |  | 1 | 1 | 1 | 1 | 1 | [5 empty] | 10.2428 | 6.4281 | 570.7763 | 26826.484 | 684.9315 | 0.11121 | 0.11465 | 0.09601 | 0.10401 | 0.070906 | 0.11121 | 0.11465 | 0.09601 | 0.10401 | 0.070906 | 100000 | 100000 | 0 | 0 | 0
7512 |  |  |  | 9795.2055 |  |  |  |  | 3808.1372 | 4199.7497 | 4591.3622 | 4982.9747 | 5374.5872 | 19198.4734 | 18679.7966 | 18161.1198 | 17642.443 | 17123.7662 |  | 0 |  |  |  |  | 1 | 1 | 1 | 1 | 1 | [5 empty] | 11.5799 | 6.0285 | 570.7763 | 26826.484 | 684.9315 | 0.10916 | 0.11465 | 0.096013 | 0.10396 | 0.07044 | 0.10916 | 0.11465 | 0.096013 | 0.10396 | 0.07044 | 100000 | 100000 | 0 | 0 | 0
7513 |  |  |  | 9795.2055 |  |  |  |  | 2879.6236 | 3087.9286 | 3296.2336 | 3504.5386 | 3712.8436 | 16183.3309 | 15746.1129 | 15308.8949 | 14871.6769 | 14434.4588 |  | 0 |  |  |  |  | 1 | 1 | 1 | 1 | 1 | [5 empty] | 12.2104 | 5.8513 | 570.7763 | 26826.484 | 684.9315 | 0.10913 | 0.11465 | 0.09603 | 0.10396 | 0.070448 | 0.10913 | 0.11465 | 0.09603 | 0.10396 | 0.070448 | 100000 | 100000 | 0 | 0 | 0
7514 |  |  |  | 9795.2055 |  |  |  |  | 2051.5817 | 2148.9275 | 2246.2733 | 2343.6192 | 2440.965 | 17562.5777 | 17088.0972 | 16613.6167 | 16139.1361 | 15664.6556 |  | 0 |  |  |  |  | 1 | 1 | 1 | 1 | 1 | [5 empty] | 11.0145 | 6.8183 | 570.7763 | 26826.484 | 684.9315 | 0.1091 | 0.11466 | 0.096084 | 0.10415 | 0.070651 | 0.1091 | 0.11466 | 0.096084 | 0.10415 | 0.070651 | 100000 | 100000 | 0 | 0 | 0
7515 |  |  |  | 9795.2055 |  |  |  |  | 1550.9517 | 1598.3042 | 1645.6567 | 1693.0092 | 1740.3617 | 17720.254 | 17241.5136 | 16762.7732 | 16284.0328 | 15805.2924 |  | 0 |  |  |  |  | 1 | 1 | 1 | 1 | 1 | [5 empty] | 11.8334 | 7.1303 | 570.7763 | 26826.484 | 684.9315 | 0.1091 | 0.11469 | 0.096076 | 0.10418 | 0.070793 | 0.1091 | 0.11469 | 0.096076 | 0.10418 | 0.070793 | 100000 | 100000 | 0 | 0 | 0
7516 |  |  |  | 9795.2055 |  |  |  |  | 1452.8282 | 1494.0757 | 1535.3232 | 1576.5707 | 1617.8182 | 20086.8557 | 19544.1779 | 19001.5 | 18458.8222 | 17916.1443 |  | 0 |  |  |  |  | 1 | 1 | 1 | 1 | 1 | [5 empty] | 10.8379 | 6.3354 | 570.7763 | 26826.484 | 684.9315 | 0.10721 | 0.10843 | 0.092538 | 0.10284 | 0.070428 | 0.10721 | 0.10843 | 0.092538 | 0.10284 | 0.070428 | 100000 | 100000 | 0 | 0 | 0
7517 |  |  |  | 9795.2055 |  |  |  |  | 1640.0638 | 1681.0363 | 1722.0088 | 1762.9813 | 1803.9538 | 25783.4815 | 25086.9004 | 24390.3193 | 23693.7382 | 22997.1571 |  | 0 |  |  |  |  | 1 | 1 | 1 | 1 | 1 | [5 empty] | 10.4929 | 5.9667 | 570.7763 | 26826.484 | 684.9315 | 0.10722 | 0.10916 | 0.092634 | 0.10305 | 0.070844 | 0.10722 | 0.10916 | 0.092634 | 0.10305 | 0.070844 | 100000 | 100000 | 0 | 0 | 0
7518 |  |  |  | 9795.2055 |  |  |  |  | 2394.0126 | 2435.8101 | 2477.6076 | 2519.4051 | 2561.2026 | 38120.4919 | 37090.6072 | 36060.7224 | 35030.8376 | 34000.9529 |  | 0 |  |  |  |  | 1 | 1 | 1 | 1 | 1 | [5 empty] | 8.9094 | 5.4342 | 570.7763 | 26826.484 | 684.9315 | 0.10827 | 0.10929 | 0.093408 | 0.10446 | 0.071483 | 0.10827 | 0.10929 | 0.093408 | 0.10446 | 0.071483 | 100000 | 100000 | 0 | 0 | 0
7519 |  |  |  | 9795.2055 |  |  |  |  | 3756.7274 | 3798.2499 | 3839.7724 | 3881.2949 | 3922.8174 | 45068.8604 | 43851.2546 | 42633.6487 | 41416.0429 | 40198.4371 |  | 0 |  |  |  |  | 1 | 1 | 1 | 1 | 1 | [5 empty] | 8.2566 | 5.5751 | 570.7763 | 26826.484 | 684.9315 | 0.1131 | 0.11437 | 0.0989 | 0.10781 | 0.084938 | 0.1131 | 0.11437 | 0.0989 | 0.10781 | 0.084938 | 100000 | 100000 | 0 | 0 | 0
7520 |  |  |  | 9795.2055 |  |  |  |  | 4913.1826 | 4954.5676 | 4995.9526 | 5037.3376 | 5078.7226 | 43250.8416 | 42082.3524 | 40913.8632 | 39745.3741 | 38576.8849 |  | 0.01695 |  |  |  |  | 1 | 1 | 1 | 1 | 1 | [5 empty] | 7.9243 | 5.9737 | 570.7763 | 26826.484 | 684.9315 | 0.11588 | 0.11676 | 0.10129 | 0.10986 | 0.093251 | 0.11588 | 0.11676 | 0.10129 | 0.10986 | 0.093251 | 100000 | 100000 | 0 | 0 | 0
7521 |  |  |  | 9795.2055 |  |  |  |  | 4160.2351 | 4207.9176 | 4255.6001 | 4303.2826 | 4350.9651 | 40512.3398 | 39417.8356 | 38323.3313 | 37228.827 | 36134.3227 |  | 0.13699 |  |  |  |  | 1 | 1 | 1 | 1 | 1 | [5 empty] | 8.5163 | 6.2875 | 570.7763 | 26826.484 | 684.9315 | 0.11344 | 0.11373 | 0.10005 | 0.11003 | 0.098753 | 0.11344 | 0.11373 | 0.10005 | 0.11003 | 0.098753 | 100000 | 100000 | 0 | 0 | 0
7522 |  |  |  | 9795.2055 |  |  |  |  | 3689.643 | 3765.623 | 3841.603 | 3917.583 | 3993.563 | 37875.952 | 36852.6738 | 35829.3957 | 34806.1176 | 33782.8394 |  | 0.14752 |  |  |  |  | 1 | 1 | 1 | 1 | 1 | [5 empty] | 8.8637 | 5.3615 | 570.7763 | 26826.484 | 684.9315 | 0.11077 | 0.11141 | 0.096961 | 0.10526 | 0.083146 | 0.11077 | 0.11141 | 0.096961 | 0.10526 | 0.083146 | 100000 | 100000 | 0 | 0 | 0
7523 |  |  |  | 9795.2055 |  |  |  |  | 3755.7261 | 3862.9711 | 3970.2161 | 4077.4611 | 4184.7061 | 35789.1323 | 34822.2329 | 33855.3334 | 32888.434 | 31921.5346 |  | 0.12799 |  |  |  |  | 1 | 1 | 1 | 1 | 1 | [5 empty] | 9.1543 | 6.0681 | 570.7763 | 26826.484 | 684.9315 | 0.11072 | 0.11119 | 0.096743 | 0.10545 | 0.0829 | 0.11072 | 0.11119 | 0.096743 | 0.10545 | 0.0829 | 100000 | 100000 | 0 | 0 | 0
7524 |  |  |  | 9795.2055 |  |  |  |  | 4342.4644 | 4508.0069 | 4673.5494 | 4839.0919 | 5004.6344 | 33893.2606 | 32977.5811 | 32061.9016 | 31146.2221 | 30230.5426 |  | 0.54081 |  |  |  |  | 1 | 1 | 1 | 1 | 1 | [5 empty] | 9.17 | 6.3326 | 570.7763 | 26826.484 | 684.9315 | 0.11063 | 0.11116 | 0.096687 | 0.10549 | 0.082835 | 0.11063 | 0.11116 | 0.096687 | 0.10549 | 0.082835 | 100000 | 100000 | 0 | 0 | 0
7525 |  |  |  | 9795.2055 |  |  |  |  | 4189.2717 | 4400.3267 | 4611.3817 | 4822.4367 | 5033.4917 | 33456.1307 | 32552.2609 | 31648.3912 | 30744.5215 | 29840.6517 |  | 0 |  |  |  |  | 1 | 1 | 1 | 1 | 1 | [5 empty] | 12.9883 | 6.7287 | 570.7763 | 26826.484 | 684.9315 | 0.11062 | 0.11113 | 0.096715 | 0.105 | 0.082898 | 0.11062 | 0.11113 | 0.096715 | 0.105 | 0.082898 | 100000 | 100000 | 0 | 0 | 0
7526 |  |  |  | 9795.2055 |  |  |  |  | 4180.2603 | 4438.0903 | 4695.9203 | 4953.7503 | 5211.5803 | 32906.5625 | 32017.5402 | 31128.5179 | 30239.4956 | 29350.4733 |  | 0.01258 |  |  |  |  | 1 | 1 | 1 | 1 | 1 | [5 empty] | 7.3501 | 7.1418 | 570.7763 | 26826.484 | 684.9315 | 0.11078 | 0.11123 | 0.096961 | 0.10555 | 0.083106 | 0.11078 | 0.11123 | 0.096961 | 0.10555 | 0.083106 | 100000 | 100000 | 0 | 0 | 0
7527 |  |  |  | 9795.2055 |  |  |  |  | 4163.2389 | 4478.5414 | 4793.8439 | 5109.1464 | 5424.4489 | 33333.0397 | 32432.4955 | 31531.9512 | 30631.407 | 29730.8627 |  | 0.00636 |  |  |  |  | 1 | 1 | 1 | 1 | 1 | [5 empty] | 9.5867 | 7.0809 | 570.7763 | 26826.484 | 684.9315 | 0.11403 | 0.11473 | 0.099451 | 0.10777 | 0.092283 | 0.11403 | 0.11473 | 0.099451 | 0.10777 | 0.092283 | 100000 | 100000 | 0 | 0 | 0
7528 |  |  |  | 9795.2055 |  |  |  |  | 3914.9264 | 4348.1989 | 4781.4714 | 5214.7439 | 5648.0164 | 34387.5949 | 33458.5602 | 32529.5254 | 31600.4907 | 30671.456 |  | 0.02432 |  |  |  |  | 1 | 1 | 1 | 1 | 1 | [5 empty] | 7.9199 | 7.5023 | 570.7763 | 26826.484 | 684.9315 | 0.11575 | 0.11676 | 0.1025 | 0.11106 | 0.10663 | 0.11575 | 0.11676 | 0.1025 | 0.11106 | 0.10663 | 100000 | 100000 | 0 | 0 | 0
7529 |  |  |  | 9795.2055 |  |  |  |  | 4232.3259 | 4855.1767 | 5478.0275 | 6100.8784 | 6723.7292 | 36530.3053 | 35543.3819 | 34556.4585 | 33569.5351 | 32582.6117 |  | 0 |  |  |  |  | 1 | 1 | 1 | 1 | 1 | [5 empty] | 13.071 | 6.6998 | 570.7763 | 26826.484 | 684.9315 | 0.11663 | 0.11676 | 0.10298 | 0.11737 | 0.10799 | 0.11663 | 0.11676 | 0.10298 | 0.11737 | 0.10799 | 100000 | 100000 | 0 | 0 | 0
7530 |  |  |  | 9795.2055 |  |  |  |  | 5768.2586 | 6546.7536 | 7325.2486 | 8103.7436 | 8882.2386 | 38751.5254 | 37704.5923 | 36657.6592 | 35610.7261 | 34563.7929 |  | 0 |  |  |  |  | 1 | 1 | 1 | 1 | 1 | [5 empty] | 12.922 | 4.48 | 570.7763 | 26826.484 | 684.9315 | 0.11702 | 0.11675 | 0.10318 | 0.11702 | 0.10755 | 0.11702 | 0.11675 | 0.10318 | 0.11702 | 0.10755 | 100000 | 100000 | 0 | 0 | 0
7531 |  |  |  | 9795.2055 |  |  |  |  | 6752.4972 | 7563.7155 | 8374.9338 | 9186.1522 | 9997.3705 | 40074.5531 | 38991.8763 | 37909.1995 | 36826.5228 | 35743.846 |  | 0 |  |  |  |  | 1 | 1 | 1 | 1 | 1 | [5 empty] | 11.5498 | 3.9921 | 570.7763 | 26826.484 | 684.9315 | 0.11663 | 0.11618 | 0.10215 | 0.10993 | 0.10484 | 0.11663 | 0.11618 | 0.10215 | 0.10993 | 0.10485 | 100000 | 100000 | 0 | 0 | 0
7532 |  |  |  | 9795.2055 |  |  |  |  | 7087.9193 | 7863.3893 | 8638.8593 | 9414.3293 | 10189.7993 | 40904.2317 | 39799.1399 | 38694.048 | 37588.9562 | 36483.8643 |  | 0 |  |  |  |  | 1 | 1 | 1 | 1 | 1 | [5 empty] | 9.7484 | 4.761 | 570.7763 | 26826.484 | 684.9315 | 0.11518 | 0.11301 | 0.10171 | 0.10908 | 0.092759 | 0.11518 | 0.11301 | 0.10171 | 0.10908 | 0.092759 | 100000 | 100000 | 0 | 0 | 0
7533 |  |  |  | 9795.2055 |  |  |  |  | 6288.9138 | 6945.148 | 7601.3821 | 8257.6163 | 8913.8505 | 40118.4775 | 39034.6141 | 37950.7506 | 36866.8871 | 35783.0237 |  | 0 |  |  |  |  | 1 | 1 | 1 | 1 | 1 | [5 empty] | 10.6196 | 4.5751 | 570.7763 | 26826.484 | 684.9315 | 0.1093 | 0.10764 | 0.096245 | 0.10508 | 0.077573 | 0.1093 | 0.10764 | 0.096245 | 0.10508 | 0.077573 | 100000 | 100000 | 0 | 0 | 0
7534 |  |  |  | 9795.2055 |  |  |  |  | 5341.7219 | 5890.4627 | 6439.2036 | 6987.9444 | 7536.6852 | 36102.5145 | 35127.1485 | 34151.7826 | 33176.4166 | 32201.0507 |  | 0 |  |  |  |  | 1 | 1 | 1 | 1 | 1 | [5 empty] | 9.3014 | 8.1502 | 570.7763 | 26826.484 | 684.9315 | 0.10724 | 0.10117 | 0.092256 | 0.097542 | 0.063656 | 0.10724 | 0.10117 | 0.092256 | 0.097542 | 0.063656 | 100000 | 100000 | 0 | 0 | 0
7535 |  |  |  | 9795.2055 |  |  |  |  | 5129.4548 | 5581.6739 | 6033.8931 | 6486.1123 | 6938.3314 | 27407.9251 | 26667.4571 | 25926.9891 | 25186.5211 | 24446.0531 |  | 0 |  |  |  |  | 1 | 1 | 1 | 1 | 1 | [5 empty] | 8.1747 | 8.405 | 570.7763 | 26826.484 | 684.9315 | 0.1056 | 0.094589 | 0.082658 | 0.070759 | 0.054859 | 0.1056 | 0.094589 | 0.082658 | 0.070759 | 0.054859 | 100000 | 100000 | 0 | 0 | 0
7536 |  |  |  | 9795.2055 |  |  |  |  | 3822.8105 | 4215.7155 | 4608.6205 | 5001.5255 | 5394.4305 | 19344.3692 | 18821.7508 | 18299.1323 | 17776.5139 | 17253.8955 |  | 0 |  |  |  |  | 1 | 1 | 1 | 1 | 1 | [5 empty] | 7.1383 | 7.4907 | 570.7763 | 26826.484 | 684.9315 | 0.099908 | 0.091299 | 0.074821 | 0.055938 | 0.048014 | 0.099908 | 0.091299 | 0.074821 | 0.055938 | 0.048014 | 100000 | 100000 | 0 | 0 | 0
7537 |  |  |  | 9795.2055 |  |  |  |  | 2890.6731 | 3105.8523 | 3321.0315 | 3536.2106 | 3751.3898 | 16085.5628 | 15650.9861 | 15216.4094 | 14781.8328 | 14347.2561 |  | 0 |  |  |  |  | 1 | 1 | 1 | 1 | 1 | [5 empty] | 9.7149 | 6.3948 | 570.7763 | 26826.484 | 684.9315 | 0.098143 | 0.089364 | 0.074474 | 0.055366 | 0.047521 | 0.098143 | 0.089364 | 0.074474 | 0.055366 | 0.047521 | 100000 | 100000 | 0 | 0 | 0
7538 |  |  |  | 9795.2055 |  |  |  |  | 2059.4538 | 2160.7588 | 2262.0638 | 2363.3688 | 2464.6738 | 17456.5542 | 16984.938 | 16513.3219 | 16041.7058 | 15570.0896 |  | 0 |  |  |  |  | 1 | 1 | 1 | 1 | 1 | [5 empty] | 10.8544 | 8.6592 | 570.7763 | 26826.484 | 684.9315 | 0.098217 | 0.089266 | 0.074276 | 0.055262 | 0.047508 | 0.098217 | 0.089266 | 0.074276 | 0.055262 | 0.047508 | 100000 | 100000 | 0 | 0 | 0
7539 |  |  |  | 9795.2055 |  |  |  |  | 1556.9029 | 1604.5854 | 1652.2679 | 1699.9504 | 1747.6329 | 17613.0285 | 17137.1849 | 16661.3414 | 16185.4979 | 15709.6543 |  | 0 |  |  |  |  | 1 | 1 | 1 | 1 | 1 | [5 empty] | 10.883 | 6.6073 | 570.7763 | 26826.484 | 684.9315 | 0.098115 | 0.089302 | 0.074158 | 0.055185 | 0.047477 | 0.098116 | 0.089302 | 0.074158 | 0.055185 | 0.047477 | 100000 | 100000 | 0 | 0 | 0
7540 |  |  |  | 9795.2055 |  |  |  |  | 1458.4029 | 1498.9629 | 1539.5229 | 1580.0829 | 1620.6429 | 19965.2488 | 19425.8564 | 18886.4639 | 18347.0715 | 17807.679 |  | 0 |  |  |  |  | 1 | 1 | 1 | 1 | 1 | [5 empty] | 10.7067 | 7.3202 | 570.7763 | 26826.484 | 684.9315 | 0.084268 | 0.071567 | 0.04285 | 0.04509 | 0.044346 | 0.084268 | 0.071567 | 0.04285 | 0.04509 | 0.044346 | 100000 | 100000 | 0 | 0 | 0
7541 |  |  |  | 9795.2055 |  |  |  |  | 1646.3569 | 1686.9169 | 1727.4769 | 1768.0369 | 1808.5969 | 25627.6937 | 24935.3215 | 24242.9492 | 23550.5769 | 22858.2047 |  | 0 |  |  |  |  | 1 | 1 | 1 | 1 | 1 | [5 empty] | 10.9791 | 10.1179 | 570.7763 | 26826.484 | 684.9315 | 0.084229 | 0.070849 | 0.042756 | 0.044944 | 0.044914 | 0.084229 | 0.070849 | 0.042756 | 0.044944 | 0.044914 | 100000 | 100000 | 0 | 0 | 0
7542 |  |  |  | 9795.2055 |  |  |  |  | 2403.1987 | 2445.5462 | 2487.8937 | 2530.2412 | 2572.5887 | 37890.0059 | 36866.3481 | 35842.6903 | 34819.0325 | 33795.3747 |  | 0 |  |  |  |  | 1 | 1 | 1 | 1 | 1 | [5 empty] | 11.0809 | 8.5936 | 570.7763 | 26826.484 | 684.9315 | 0.084737 | 0.070557 | 0.043342 | 0.044851 | 0.0448 | 0.084737 | 0.070557 | 0.043342 | 0.044851 | 0.0448 | 100000 | 100000 | 0 | 0 | 0
7543 |  |  |  | 9795.2055 |  |  |  |  | 3771.1424 | 3812.5274 | 3853.9124 | 3895.2974 | 3936.6824 | 44794.0559 | 43583.8743 | 42373.6928 | 41163.5113 | 39953.3297 |  | 0 |  |  |  |  | 1 | 1 | 1 | 1 | 1 | [5 empty] | 10.5967 | 8.0358 | 570.7763 | 26826.484 | 684.9315 | 0.089702 | 0.067934 | 0.042734 | 0.045062 | 0.044798 | 0.089702 | 0.067934 | 0.042734 | 0.045062 | 0.044798 | 100000 | 100000 | 0 | 0 | 0
7544 |  |  |  | 9795.2055 |  |  |  |  | 4932.0351 | 4973.0076 | 5013.9801 | 5054.9526 | 5095.9251 | 42987.4623 | 41826.0887 | 40664.7151 | 39503.3415 | 38341.9679 |  | 0.15704 |  |  |  |  | 1 | 1 | 1 | 1 | 1 | [5 empty] | 10.509 | 10.1041 | 570.7763 | 26826.484 | 684.9315 | 0.087169 | 0.066756 | 0.042159 | 0.045412 | 0.04478 | 0.087169 | 0.066756 | 0.042159 | 0.045412 | 0.04478 | 100000 | 100000 | 0 | 0 | 0
7545 |  |  |  | 9795.2055 |  |  |  |  | 4176.1985 | 4226.686 | 4277.1735 | 4327.661 | 4378.1485 | 40266.2644 | 39178.4083 | 38090.5521 | 37002.6959 | 35914.8398 |  | 0.39931 |  |  |  |  | 1 | 1 | 1 | 1 | 1 | [5 empty] | 9.2336 | 11.4288 | 570.7763 | 26826.484 | 684.9315 | 0.074106 | 0.0031712 | 0.002679 | 0.0062665 | 0.037493 | 0.074106 | 0.0031712 | 0.002679 | 0.0062665 | 0.037493 | 100000 | 100000 | 0 | 0 | 0
7546 |  |  |  | 9795.2055 |  |  |  |  | 3703.8006 | 3777.5531 | 3851.3056 | 3925.0581 | 3998.8106 | 37646.1219 | 36629.053 | 35611.9841 | 34594.9152 | 33577.8463 |  | 0.61243 |  |  |  |  | 1 | 1 | 1 | 1 | 1 | [5 empty] | 7.8682 | 13.2065 | 570.7763 | 26826.484 | 684.9315 | 0.061013 | 0.0019588 | 0.0016464 | 0.0020303 | 0.0034696 | 0.061013 | 0.0019588 | 0.0016464 | 0.0020303 | 0.0034696 | 100000 | 100000 | 0 | 0 | 0
7547 |  |  |  | 9795.2055 |  |  |  |  | 3770.1373 | 3876.6673 | 3983.1973 | 4089.7273 | 4196.2573 | 35572.2162 | 34611.1771 | 33650.138 | 32689.0989 | 31728.0598 |  | 0.70718 |  |  |  |  | 1 | 1 | 1 | 1 | 1 | [5 empty] | 7.1123 | 13.9906 | 570.7763 | 26826.484 | 684.9315 | 0.062067 | 0.0020034 | 0.0015531 | 0.0020816 | 0.0034676 | 0.062067 | 0.0020034 | 0.0015531 | 0.0020816 | 0.0034676 | 100000 | 100000 | 0 | 0 | 0
7548 |  |  |  | 9795.2055 |  |  |  |  | 4359.127 | 4525.2204 | 4691.3137 | 4857.407 | 5023.5004 | 33687.9954 | 32777.8615 | 31867.7275 | 30957.5936 | 30047.4597 |  | 0.60098 |  |  |  |  | 1 | 1 | 1 | 1 | 1 | [5 empty] | 6.5233 | 15.3433 | 570.7763 | 26826.484 | 684.9315 | 0.06181 | 0.0019804 | 0.0015382 | 0.0020609 | 0.0034729 | 0.06181 | 0.0019804 | 0.0015382 | 0.0020609 | 0.0034729 | 100000 | 100000 | 0 | 0 | 0
7549 |  |  |  | 9795.2055 |  |  |  |  | 4205.3464 | 4415.0264 | 4624.7064 | 4834.3864 | 5044.0664 | 33253.4098 | 32355.0169 | 31456.624 | 30558.2311 | 29659.8381 |  | 0.57032 |  |  |  |  | 1 | 1 | 1 | 1 | 1 | [5 empty] | 6.1228 | 16.7241 | 570.7763 | 26826.484 | 684.9315 | 0.063195 | 0.0019657 | 0.0015251 | 0.0020735 | 0.0035099 | 0.063195 | 0.0019657 | 0.0015251 | 0.0020735 | 0.0035099 | 100000 | 100000 | 0 | 0 | 0
7550 |  |  |  | 9795.2055 |  |  |  |  | 4196.3005 | 4469.9697 | 4743.6388 | 5017.308 | 5290.9772 | 32707.1731 | 31823.5376 | 30939.9021 | 30056.2666 | 29172.6312 |  | 0.36311 |  |  |  |  | 1 | 1 | 1 | 1 | 1 | [5 empty] | 6.4238 | 18.462 | 570.7763 | 26826.484 | 684.9315 | 0.065638 | 0.0029746 | 0.0015038 | 0.0021009 | 0.0034424 | 0.065638 | 0.0029746 | 0.0015038 | 0.0021009 | 0.0034424 | 100000 | 100000 | 0 | 0 | 0
7551 |  |  |  | 9795.2055 |  |  |  |  | 4179.2138 | 4500.9513 | 4822.6888 | 5144.4263 | 5466.1638 | 33130.9595 | 32235.8748 | 31340.7901 | 30445.7053 | 29550.6206 |  | 0.28247 |  |  |  |  | 1 | 1 | 1 | 1 | 1 | [5 empty] | 6.9718 | 20.3629 | 570.7763 | 26826.484 | 684.9315 | 0.066897 | 0.0031431 | 0.0023669 | 0.0023621 | 0.0037123 | 0.066897 | 0.0031431 | 0.0023669 | 0.0023621 | 0.0037123 | 100000 | 100000 | 0 | 0 | 0
7552 |  |  |  | 9795.2055 |  |  |  |  | 3929.9485 | 4353.2118 | 4776.4752 | 5199.7385 | 5623.0018 | 34179.0165 | 33255.6169 | 32332.2173 | 31408.8176 | 30485.418 |  | 0.02288 |  |  |  |  | 1 | 1 | 1 | 1 | 1 | [5 empty] | 8.0267 | 21.4385 | 570.7763 | 26826.484 | 684.9315 | 0.066956 | 0.003277 | 0.0022885 | 0.002653 | 0.014356 | 0.066956 | 0.003277 | 0.0022885 | 0.002653 | 0.014356 | 100000 | 100000 | 0 | 0 | 0
7553 |  |  |  | 9795.2055 |  |  |  |  | 4248.5658 | 4865.2291 | 5481.8925 | 6098.5558 | 6715.2191 | 36308.5445 | 35327.6124 | 34346.6802 | 33365.748 | 32384.8159 |  | 0 |  |  |  |  | 1 | 1 | 1 | 1 | 1 | [5 empty] | 9.8867 | 23.2203 | 570.7763 | 26826.484 | 684.9315 | 0.06803 | 0.0032963 | 0.0022679 | 0.0026478 | 0.014212 | 0.06803 | 0.0032963 | 0.0022679 | 0.0026478 | 0.014212 | 100000 | 100000 | 0 | 0 | 0
7554 |  |  |  | 9795.2055 |  |  |  |  | 5790.3922 | 6574.1113 | 7357.8305 | 8141.5497 | 8925.2688 | 38516.1064 | 37475.5335 | 36434.9606 | 35394.3877 | 34353.8148 |  | 0 |  |  |  |  | 1 | 1 | 1 | 1 | 1 | [5 empty] | 12.3767 | 23.9438 | 570.7763 | 26826.484 | 684.9315 | 0.068387 | 0.0035686 | 0.0022888 | 0.0025208 | 0.014273 | 0.068387 | 0.0035686 | 0.0022888 | 0.0025208 | 0.014273 | 100000 | 100000 | 0 | 0 | 0
7555 |  |  |  | 9795.2055 |  |  |  |  | 6778.4073 | 7581.3757 | 8384.344 | 9187.3123 | 9990.2807 | 39831.2722 | 38755.1681 | 37679.0639 | 36602.9597 | 35526.8555 |  | 0 |  |  |  |  | 1 | 1 | 1 | 1 | 1 | [5 empty] | 12.4585 | 23.724 | 570.7763 | 26826.484 | 684.9315 | 0.068228 | 0.0033475 | 0.0022833 | 0.0024998 | 0.0042381 | 0.068228 | 0.0033475 | 0.0022833 | 0.0024998 | 0.0042381 | 100000 | 100000 | 0 | 0 | 0
7556 |  |  |  | 9795.2055 |  |  |  |  | 7115.1165 | 7867.3215 | 8619.5265 | 9371.7315 | 10123.9365 | 40656.0269 | 39557.6407 | 38459.2545 | 37360.8683 | 36262.4821 |  | 0 |  |  |  |  | 1 | 1 | 1 | 1 | 1 | [5 empty] | 12.3888 | 23.3842 | 570.7763 | 26826.484 | 684.9315 | 0.067581 | 0.0035748 | 0.0023218 | 0.0024708 | 0.0043814 | 0.067581 | 0.0035748 | 0.0023218 | 0.0024708 | 0.0043813 | 100000 | 100000 | 0 | 0 | 0
7557 |  |  |  | 9795.2055 |  |  |  |  | 6313.0452 | 6935.841 | 7558.6368 | 8181.4327 | 8804.2285 | 39875.2821 | 38797.9889 | 37720.6957 | 36643.4026 | 35566.1094 |  | 0 |  |  |  |  | 1 | 1 | 1 | 1 | 1 | [5 empty] | 12.1962 | 19.836 | 570.7763 | 26826.484 | 684.9315 | 0.058212 | 0.0034478 | 0.002023 | 0.0020483 | 0.0032377 | 0.058212 | 0.0034478 | 0.002023 | 0.0020483 | 0.0032377 | 100000 | 100000 | 0 | 0 | 0
7558 |  |  |  | 9795.2055 |  |  |  |  | 5362.2187 | 5910.9596 | 6459.7004 | 7008.4412 | 7557.1821 | 35883.9448 | 34914.4839 | 33945.0229 | 32975.562 | 32006.1011 |  | 0 |  |  |  |  | 1 | 1 | 1 | 1 | 1 | [5 empty] | 13.8872 | 18.4986 | 570.7763 | 26826.484 | 684.9315 | 0.049309 | 0.0031462 | 0.0017954 | 0.0016565 | 0.0024407 | 0.049309 | 0.0031462 | 0.0017954 | 0.0016565 | 0.0024407 | 100000 | 100000 | 0 | 0 | 0
7559 |  |  |  | 9795.2055 |  |  |  |  | 5149.1371 | 5596.8196 | 6044.5021 | 6492.1846 | 6939.8671 | 27242.9758 | 26506.9642 | 25770.9525 | 25034.9409 | 24298.9293 |  | 0 |  |  |  |  | 1 | 1 | 1 | 1 | 1 | [5 empty] | 15.0446 | 19.7905 | 570.7763 | 26826.484 | 684.9315 | 0.047775 | 0.0026377 | 0.0017841 | 0.0016182 | 0.0024389 | 0.047775 | 0.0026377 | 0.0017841 | 0.0016182 | 0.0024389 | 100000 | 100000 | 0 | 0 | 0
7560 |  |  |  | 9795.2055 |  |  |  |  | 3837.4791 | 4230.3841 | 4623.2891 | 5016.1941 | 5409.0991 | 19228.1072 | 18708.6298 | 18189.1524 | 17669.675 | 17150.1976 |  | 0 |  |  |  |  | 1 | 1 | 1 | 1 | 1 | [5 empty] | 16.454 | 19.0959 | 570.7763 | 26826.484 | 684.9315 | 0.04629 | 0.0026862 | 0.0018244 | 0.0016311 | 0.0024411 | 0.04629 | 0.0026863 | 0.0018244 | 0.0016311 | 0.0024411 | 100000 | 100000 | 0 | 0 | 0
7561 |  |  |  | 9795.2055 |  |  |  |  | 2901.7163 | 3108.6463 | 3315.5763 | 3522.5063 | 3729.4363 | 11954.7039 | 11631.7288 | 11308.7538 | 10985.7788 | 10662.8037 |  | 0 |  |  |  |  | 1 | 1 | 1 | 1 | 1 | [5 empty] | 15.8302 | 20.1543 | 570.7763 | 26826.484 | 684.9315 | 0.046995 | 0.002715 | 0.0018484 | 0.0016511 | 0.0024431 | 0.046995 | 0.002715 | 0.0018484 | 0.0016511 | 0.0024431 | 100000 | 100000 | 0 | 0 | 0
7562 |  |  |  | 9795.2055 |  |  |  |  | 2067.3215 | 2162.3573 | 2257.3932 | 2352.429 | 2447.4648 | 12975.9418 | 12625.3764 | 12274.811 | 11924.2456 | 11573.6803 |  | 0 |  |  |  |  | 1 | 1 | 1 | 1 | 1 | [5 empty] | 15.5699 | 21.011 | 570.7763 | 26826.484 | 684.9315 | 0.047214 | 0.0027251 | 0.001856 | 0.0016564 | 0.0024471 | 0.047215 | 0.0027251 | 0.001856 | 0.0016564 | 0.0024471 | 100000 | 100000 | 0 | 0 | 0
7563 |  |  |  | 9795.2055 |  |  |  |  | 1562.8507 | 1613.3382 | 1663.8257 | 1714.3132 | 1764.8007 | 13084.7059 | 12731.2021 | 12377.6983 | 12024.1945 | 11670.6907 |  | 0 |  |  |  |  | 1 | 1 | 1 | 1 | 1 | [5 empty] | 17.7015 | 22.7035 | 570.7763 | 26826.484 | 684.9315 | 0.046971 | 0.002698 | 0.0018332 | 0.0016457 | 0.0024456 | 0.046971 | 0.002698 | 0.0018332 | 0.0016457 | 0.0024456 | 100000 | 100000 | 0 | 0 | 0
7564 |  |  |  | 9795.2055 |  |  |  |  | 1463.9744 | 1504.8094 | 1545.6444 | 1586.4794 | 1627.3144 | 14830.328 | 14429.6634 | 14028.9989 | 13628.3344 | 13227.6699 |  | 0 |  |  |  |  | 1 | 1 | 1 | 1 | 1 | [5 empty] | 18.8046 | 22.7308 | 570.7763 | 26826.484 | 684.9315 | 0.038684 | 0.0027743 | 0.0018483 | 0.0016717 | 0.0024296 | 0.038683 | 0.0027743 | 0.0018483 | 0.0016717 | 0.0024296 | 100000 | 100000 | 0 | 0 | 0
7565 |  |  |  | 9795.2055 |  |  |  |  | 1652.6465 | 1693.894 | 1735.1415 | 1776.389 | 1817.6365 | 19045.69 | 18531.1408 | 18016.5917 | 17502.0426 | 16987.4935 |  | 0 |  |  |  |  | 1 | 1 | 1 | 1 | 1 | [5 empty] | 18.9804 | 24.2431 | 570.7763 | 26826.484 | 684.9315 | 0.03802 | 0.0027418 | 0.0018316 | 0.0016392 | 0.0023996 | 0.03802 | 0.0027418 | 0.0018316 | 0.0016392 | 0.0023996 | 100000 | 100000 | 0 | 0 | 0
7566 |  |  |  | 9795.2055 |  |  |  |  | 2412.3796 | 2452.5271 | 2492.6746 | 2532.8221 | 2572.9696 | 28153.9422 | 27393.3194 | 26632.6965 | 25872.0737 | 25111.4509 |  | 0 |  |  |  |  | 1 | 1 | 1 | 1 | 1 | [5 empty] | 19.2232 | 25.6532 | 570.7763 | 26826.484 | 684.9315 | 0.037033 | 0.0026777 | 0.0018168 | 0.0016171 | 0.0024328 | 0.037033 | 0.0026777 | 0.0018168 | 0.0016171 | 0.0024328 | 100000 | 100000 | 0 | 0 | 0
7567 |  |  |  | 9795.2055 |  |  |  |  | 3785.5492 | 3828.1717 | 3870.7942 | 3913.4167 | 3956.0392 | 33214.3407 | 32317.0033 | 31419.6659 | 30522.3285 | 29624.9911 |  | 0 |  |  |  |  | 1 | 1 | 1 | 1 | 1 | [5 empty] | 19.4232 | 25.3219 | 570.7763 | 26826.484 | 684.9315 | 0.048201 | 0.0030962 | 0.0017957 | 0.0016318 | 0.002446 | 0.048201 | 0.0030962 | 0.0017957 | 0.0016318 | 0.002446 | 100000 | 100000 | 0 | 0 | 0
7568 |  |  |  | 9795.2055 |  |  |  |  | 4950.8768 | 4992.5368 | 5034.1968 | 5075.8568 | 5117.5168 | 31885.0265 | 31023.6026 | 30162.1787 | 29300.7548 | 28439.3309 |  | 0.00248 |  |  |  |  | 1 | 1 | 1 | 1 | 1 | [5 empty] | 18.9863 | 26.7705 | 570.7763 | 26826.484 | 684.9315 | 0.050865 | 0.003441 | 0.002088 | 0.0021359 | 0.0031578 | 0.050865 | 0.003441 | 0.002088 | 0.0021359 | 0.0031578 | 100000 | 100000 | 0 | 0 | 0
7569 |  |  |  | 9795.2055 |  |  |  |  | 4192.1527 | 4239.5052 | 4286.8577 | 4334.2102 | 4381.5627 | 29885.5771 | 29078.1715 | 28270.7658 | 27463.3602 | 26655.9545 |  | 0.03219 |  |  |  |  | 1 | 1 | 1 | 1 | 1 | [5 empty] | 20.2098 | 24.5604 | 570.7763 | 26826.484 | 684.9315 | 0.050662 | 0.0029631 | 0.0018445 | 0.00167 | 0.0029831 | 0.050662 | 0.0029631 | 0.0018445 | 0.00167 | 0.0029831 | 100000 | 100000 | 0 | 0 | 0
7570 |  |  |  | 9795.2055 |  |  |  |  | 3717.9501 | 3789.9701 | 3861.9901 | 3934.0101 | 4006.0301 | 27947.9027 | 27192.8464 | 26437.7901 | 25682.7337 | 24927.6774 |  | 0.01182 |  |  |  |  | 1 | 1 | 1 | 1 | 1 | [5 empty] | 16.761 | 23.5972 | 570.7763 | 26826.484 | 684.9315 | 0.039122 | 0.0025905 | 0.001803 | 0.0017135 | 0.002227 | 0.039122 | 0.0025905 | 0.001803 | 0.0017135 | 0.002227 | 100000 | 100000 | 0 | 0 | 0
7571 |  |  |  | 9795.2055 |  |  |  |  | 3784.5403 | 3888.2103 | 3991.8803 | 4095.5503 | 4199.2203 | 26415.8462 | 25702.1808 | 24988.5153 | 24274.8499 | 23561.1845 |  | 0.01647 |  |  |  |  | 1 | 1 | 1 | 1 | 1 | [5 empty] | 17.2428 | 21.4441 | 570.7763 | 26826.484 | 684.9315 | 0.040544 | 0.0026398 | 0.0018302 | 0.0017618 | 0.0022605 | 0.040544 | 0.0026398 | 0.0018302 | 0.0017618 | 0.0022605 | 100000 | 100000 | 0 | 0 | 0
7572 |  |  |  | 9795.2055 |  |  |  |  | 4375.7801 | 4545.7226 | 4715.6651 | 4885.6076 | 5055.5501 | 25021.4599 | 24345.466 | 23669.4721 | 22993.4782 | 22317.4843 |  | 0.01779 |  |  |  |  | 1 | 1 | 1 | 1 | 1 | [5 empty] | 16.8868 | 21.1169 | 570.7763 | 26826.484 | 684.9315 | 0.039791 | 0.0026077 | 0.0018203 | 0.0017708 | 0.0022646 | 0.039791 | 0.0026077 | 0.0018203 | 0.0017708 | 0.0022646 | 100000 | 100000 | 0 | 0 | 0
7573 |  |  |  | 9795.2055 |  |  |  |  | 4221.412 | 4432.467 | 4643.522 | 4854.577 | 5065.632 | 24695.5669 | 24028.3775 | 23361.1881 | 22693.9987 | 22026.8093 |  | 0.02195 |  |  |  |  | 1 | 1 | 1 | 1 | 1 | [5 empty] | 15.8201 | 23.0492 | 570.7763 | 26826.484 | 684.9315 | 0.038946 | 0.0025341 | 0.0017661 | 0.0017019 | 0.0021987 | 0.038946 | 0.0025341 | 0.0017661 | 0.0017019 | 0.0021987 | 100000 | 100000 | 0 | 0 | 0
7574 |  |  |  | 9795.2055 |  |  |  |  | 4212.3315 | 4482.4807 | 4752.6299 | 5022.779 | 5292.9282 | 24289.9491 | 23633.7181 | 22977.4871 | 22321.2561 | 21665.0251 |  | 0.01912 |  |  |  |  | 1 | 1 | 1 | 1 | 1 | [5 empty] | 14.409 | 25.0381 | 570.7763 | 26826.484 | 684.9315 | 0.051178 | 0.003107 | 0.0017018 | 0.0016473 | 0.0021652 | 0.051178 | 0.003107 | 0.0017018 | 0.0016473 | 0.0021652 | 100000 | 100000 | 0 | 0 | 0
7575 |  |  |  | 9795.2055 |  |  |  |  | 4195.1795 | 4527.642 | 4860.1045 | 5192.567 | 5525.0295 | 24601.4556 | 23936.8087 | 23272.1619 | 22607.5151 | 21942.8682 |  | 0.03718 |  |  |  |  | 1 | 1 | 1 | 1 | 1 | [5 empty] | 14.301 | 25.7718 | 570.7763 | 26826.484 | 684.9315 | 0.051398 | 0.0030899 | 0.0020662 | 0.0016448 | 0.0033667 | 0.051398 | 0.0030898 | 0.0020662 | 0.0016448 | 0.0033667 | 100000 | 100000 | 0 | 0 | 0
7576 |  |  |  | 9795.2055 |  |  |  |  | 3944.962 | 4368.2253 | 4791.4886 | 5214.752 | 5638.0153 | 25376.5253 | 24690.9388 | 24005.3522 | 23319.7657 | 22634.1791 |  | 0.02198 |  |  |  |  | 1 | 1 | 1 | 1 | 1 | [5 empty] | 13.6715 | 24.59 | 570.7763 | 26826.484 | 684.9315 | 0.055721 | 0.0036214 | 0.0022761 | 0.0021428 | 0.0047178 | 0.055721 | 0.0036214 | 0.0022761 | 0.0021428 | 0.0047179 | 100000 | 100000 | 0 | 0 | 0
7577 |  |  |  | 9795.2055 |  |  |  |  | 4264.7965 | 4891.7715 | 5518.7465 | 6145.7215 | 6772.6965 | 26952.0076 | 26223.857 | 25495.7063 | 24767.5556 | 24039.4049 |  | 0 |  |  |  |  | 1 | 1 | 1 | 1 | 1 | [5 empty] | 15.8665 | 24.8393 | 570.7763 | 26826.484 | 684.9315 | 0.056533 | 0.0036404 | 0.0022684 | 0.002152 | 0.0047556 | 0.056533 | 0.0036404 | 0.0022684 | 0.002152 | 0.0047556 | 100000 | 100000 | 0 | 0 | 0
7578 |  |  |  | 9795.2055 |  |  |  |  | 5812.513 | 6598.8447 | 7385.1764 | 8171.508 | 8957.8397 | 28585.4354 | 27813.1551 | 27040.8748 | 26268.5945 | 25496.3142 |  | 0 |  |  |  |  | 1 | 1 | 1 | 1 | 1 | [5 empty] | 18.5524 | 23.903 | 570.7763 | 26826.484 | 684.9315 | 0.05738 | 0.0035782 | 0.0022751 | 0.0021782 | 0.0055177 | 0.05738 | 0.0035782 | 0.0022751 | 0.0021782 | 0.0055177 | 100000 | 100000 | 0 | 0 | 0
7579 |  |  |  | 9795.2055 |  |  |  |  | 6804.3027 | 7623.771 | 8443.2394 | 9262.7077 | 10082.176 | 29566.8108 | 28768.0171 | 27969.2235 | 27170.4298 | 26371.6361 |  | 0 |  |  |  |  | 1 | 1 | 1 | 1 | 1 | [5 empty] | 20.3359 | 22.9464 | 570.7763 | 26826.484 | 684.9315 | 0.057186 | 0.0036464 | 0.0022558 | 0.001907 | 0.004744 | 0.057186 | 0.0036464 | 0.0022558 | 0.001907 | 0.004744 | 100000 | 100000 | 0 | 0 | 0
7580 |  |  |  | 9795.2055 |  |  |  |  | 7142.2982 | 7891.9182 | 8641.5382 | 9391.1582 | 10140.7782 | 30182.4308 | 29367.0052 | 28551.5796 | 27736.154 | 26920.7284 |  | 0 |  |  |  |  | 1 | 1 | 1 | 1 | 1 | [5 empty] | 21.998 | 22.2049 | 570.7763 | 26826.484 | 684.9315 | 0.056379 | 0.0034081 | 0.0020399 | 0.0016535 | 0.0047061 | 0.056379 | 0.0034081 | 0.0020399 | 0.0016535 | 0.0047061 | 100000 | 100000 | 0 | 0 | 0
7581 |  |  |  | 9795.2055 |  |  |  |  | 6337.1627 | 6980.8577 | 7624.5527 | 8268.2477 | 8911.9427 | 29610.1035 | 28810.1402 | 28010.1769 | 27210.2136 | 26410.2503 |  | 0 |  |  |  |  | 1 | 1 | 1 | 1 | 1 | [5 empty] | 20.1688 | 20.5918 | 570.7763 | 26826.484 | 684.9315 | 0.053758 | 0.0031528 | 0.0020352 | 0.0016902 | 0.0043451 | 0.053758 | 0.0031528 | 0.0020352 | 0.0016902 | 0.0043451 | 100000 | 100000 | 0 | 0 | 0
7582 |  |  |  | 9795.2055 |  |  |  |  | 5382.7039 | 5904.6339 | 6426.5639 | 6948.4939 | 7470.4239 | 26654.7545 | 25934.6346 | 25214.5147 | 24494.3948 | 23774.2748 |  | 0 |  |  |  |  | 1 | 1 | 1 | 1 | 1 | [5 empty] | 19.1557 | 20.1004 | 570.7763 | 26826.484 | 684.9315 | 0.050453 | 0.0031862 | 0.0018272 | 0.0017003 | 0.0037116 | 0.050453 | 0.0031862 | 0.0018272 | 0.0017003 | 0.0037116 | 100000 | 100000 | 0 | 0 | 0
7583 |  |  |  | 9795.2055 |  |  |  |  | 5168.8082 | 5628.5907 | 6088.3732 | 6548.1557 | 7007.9382 | 20265.8406 | 19718.3272 | 19170.8138 | 18623.3004 | 18075.787 |  | 0 |  |  |  |  | 1 | 1 | 1 | 1 | 1 | [5 empty] | 18.7187 | 19.5311 | 570.7763 | 26826.484 | 684.9315 | 0.050259 | 0.0030899 | 0.0018143 | 0.0016586 | 0.0037073 | 0.050259 | 0.0030899 | 0.0018143 | 0.0016586 | 0.0037073 | 100000 | 100000 | 0 | 0 | 0
7584 |  |  |  | 9795.2055 |  |  |  |  | 3852.1393 | 4241.1668 | 4630.1943 | 5019.2218 | 5408.2493 | 14308.4199 | 13921.8555 | 13535.2912 | 13148.7268 | 12762.1625 |  | 0 |  |  |  |  | 1 | 1 | 1 | 1 | 1 | [5 empty] | 18.4714 | 18.3701 | 570.7763 | 26826.484 | 684.9315 | 0.050399 | 0.0032181 | 0.0018631 | 0.0016663 | 0.0037032 | 0.050399 | 0.0032181 | 0.0018631 | 0.0016663 | 0.0037032 | 100000 | 100000 | 0 | 0 | 0
7585 |  |  |  | 9795.2055 |  |  |  |  | 3054.5393 | 3375.3418 | 3696.1443 | 4016.9468 | 4337.7493 | 7313.1901 | 7115.6128 | 6918.0355 | 6720.4582 | 6522.881 |  | 0 |  |  |  |  | 1 | 1 | 1 | 1 | 1 | [5 empty] | 17.6251 | 18.5963 | 570.7763 | 26826.484 | 684.9315 | 0.050527 | 0.0032059 | 0.0018698 | 0.0016668 | 0.0037074 | 0.050527 | 0.0032059 | 0.0018698 | 0.0016668 | 0.0037074 | 100000 | 100000 | 0 | 0 | 0
7586 |  |  |  | 9795.2055 |  |  |  |  | 2239.2528 | 2418.8478 | 2598.4428 | 2778.0378 | 2957.6328 | 7843.6694 | 7631.7604 | 7419.8514 | 7207.9424 | 6996.0334 |  | 0 |  |  |  |  | 1 | 1 | 1 | 1 | 1 | [5 empty] | 17.7712 | 18.4091 | 570.7763 | 26826.484 | 684.9315 | 0.050936 | 0.0032233 | 0.0018648 | 0.0016732 | 0.0037124 | 0.050936 | 0.0032233 | 0.0018648 | 0.0016732 | 0.0037124 | 100000 | 100000 | 0 | 0 | 0
7587 |  |  |  | 9795.2055 |  |  |  |  | 1644.7519 | 1754.1419 | 1863.5319 | 1972.9219 | 2082.3119 | 8169.8987 | 7949.1761 | 7728.4535 | 7507.7309 | 7287.0083 |  | 0 |  |  |  |  | 1 | 1 | 1 | 1 | 1 | [5 empty] | 17.7341 | 17.9194 | 570.7763 | 26826.484 | 684.9315 | 0.050544 | 0.0032096 | 0.0018579 | 0.0016674 | 0.0037083 | 0.050544 | 0.0032096 | 0.0018579 | 0.0016674 | 0.0037083 | 100000 | 100000 | 0 | 0 | 0
7588 |  |  |  | 9795.2055 |  |  |  |  | 1456.3752 | 1511.2352 | 1566.0952 | 1620.9552 | 1675.8152 | 9594.1308 | 9334.9304 | 9075.7299 | 8816.5295 | 8557.329 |  | 0 |  |  |  |  | 1 | 1 | 1 | 1 | 1 | [5 empty] | 17.7348 | 18.0096 | 570.7763 | 26826.484 | 684.9315 | 0.044228 | 0.0025304 | 0.0015714 | 0.0016397 | 0.0034892 | 0.044228 | 0.0025304 | 0.0015714 | 0.0016397 | 0.0034892 | 100000 | 100000 | 0 | 0 | 0
7589 |  |  |  | 9795.2055 |  |  |  |  | 1600.1897 | 1649.6872 | 1699.1847 | 1748.6822 | 1798.1797 | 13569.5653 | 13202.9623 | 12836.3592 | 12469.7562 | 12103.1532 |  | 0 |  |  |  |  | 1 | 1 | 1 | 1 | 1 | [5 empty] | 17.3232 | 17.5775 | 570.7763 | 26826.484 | 684.9315 | 0.044922 | 0.0025166 | 0.0015575 | 0.0016343 | 0.0035 | 0.044922 | 0.0025166 | 0.0015575 | 0.0016343 | 0.0035 | 100000 | 100000 | 0 | 0 | 0
7590 |  |  |  | 9795.2055 |  |  |  |  | 2013.4032 | 2062.4057 | 2111.4082 | 2160.4107 | 2209.4132 | 22685.738 | 22072.8473 | 21459.9565 | 20847.0658 | 20234.1751 |  | 0 |  |  |  |  | 1 | 1 | 1 | 1 | 1 | [5 empty] | 17.209 | 16.9263 | 570.7763 | 26826.484 | 684.9315 | 0.048174 | 0.0025257 | 0.0015527 | 0.0016367 | 0.0035004 | 0.048174 | 0.0025257 | 0.0015527 | 0.0016367 | 0.0035004 | 100000 | 100000 | 0 | 0 | 0
7591 |  |  |  | 9795.2055 |  |  |  |  | 2612.9679 | 2655.1779 | 2697.3879 | 2739.5979 | 2781.8079 | 27796.029 | 27045.0758 | 26294.1225 | 25543.1693 | 24792.2161 |  | 0 |  |  |  |  | 1 | 1 | 1 | 1 | 1 | [5 empty] | 17.0288 | 17.4757 | 570.7763 | 26826.484 | 684.9315 | 0.048731 | 0.0026201 | 0.0015501 | 0.0016588 | 0.0034884 | 0.048731 | 0.0026201 | 0.0015501 | 0.0016588 | 0.0034884 | 100000 | 100000 | 0 | 0 | 0
7592 |  |  |  | 9795.2055 |  |  |  |  | 3745.2541 | 3786.7766 | 3828.2991 | 3869.8216 | 3911.3441 | 28011.9081 | 27255.1226 | 26498.337 | 25741.5515 | 24984.7659 |  | 0.00502 |  |  |  |  | 1 | 1 | 1 | 1 | 1 | [5 empty] | 16.5568 | 18.2135 | 570.7763 | 26826.484 | 684.9315 | 0.051 | 0.0026323 | 0.0015517 | 0.0016981 | 0.0040633 | 0.051 | 0.0026323 | 0.0015517 | 0.0016981 | 0.0040633 | 100000 | 100000 | 0 | 0 | 0
7593 |  |  |  | 9795.2055 |  |  |  |  | 4022.7553 | 4098.4878 | 4174.2203 | 4249.9528 | 4325.6853 | 24538.7685 | 23875.8152 | 23212.862 | 22549.9087 | 21886.9555 |  | 0.08182 |  |  |  |  | 1 | 1 | 1 | 1 | 1 | [5 empty] | 15.2753 | 17.6042 | 570.7763 | 26826.484 | 684.9315 | 0.050728 | 0.0029299 | 0.0013128 | 0.001486 | 0.0035374 | 0.050728 | 0.0029299 | 0.0013128 | 0.001486 | 0.0035374 | 100000 | 100000 | 0 | 0 | 0
7594 |  |  |  | 9795.2055 |  |  |  |  | 4376.2149 | 4496.6599 | 4617.1049 | 4737.5499 | 4857.9949 | 22744.5603 | 22130.0804 | 21515.6005 | 20901.1206 | 20286.6407 |  | 0.4707 |  |  |  |  | 1 | 1 | 1 | 1 | 1 | [5 empty] | 14.1339 | 17.5594 | 570.7763 | 26826.484 | 684.9315 | 0.04746 | 0.0016022 | 0.0013092 | 0.00122 | 0.0033032 | 0.04746 | 0.0016022 | 0.0013092 | 0.00122 | 0.0033032 | 100000 | 100000 | 0 | 0 | 0
7595 |  |  |  | 9795.2055 |  |  |  |  | 4692.2017 | 4940.2692 | 5188.3367 | 5436.4042 | 5684.4717 | 21149.6757 | 20578.2841 | 20006.8925 | 19435.5009 | 18864.1093 |  | 0.42811 |  |  |  |  | 1 | 1 | 1 | 1 | 1 | [5 empty] | 13.3331 | 17.3994 | 570.7763 | 26826.484 | 684.9315 | 0.051154 | 0.0016202 | 0.0013592 | 0.0012694 | 0.0033186 | 0.051154 | 0.0016202 | 0.0013592 | 0.0012694 | 0.0033186 | 100000 | 100000 | 0 | 0 | 0
7596 |  |  |  | 9795.2055 |  |  |  |  | 5354.5587 | 5669.8612 | 5985.1637 | 6300.4662 | 6615.7687 | 19369.9511 | 18846.6416 | 18323.332 | 17800.0225 | 17276.7129 |  | 0.58491 |  |  |  |  | 1 | 1 | 1 | 1 | 1 | [5 empty] | 13.506 | 16.8701 | 570.7763 | 26826.484 | 684.9315 | 0.050329 | 0.0015966 | 0.0013506 | 0.0012891 | 0.0033284 | 0.050329 | 0.0015966 | 0.0013506 | 0.0012891 | 0.0033284 | 100000 | 100000 | 0 | 0 | 0
7597 |  |  |  | 9795.2055 |  |  |  |  | 5147.952 | 5594.9195 | 6041.887 | 6488.8545 | 6935.822 | 18450.6777 | 17952.2037 | 17453.7298 | 16955.2559 | 16456.7819 |  | 0.62484 |  |  |  |  | 1 | 1 | 1 | 1 | 1 | [5 empty] | 12.6442 | 16.659 | 570.7763 | 26826.484 | 684.9315 | 0.048546 | 0.0017794 | 0.0014975 | 0.0012593 | 0.0033171 | 0.048546 | 0.0017794 | 0.0014975 | 0.0012593 | 0.0033171 | 100000 | 100000 | 0 | 0 | 0
7598 |  |  |  | 9795.2055 |  |  |  |  | 4964.6391 | 5469.2991 | 5973.9591 | 6478.6191 | 6983.2791 | 18052.3265 | 17564.6146 | 17076.9028 | 16589.1909 | 16101.4791 |  | 0.55031 |  |  |  |  | 1 | 1 | 1 | 1 | 1 | [5 empty] | 11.7723 | 15.6689 | 570.7763 | 26826.484 | 684.9315 | 0.052726 | 0.0019642 | 0.0014615 | 0.0012302 | 0.003319 | 0.052726 | 0.0019642 | 0.0014615 | 0.0012302 | 0.003319 | 100000 | 100000 | 0 | 0 | 0
7599 |  |  |  | 9795.2055 |  |  |  |  | 5248.217 | 5749.7695 | 6251.322 | 6752.8745 | 7254.427 | 17615.1551 | 17139.2541 | 16663.3532 | 16187.4522 | 15711.5512 |  | 0.38903 |  |  |  |  | 1 | 1 | 1 | 1 | 1 | [5 empty] | 10.8814 | 14.9427 | 570.7763 | 26826.484 | 684.9315 | 0.053422 | 0.0030533 | 0.0019321 | 0.0027071 | 0.035355 | 0.053422 | 0.0030533 | 0.001932 | 0.0027071 | 0.035355 | 100000 | 100000 | 0 | 0 | 0
7600 |  |  |  | 9795.2055 |  |  |  |  | 5541.9227 | 6034.7585 | 6527.5944 | 7020.4302 | 7513.266 | 17858.5214 | 17376.0455 | 16893.5696 | 16411.0937 | 15928.6178 |  | 0.18794 |  |  |  |  | 1 | 1 | 1 | 1 | 1 | [5 empty] | 10.0444 | 14.8683 | 570.7763 | 26826.484 | 684.9315 | 0.054862 | 0.042908 | 0.026023 | 0.038139 | 0.041938 | 0.054862 | 0.042908 | 0.026023 | 0.038139 | 0.041938 | 100000 | 100000 | 0 | 0 | 0
7601 |  |  |  | 9795.2055 |  |  |  |  | 6109.0785 | 6587.5602 | 7066.0419 | 7544.5235 | 8023.0052 | 18670.8913 | 18166.4679 | 17662.0446 | 17157.6212 | 16653.1979 |  | 0 |  |  |  |  | 1 | 1 | 1 | 1 | 1 | [5 empty] | 9.9911 | 13.9927 | 570.7763 | 26826.484 | 684.9315 | 0.058063 | 0.042844 | 0.032692 | 0.047294 | 0.047714 | 0.058063 | 0.042844 | 0.032692 | 0.047294 | 0.047714 | 100000 | 100000 | 0 | 0 | 0
7602 |  |  |  | 9795.2055 |  |  |  |  | 7630.2715 | 8118.6523 | 8607.0332 | 9095.414 | 9583.7948 | 19745.4456 | 19211.9915 | 18678.5373 | 18145.0832 | 17611.6291 |  | 0 |  |  |  |  | 1 | 1 | 1 | 1 | 1 | [5 empty] | 10.8625 | 13.3562 | 570.7763 | 26826.484 | 684.9315 | 0.091023 | 0.045771 | 0.053036 | 0.051647 | 0.052184 | 0.091023 | 0.045771 | 0.053036 | 0.051647 | 0.052184 | 100000 | 100000 | 0 | 0 | 0
7603 |  |  |  | 9795.2055 |  |  |  |  | 7958.4117 | 8447.7267 | 8937.0417 | 9426.3567 | 9915.6717 | 21194.0144 | 20621.4249 | 20048.8355 | 19476.246 | 18903.6565 |  | 0 |  |  |  |  | 1 | 1 | 1 | 1 | 1 | [5 empty] | 10.4567 | 13.2745 | 570.7763 | 26826.484 | 684.9315 | 0.098227 | 0.068146 | 0.059225 | 0.055065 | 0.052976 | 0.098227 | 0.068146 | 0.059225 | 0.055065 | 0.052976 | 100000 | 100000 | 0 | 0 | 0
7604 |  |  |  | 9795.2055 |  |  |  |  | 7385.1792 | 7878.4 | 8371.6208 | 8864.8417 | 9358.0625 | 23016.8937 | 22395.0563 | 21773.2189 | 21151.3815 | 20529.5441 |  | 0 |  |  |  |  | 1 | 1 | 1 | 1 | 1 | [5 empty] | 9.5428 | 12.3996 | 570.7763 | 26826.484 | 684.9315 | 0.098652 | 0.069598 | 0.059323 | 0.055151 | 0.053449 | 0.098652 | 0.069598 | 0.059323 | 0.055151 | 0.053449 | 100000 | 100000 | 0 | 0 | 0
7605 |  |  |  | 9795.2055 |  |  |  |  | 6226.5608 | 6658.5133 | 7090.4658 | 7522.4183 | 7954.3708 | 22977.1856 | 22356.4209 | 21735.6563 | 21114.8917 | 20494.127 |  | 0 |  |  |  |  | 1 | 1 | 1 | 1 | 1 | [5 empty] | 9.9189 | 11.3968 | 570.7763 | 26826.484 | 684.9315 | 0.096487 | 0.069612 | 0.060858 | 0.055597 | 0.053433 | 0.096487 | 0.069612 | 0.060858 | 0.055597 | 0.053433 | 100000 | 100000 | 0 | 0 | 0
7606 |  |  |  | 9795.2055 |  |  |  |  | 5285.6898 | 5670.8398 | 6055.9898 | 6441.1398 | 6826.2898 | 21347.8153 | 20771.0707 | 20194.326 | 19617.5814 | 19040.8367 |  | 0 |  |  |  |  | 1 | 1 | 1 | 1 | 1 | [5 empty] | 10.8678 | 10.4005 | 570.7763 | 26826.484 | 684.9315 | 0.096145 | 0.07183 | 0.061928 | 0.056202 | 0.053246 | 0.096145 | 0.07183 | 0.061928 | 0.056202 | 0.053246 | 100000 | 100000 | 0 | 0 | 0
7607 |  |  |  | 9795.2055 |  |  |  |  | 5433.5554 | 5789.2821 | 6145.0088 | 6500.7354 | 6856.4621 | 16222.7447 | 15784.4619 | 15346.179 | 14907.8962 | 14469.6133 |  | 0 |  |  |  |  | 1 | 1 | 1 | 1 | 1 | [5 empty] | 10.4117 | 9.094 | 570.7763 | 26826.484 | 684.9315 | 0.096512 | 0.074345 | 0.066515 | 0.056822 | 0.053378 | 0.096512 | 0.074345 | 0.066515 | 0.056822 | 0.053378 | 100000 | 100000 | 0 | 0 | 0
7608 |  |  |  | 9795.2055 |  |  |  |  | 4328.6143 | 4673.946 | 5019.2777 | 5364.6093 | 5709.941 | 9548.0162 | 9290.0616 | 9032.107 | 8774.1524 | 8516.1978 |  | 0 |  |  |  |  | 1 | 1 | 1 | 1 | 1 | [5 empty] | 9.2092 | 8.2667 | 570.7763 | 26826.484 | 684.9315 | 0.095269 | 0.076188 | 0.068156 | 0.056953 | 0.053354 | 0.095269 | 0.076188 | 0.068156 | 0.056953 | 0.053354 | 100000 | 100000 | 0 | 0 | 0
7609 |  |  |  | 9795.2055 |  |  |  |  | 3485.9581 | 3865.4431 | 4244.9281 | 4624.4131 | 5003.8981 | 7920.2709 | 7706.2924 | 7492.3139 | 7278.3354 | 7064.3569 |  | 0 |  |  |  |  | 1 | 1 | 1 | 1 | 1 | [5 empty] | 8.934 | 7.134 | 570.7763 | 26826.484 | 684.9315 | 0.096168 | 0.089787 | 0.072996 | 0.057497 | 0.053827 | 0.096168 | 0.089787 | 0.072996 | 0.057497 | 0.053827 | 100000 | 100000 | 0 | 0 | 0
7610 |  |  |  | 9795.2055 |  |  |  |  | 2676.736 | 2994.4035 | 3312.071 | 3629.7385 | 3947.406 | 8496.7554 | 8267.2022 | 8037.6491 | 7808.0959 | 7578.5428 |  | 0 |  |  |  |  | 1 | 1 | 1 | 1 | 1 | [5 empty] | 9.2243 | 7.2253 | 570.7763 | 26826.484 | 684.9315 | 0.09716 | 0.090998 | 0.074523 | 0.058062 | 0.054071 | 0.09716 | 0.090997 | 0.074523 | 0.058062 | 0.054071 | 100000 | 100000 | 0 | 0 | 0
7611 |  |  |  | 9795.2055 |  |  |  |  | 1974.258 | 2175.1655 | 2376.073 | 2576.9805 | 2777.888 | 8851.6476 | 8612.5065 | 8373.3654 | 8134.2243 | 7895.0832 |  | 0 |  |  |  |  | 1 | 1 | 1 | 1 | 1 | [5 empty] | 9.6933 | 6.7565 | 570.7763 | 26826.484 | 684.9315 | 0.097201 | 0.091468 | 0.077049 | 0.05805 | 0.054024 | 0.097201 | 0.091468 | 0.077049 | 0.05805 | 0.054024 | 100000 | 100000 | 0 | 0 | 0
7612 |  |  |  | 9795.2055 |  |  |  |  | 1754.6701 | 1853.9951 | 1953.3201 | 2052.6451 | 2151.9701 | 10395.2327 | 10114.3892 | 9833.5457 | 9552.7022 | 9271.8588 |  | 0 |  |  |  |  | 1 | 1 | 1 | 1 | 1 | [5 empty] | 10.7891 | 6.6298 | 570.7763 | 26826.484 | 684.9315 | 0.093694 | 0.07897 | 0.062603 | 0.056527 | 0.052378 | 0.093694 | 0.07897 | 0.062603 | 0.056527 | 0.052378 | 100000 | 100000 | 0 | 0 | 0
7613 |  |  |  | 9795.2055 |  |  |  |  | 1857.3478 | 1915.6728 | 1973.9978 | 2032.3228 | 2090.6478 | 14702.0148 | 14304.8169 | 13907.6189 | 13510.421 | 13113.2231 |  | 0 |  |  |  |  | 1 | 1 | 1 | 1 | 1 | [5 empty] | 10.6939 | 6.274 | 570.7763 | 26826.484 | 684.9315 | 0.093215 | 0.065543 | 0.062002 | 0.056561 | 0.052457 | 0.093215 | 0.065543 | 0.062002 | 0.056561 | 0.052457 | 100000 | 100000 | 0 | 0 | 0
7614 |  |  |  | 9795.2055 |  |  |  |  | 2167.414 | 2206.7365 | 2246.059 | 2285.3815 | 2324.704 | 24587.0808 | 23922.8223 | 23258.5638 | 22594.3053 | 21930.0469 |  | 0 |  |  |  |  | 1 | 1 | 1 | 1 | 1 | [5 empty] | 10.0602 | 7.8599 | 570.7763 | 26826.484 | 684.9315 | 0.092403 | 0.064052 | 0.062107 | 0.056741 | 0.052927 | 0.092404 | 0.064052 | 0.062107 | 0.056741 | 0.052927 | 100000 | 100000 | 0 | 0 | 0
7615 |  |  |  | 9795.2055 |  |  |  |  | 2567.9586 | 2609.4811 | 2651.0036 | 2692.5261 | 2734.0486 | 30129.2876 | 29315.2977 | 28501.3078 | 27687.3179 | 26873.3281 |  | 0 |  |  |  |  | 1 | 1 | 1 | 1 | 1 | [5 empty] | 9.7479 | 6.4427 | 570.7763 | 26826.484 | 684.9315 | 0.093335 | 0.064937 | 0.061706 | 0.056939 | 0.053224 | 0.093335 | 0.064937 | 0.061706 | 0.056939 | 0.053224 | 100000 | 100000 | 0 | 0 | 0
7616 |  |  |  | 9795.2055 |  |  |  |  | 3823.4729 | 3865.9579 | 3908.4429 | 3950.9279 | 3993.4129 | 30368.0632 | 29547.6224 | 28727.1817 | 27906.7409 | 27086.3001 |  | 0.13957 |  |  |  |  | 1 | 1 | 1 | 1 | 1 | [5 empty] | 9.0729 | 5.2442 | 570.7763 | 26826.484 | 684.9315 | 0.093646 | 0.061769 | 0.058509 | 0.055444 | 0.051994 | 0.093646 | 0.061769 | 0.058509 | 0.055444 | 0.051994 | 100000 | 100000 | 0 | 0 | 0
7617 |  |  |  | 9795.2055 |  |  |  |  | 4737.4059 | 4778.5159 | 4819.6259 | 4860.7359 | 4901.8459 | 26597.9015 | 25879.3176 | 25160.7336 | 24442.1497 | 23723.5657 |  | 0.39951 |  |  |  |  | 1 | 1 | 1 | 1 | 1 | [5 empty] | 9.1762 | 6.0195 | 570.7763 | 26826.484 | 684.9315 | 0.090113 | 0.032364 | 0.037927 | 0.05118 | 0.048643 | 0.090113 | 0.032364 | 0.037927 | 0.05118 | 0.048643 | 100000 | 100000 | 0 | 0 | 0
7618 |  |  |  | 9795.2055 |  |  |  |  | 5596.4419 | 5652.2644 | 5708.0869 | 5763.9094 | 5819.7319 | 24652.0138 | 23986.0011 | 23319.9883 | 22653.9756 | 21987.9629 |  | 0.51093 |  |  |  |  | 1 | 1 | 1 | 1 | 1 | [5 empty] | 8.5811 | 7.4608 | 570.7763 | 26826.484 | 684.9315 | 0.074871 | 0.016935 | 0.022132 | 0.027424 | 0.03712 | 0.074871 | 0.016935 | 0.022132 | 0.027424 | 0.03712 | 100000 | 100000 | 0 | 0 | 0
7619 |  |  |  | 9795.2055 |  |  |  |  | 6280.6209 | 6353.6309 | 6426.6409 | 6499.6509 | 6572.6609 | 22922.2213 | 22302.9416 | 21683.6619 | 21064.3822 | 20445.1025 |  | 0.62608 |  |  |  |  | 1 | 1 | 1 | 1 | 1 | [5 empty] | 8.5141 | 5.6588 | 570.7763 | 26826.484 | 684.9315 | 0.074266 | 0.016131 | 0.021271 | 0.025771 | 0.030505 | 0.074266 | 0.016131 | 0.021271 | 0.025771 | 0.030505 | 100000 | 100000 | 0 | 0 | 0
7620 |  |  |  | 9795.2055 |  |  |  |  | 7256.5672 | 7370.9072 | 7485.2472 | 7599.5872 | 7713.9272 | 20991.7932 | 20424.667 | 19857.5409 | 19290.4147 | 18723.2886 |  | 0.64299 |  |  |  |  | 1 | 1 | 1 | 1 | 1 | [5 empty] | 10.7071 | 3.742 | 570.7763 | 26826.484 | 684.9315 | 0.074457 | 0.015935 | 0.021073 | 0.025299 | 0.030218 | 0.074457 | 0.015935 | 0.021073 | 0.025299 | 0.030218 | 100000 | 100000 | 0 | 0 | 0
7621 |  |  |  | 9795.2055 |  |  |  |  | 6826.5409 | 7005.5584 | 7184.5759 | 7363.5934 | 7542.6109 | 19994.1126 | 19453.9404 | 18913.7681 | 18373.5959 | 17833.4236 |  | 0.67045 |  |  |  |  | 1 | 1 | 1 | 1 | 1 | [5 empty] | 11.9142 | 5.8507 | 570.7763 | 26826.484 | 684.9315 | 0.073894 | 0.015466 | 0.020262 | 0.02583 | 0.030026 | 0.073894 | 0.015466 | 0.020262 | 0.02583 | 0.030026 | 100000 | 100000 | 0 | 0 | 0
7622 |  |  |  | 9795.2055 |  |  |  |  | 6003.0862 | 6239.1371 | 6475.1879 | 6711.2387 | 6947.2896 | 19562.9539 | 19034.4301 | 18505.9063 | 17977.3825 | 17448.8586 |  | 0.53015 |  |  |  |  | 1 | 1 | 1 | 1 | 1 | [5 empty] | 11.8384 | 7.0067 | 570.7763 | 26826.484 | 684.9315 | 0.077346 | 0.022368 | 0.027666 | 0.036189 | 0.04777 | 0.077346 | 0.022368 | 0.027666 | 0.036189 | 0.04777 | 100000 | 100000 | 0 | 0 | 0
7623 |  |  |  | 9795.2055 |  |  |  |  | 5507.9968 | 5857.5085 | 6207.0201 | 6556.5318 | 6906.0435 | 19089.8819 | 18574.1389 | 18058.3959 | 17542.6528 | 17026.9098 |  | 0.39982 |  |  |  |  | 1 | 1 | 1 | 1 | 1 | [5 empty] | 8.5104 | 8.8956 | 570.7763 | 26826.484 | 684.9315 | 0.090759 | 0.048354 | 0.038237 | 0.053238 | 0.051124 | 0.090759 | 0.048354 | 0.038237 | 0.053238 | 0.051125 | 100000 | 100000 | 0 | 0 | 0
7624 |  |  |  | 9795.2055 |  |  |  |  | 5316.874 | 5636.4665 | 5956.059 | 6275.6515 | 6595.244 | 19354.419 | 18831.5291 | 18308.6391 | 17785.7492 | 17262.8593 |  | 0.05622 |  |  |  |  | 1 | 1 | 1 | 1 | 1 | [5 empty] | 6.5232 | 9.7268 | 570.7763 | 26826.484 | 684.9315 | 0.094018 | 0.058139 | 0.049766 | 0.061127 | 0.057827 | 0.094018 | 0.058139 | 0.049766 | 0.061127 | 0.057827 | 100000 | 100000 | 0 | 0 | 0
7625 |  |  |  | 9795.2055 |  |  |  |  | 5738.7674 | 6096.9124 | 6455.0574 | 6813.2024 | 7171.3474 | 20236.3222 | 19689.6063 | 19142.8904 | 18596.1744 | 18049.4585 |  | 0 |  |  |  |  | 1 | 1 | 1 | 1 | 1 | [5 empty] | 7.0153 | 10.296 | 570.7763 | 26826.484 | 684.9315 | 0.096259 | 0.058659 | 0.056603 | 0.097767 | 0.089991 | 0.096259 | 0.058659 | 0.056603 | 0.097767 | 0.089991 | 100000 | 100000 | 0 | 0 | 0
7626 |  |  |  | 9795.2055 |  |  |  |  | 7247.4177 | 7640.7627 | 8034.1077 | 8427.4527 | 8820.7977 | 21401.656 | 20823.4567 | 20245.2575 | 19667.0583 | 19088.859 |  | 0 |  |  |  |  | 1 | 1 | 1 | 1 | 1 | [5 empty] | 7.1242 | 9.3705 | 570.7763 | 26826.484 | 684.9315 | 0.098443 | 0.060743 | 0.050216 | 0.083499 | 0.078736 | 0.098443 | 0.060743 | 0.050216 | 0.083499 | 0.078736 | 100000 | 100000 | 0 | 0 | 0
7627 |  |  |  | 9795.2055 |  |  |  |  | 7641.8627 | 8140.1427 | 8638.4227 | 9136.7027 | 9634.9827 | 22971.6948 | 22351.0785 | 21730.4622 | 21109.8459 | 20489.2296 |  | 0 |  |  |  |  | 1 | 1 | 1 | 1 | 1 | [5 empty] | 9.0391 | 11.6941 | 570.7763 | 26826.484 | 684.9315 | 0.098923 | 0.056375 | 0.048978 | 0.080675 | 0.075549 | 0.098923 | 0.056375 | 0.048978 | 0.080675 | 0.075549 | 100000 | 100000 | 0 | 0 | 0
7628 |  |  |  | 9795.2055 |  |  |  |  | 7242.3347 | 7775.5938 | 8308.853 | 8842.1122 | 9375.3713 | 24947.4701 | 24273.4751 | 23599.4802 | 22925.4852 | 22251.4902 |  | 0 |  |  |  |  | 1 | 1 | 1 | 1 | 1 | [5 empty] | 11.9807 | 12.311 | 570.7763 | 26826.484 | 684.9315 | 0.097273 | 0.048407 | 0.047787 | 0.078843 | 0.074169 | 0.097273 | 0.048407 | 0.047787 | 0.078843 | 0.074169 | 100000 | 100000 | 0 | 0 | 0
7629 |  |  |  | 9795.2055 |  |  |  |  | 6256.2223 | 6742.9531 | 7229.684 | 7716.4148 | 8203.1456 | 24902.4621 | 24229.6831 | 23556.9041 | 22884.1251 | 22211.3461 |  | 0 |  |  |  |  | 1 | 1 | 1 | 1 | 1 | [5 empty] | 10.4909 | 11.426 | 570.7763 | 26826.484 | 684.9315 | 0.091848 | 0.047538 | 0.048722 | 0.074504 | 0.07099 | 0.091848 | 0.047538 | 0.048722 | 0.074504 | 0.07099 | 100000 | 100000 | 0 | 0 | 0
7630 |  |  |  | 9795.2055 |  |  |  |  | 5299.5916 | 5702.4783 | 6105.3649 | 6508.2516 | 6911.1383 | 23134.1902 | 22509.1838 | 21884.1774 | 21259.1711 | 20634.1647 |  | 0 |  |  |  |  | 1 | 1 | 1 | 1 | 1 | [5 empty] | 7.9143 | 10.5231 | 570.7763 | 26826.484 | 684.9315 | 0.086344 | 0.046886 | 0.05002 | 0.072082 | 0.068442 | 0.086344 | 0.046886 | 0.05002 | 0.072082 | 0.068442 | 100000 | 100000 | 0 | 0 | 0
7631 |  |  |  | 9795.2055 |  |  |  |  | 5194.8807 | 5522.6674 | 5850.454 | 6178.2407 | 6506.0274 | 17575.4922 | 17100.6628 | 16625.8333 | 16151.0039 | 15676.1745 |  | 0 |  |  |  |  | 1 | 1 | 1 | 1 | 1 | [5 empty] | 7.6035 | 10.0048 | 570.7763 | 26826.484 | 684.9315 | 0.085695 | 0.034246 | 0.048737 | 0.070317 | 0.066663 | 0.085695 | 0.034246 | 0.048737 | 0.070317 | 0.066663 | 100000 | 100000 | 0 | 0 | 0
7632 |  |  |  | 9795.2055 |  |  |  |  | 4006.4628 | 4267.8128 | 4529.1628 | 4790.5128 | 5051.8628 | 10339.5699 | 10060.2302 | 9780.8905 | 9501.5509 | 9222.2112 |  | 0 |  |  |  |  | 1 | 1 | 1 | 1 | 1 | [5 empty] | 6.9886 | 10.1804 | 570.7763 | 26826.484 | 684.9315 | 0.083546 | 0.031387 | 0.048411 | 0.069838 | 0.06636 | 0.083546 | 0.031386 | 0.048411 | 0.069838 | 0.06636 | 100000 | 100000 | 0 | 0 | 0
7633 |  |  |  | 9795.2055 |  |  |  |  | 2934.7796 | 3147.2088 | 3359.638 | 3572.0671 | 3784.4963 | 11457.6935 | 11148.146 | 10838.5985 | 10529.0509 | 10219.5034 |  | 0 |  |  |  |  | 1 | 1 | 1 | 1 | 1 | [5 empty] | 6.276 | 10.9528 | 570.7763 | 26826.484 | 684.9315 | 0.082881 | 0.032523 | 0.046464 | 0.069645 | 0.067076 | 0.082881 | 0.032523 | 0.046464 | 0.069645 | 0.067076 | 100000 | 100000 | 0 | 0 | 0
7634 |  |  |  | 9795.2055 |  |  |  |  | 2090.8774 | 2190.5324 | 2290.1874 | 2389.8424 | 2489.4974 | 12436.7335 | 12100.7357 | 11764.7378 | 11428.74 | 11092.7422 |  | 0 |  |  |  |  | 1 | 1 | 1 | 1 | 1 | [5 empty] | 6.7522 | 11.333 | 570.7763 | 26826.484 | 684.9315 | 0.082638 | 0.03941 | 0.044286 | 0.069036 | 0.066998 | 0.082638 | 0.03941 | 0.044286 | 0.069036 | 0.066998 | 100000 | 100000 | 0 | 0 | 0
7635 |  |  |  | 9795.2055 |  |  |  |  | 1580.6584 | 1629.0009 | 1677.3434 | 1725.6859 | 1774.0284 | 12540.1356 | 12201.3442 | 11862.5528 | 11523.7614 | 11184.97 |  | 0 |  |  |  |  | 1 | 1 | 1 | 1 | 1 | [5 empty] | 6.7339 | 12.9408 | 570.7763 | 26826.484 | 684.9315 | 0.082426 | 0.038948 | 0.043893 | 0.068976 | 0.06618 | 0.082426 | 0.038948 | 0.043893 | 0.068976 | 0.06618 | 100000 | 100000 | 0 | 0 | 0
7636 |  |  |  | 9795.2055 |  |  |  |  | 1480.6555 | 1522.178 | 1563.7005 | 1605.223 | 1646.7455 | 14212.9013 | 13828.9175 | 13444.9337 | 13060.95 | 12676.9662 |  | 0 |  |  |  |  | 1 | 1 | 1 | 1 | 1 | [5 empty] | 5.6596 | 13.868 | 570.7763 | 26826.484 | 684.9315 | 0.085563 | 0.050946 | 0.045435 | 0.070364 | 0.066622 | 0.085563 | 0.050946 | 0.045436 | 0.070364 | 0.066622 | 100000 | 100000 | 0 | 0 | 0
7637 |  |  |  | 9795.2055 |  |  |  |  | 1671.4774 | 1712.1749 | 1752.8724 | 1793.5699 | 1834.2674 | 18253.8004 | 17760.6454 | 17267.4904 | 16774.3354 | 16281.1804 |  | 0 |  |  |  |  | 1 | 1 | 1 | 1 | 1 | [5 empty] | 4.5015 | 13.4816 | 570.7763 | 26826.484 | 684.9315 | 0.090188 | 0.056289 | 0.059233 | 0.07631 | 0.07144 | 0.090188 | 0.056289 | 0.059233 | 0.07631 | 0.07144 | 100000 | 100000 | 0 | 0 | 0
7638 |  |  |  | 9795.2055 |  |  |  |  | 2439.8672 | 2480.9772 | 2522.0872 | 2563.1972 | 2604.3072 | 26982.8202 | 26253.837 | 25524.8539 | 24795.8708 | 24066.8877 |  | 0 |  |  |  |  | 1 | 1 | 1 | 1 | 1 | [5 empty] | 3.6535 | 13.4652 | 570.7763 | 26826.484 | 684.9315 | 0.10128 | 0.077681 | 0.087067 | 0.10898 | 0.098637 | 0.10128 | 0.077681 | 0.087067 | 0.10898 | 0.098637 | 100000 | 100000 | 0 | 0 | 0
7639 |  |  |  | 9795.2055 |  |  |  |  | 3828.6833 | 3869.6558 | 3910.6283 | 3951.6008 | 3992.5733 | 31824.9481 | 30965.1473 | 30105.3465 | 29245.5457 | 28385.7449 |  | 0 |  |  |  |  | 1 | 1 | 1 | 1 | 1 | [5 empty] | 3.8049 | 14.3853 | 570.7763 | 26826.484 | 684.9315 | 0.10894 | 0.11773 | 0.11798 | 0.12389 | 0.11207 | 0.10894 | 0.11773 | 0.11798 | 0.12389 | 0.11207 | 100000 | 100000 | 0 | 0 | 0
7640 |  |  |  | 9795.2055 |  |  |  |  | 5007.2892 | 5049.2242 | 5091.1592 | 5133.0942 | 5175.0292 | 30552.3882 | 29726.9676 | 28901.547 | 28076.1264 | 27250.7058 |  | 0.00354 |  |  |  |  | 1 | 1 | 1 | 1 | 1 | [5 empty] | 4.0735 | 13.777 | 570.7763 | 26826.484 | 684.9315 | 0.11262 | 0.1276 | 0.12652 | 0.1289 | 0.122 | 0.11262 | 0.1276 | 0.12652 | 0.1289 | 0.122 | 100000 | 100000 | 0 | 0 | 0
7641 |  |  |  | 9795.2055 |  |  |  |  | 4239.9198 | 4289.4173 | 4338.9148 | 4388.4123 | 4437.9098 | 28638.6246 | 27864.9073 | 27091.19 | 26317.4727 | 25543.7555 |  | 0.02144 |  |  |  |  | 1 | 1 | 1 | 1 | 1 | [5 empty] | 4.0951 | 12.8398 | 570.7763 | 26826.484 | 684.9315 | 0.11344 | 0.12502 | 0.12553 | 0.12521 | 0.1148 | 0.11343 | 0.12502 | 0.12553 | 0.12521 | 0.1148 | 100000 | 100000 | 0 | 0 | 0
7642 |  |  |  | 9795.2055 |  |  |  |  | 3760.314 | 3835.0565 | 3909.799 | 3984.5415 | 4059.284 | 26782.5798 | 26059.0065 | 25335.4331 | 24611.8598 | 23888.2865 |  | 0.0112 |  |  |  |  | 1 | 1 | 1 | 1 | 1 | [5 empty] | 3.2959 | 12.2024 | 570.7763 | 26826.484 | 684.9315 | 0.11366 | 0.13157 | 0.12723 | 0.1244 | 0.11127 | 0.11366 | 0.13157 | 0.12723 | 0.1244 | 0.11127 | 100000 | 100000 | 0 | 0 | 0
7643 |  |  |  | 9795.2055 |  |  |  |  | 3827.6629 | 3932.4054 | 4037.1479 | 4141.8904 | 4246.6329 | 25315.2513 | 24631.3201 | 23947.389 | 23263.4579 | 22579.5267 |  | 0.02855 |  |  |  |  | 1 | 1 | 1 | 1 | 1 | [5 empty] | 2.6571 | 11.9786 | 570.7763 | 26826.484 | 684.9315 | 0.11702 | 0.14545 | 0.12942 | 0.12712 | 0.11393 | 0.11702 | 0.14545 | 0.12942 | 0.12712 | 0.11393 | 100000 | 100000 | 0 | 0 | 0
7644 |  |  |  | 9795.2055 |  |  |  |  | 4425.6395 | 4593.3829 | 4761.1262 | 4928.8695 | 5096.6129 | 23979.5008 | 23331.6571 | 22683.8133 | 22035.9695 | 21388.1258 |  | 0.02997 |  |  |  |  | 1 | 1 | 1 | 1 | 1 | [5 empty] | 2.2988 | 10.9003 | 570.7763 | 26826.484 | 684.9315 | 0.11759 | 0.14808 | 0.14319 | 0.13172 | 0.12459 | 0.11759 | 0.14808 | 0.14319 | 0.13172 | 0.12459 | 100000 | 100000 | 0 | 0 | 0
7645 |  |  |  | 9795.2055 |  |  |  |  | 4269.5125 | 4474.38 | 4679.2475 | 4884.115 | 5088.9825 | 23666.8316 | 23027.4351 | 22388.0386 | 21748.6421 | 21109.2456 |  | 0.03889 |  |  |  |  | 1 | 1 | 1 | 1 | 1 | [5 empty] | 2.9443 | 10.4489 | 570.7763 | 26826.484 | 684.9315 | 0.11812 | 0.14973 | 0.14516 | 0.14021 | 0.12756 | 0.11812 | 0.14973 | 0.14516 | 0.14021 | 0.12756 | 100000 | 100000 | 0 | 0 | 0
7646 |  |  |  | 9795.2055 |  |  |  |  | 4260.3286 | 4521.6786 | 4783.0286 | 5044.3786 | 5305.7286 | 23278.1153 | 22649.2206 | 22020.3259 | 21391.4312 | 20762.5364 |  | 0.08198 |  |  |  |  | 1 | 1 | 1 | 1 | 1 | [5 empty] | 3.5855 | 8.0475 | 570.7763 | 26826.484 | 684.9315 | 0.12153 | 0.15842 | 0.15396 | 0.14783 | 0.13327 | 0.12153 | 0.15842 | 0.15396 | 0.14783 | 0.13327 | 100000 | 100000 | 0 | 0 | 0
7647 |  |  |  | 9795.2055 |  |  |  |  | 4242.9811 | 4558.2836 | 4873.5861 | 5188.8886 | 5504.1911 | 23576.2861 | 22939.3358 | 22302.3855 | 21665.4352 | 21028.485 |  | 0.01387 |  |  |  |  | 1 | 1 | 1 | 1 | 1 | [5 empty] | 4.8228 | 6.6412 | 570.7763 | 26826.484 | 684.9315 | 0.1285 | 0.16643 | 0.18551 | 0.20228 | 0.15686 | 0.1285 | 0.16643 | 0.18551 | 0.20228 | 0.15686 | 100000 | 100000 | 0 | 0 | 0
7648 |  |  |  | 9795.2055 |  |  |  |  | 3989.9125 | 4423.185 | 4856.4575 | 5289.73 | 5723.0025 | 24318.704 | 23661.6961 | 23004.6883 | 22347.6804 | 21690.6726 |  | 0 |  |  |  |  | 1 | 1 | 1 | 1 | 1 | [5 empty] | 6.6147 | 6.5196 | 570.7763 | 26826.484 | 684.9315 | 0.13564 | 0.17164 | 0.22317 | 0.21434 | 0.19603 | 0.13564 | 0.17164 | 0.22317 | 0.21434 | 0.19603 | 100000 | 100000 | 0 | 0 | 0
7649 |  |  |  | 9795.2055 |  |  |  |  | 4313.3914 | 4940.3664 | 5567.3414 | 6194.3164 | 6821.2914 | 25827.8859 | 25130.1051 | 24432.3244 | 23734.5436 | 23036.7628 |  | 0 |  |  |  |  | 1 | 1 | 1 | 1 | 1 | [5 empty] | 6.6557 | 7.0494 | 570.7763 | 26826.484 | 684.9315 | 0.13585 | 0.18032 | 0.22669 | 0.21752 | 0.19727 | 0.13585 | 0.18032 | 0.22669 | 0.21752 | 0.19727 | 100000 | 100000 | 0 | 0 | 0
7650 |  |  |  | 9795.2055 |  |  |  |  | 5878.7432 | 6657.2374 | 7435.7316 | 8214.2257 | 8992.7199 | 27392.5987 | 26652.5448 | 25912.4908 | 25172.4369 | 24432.383 |  | 0 |  |  |  |  | 1 | 1 | 1 | 1 | 1 | [5 empty] | 5.9588 | 6.3829 | 570.7763 | 26826.484 | 684.9315 | 0.13597 | 0.18358 | 0.22768 | 0.21843 | 0.1967 | 0.13597 | 0.18358 | 0.22768 | 0.21843 | 0.1967 | 100000 | 100000 | 0 | 0 | 0
7651 |  |  |  | 9795.2055 |  |  |  |  | 6881.8338 | 7756.2996 | 8630.7654 | 9505.2313 | 10379.6971 | 28333.6151 | 27568.1381 | 26802.6612 | 26037.1842 | 25271.7072 |  | 0 |  |  |  |  | 1 | 1 | 1 | 1 | 1 | [5 empty] | 5.5982 | 5.7049 | 570.7763 | 26826.484 | 684.9315 | 0.13634 | 0.18331 | 0.22663 | 0.21668 | 0.19544 | 0.13634 | 0.18331 | 0.22663 | 0.21668 | 0.19544 | 100000 | 100000 | 0 | 0 | 0
7652 |  |  |  | 9795.2055 |  |  |  |  | 7223.6805 | 7973.3005 | 8722.9205 | 9472.5405 | 10222.1605 | 28923.9388 | 28142.5133 | 27361.0878 | 26579.6623 | 25798.2368 |  | 0 |  |  |  |  | 1 | 1 | 1 | 1 | 1 | [5 empty] | 5.3046 | 5.326 | 570.7763 | 26826.484 | 684.9315 | 0.13609 | 0.17578 | 0.21974 | 0.2126 | 0.19453 | 0.13609 | 0.17578 | 0.21974 | 0.2126 | 0.19453 | 100000 | 100000 | 0 | 0 | 0
7653 |  |  |  | 9795.2055 |  |  |  |  | 6409.371 | 7048.886 | 7688.401 | 8327.916 | 8967.431 | 28376.2895 | 27609.6596 | 26843.0297 | 26076.3998 | 25309.77 |  | 0 |  |  |  |  | 1 | 1 | 1 | 1 | 1 | [5 empty] | 4.2294 | 5.892 | 570.7763 | 26826.484 | 684.9315 | 0.13548 | 0.17141 | 0.19629 | 0.20652 | 0.19293 | 0.13548 | 0.17141 | 0.19629 | 0.20652 | 0.19293 | 100000 | 100000 | 0 | 0 | 0
7654 |  |  |  | 9795.2055 |  |  |  |  | 5444.0367 | 5974.9033 | 6505.77 | 7036.6367 | 7567.5033 | 25545.0346 | 24854.8955 | 24164.7564 | 23474.6173 | 22784.4782 |  | 0 |  |  |  |  | 1 | 1 | 1 | 1 | 1 | [5 empty] | 3.6348 | 5.7435 | 570.7763 | 26826.484 | 684.9315 | 0.13201 | 0.16702 | 0.18974 | 0.20489 | 0.19195 | 0.13201 | 0.16702 | 0.18974 | 0.20489 | 0.19195 | 100000 | 100000 | 0 | 0 | 0
7655 |  |  |  | 9795.2055 |  |  |  |  | 5227.7038 | 5687.4863 | 6147.2688 | 6607.0513 | 7066.8338 | 19425.421 | 18900.6129 | 18375.8047 | 17850.9966 | 17326.1884 |  | 0 |  |  |  |  | 1 | 1 | 1 | 1 | 1 | [5 empty] | 3.8238 | 5.985 | 570.7763 | 26826.484 | 684.9315 | 0.12846 | 0.16291 | 0.18258 | 0.20379 | 0.19068 | 0.12846 | 0.16291 | 0.18258 | 0.20379 | 0.19068 | 100000 | 100000 | 0 | 0 | 0
7656 |  |  |  | 9795.2055 |  |  |  |  | 3896.0322 | 4299.2772 | 4702.5222 | 5105.7672 | 5509.0122 | 13715.5861 | 13345.038 | 12974.49 | 12603.942 | 12233.394 |  | 0 |  |  |  |  | 1 | 1 | 1 | 1 | 1 | [5 empty] | 2.6961 | 6.1458 | 570.7763 | 26826.484 | 684.9315 | 0.124 | 0.1629 | 0.18254 | 0.20356 | 0.19076 | 0.124 | 0.1629 | 0.18254 | 0.20356 | 0.19076 | 100000 | 100000 | 0 | 0 | 0
7657 |  |  |  | 9795.2055 |  |  |  |  | 2945.7692 | 3145.1367 | 3344.5042 | 3543.8717 | 3743.2392 | 15342.1068 | 14927.6158 | 14513.1247 | 14098.6337 | 13684.1427 |  | 0 |  |  |  |  | 1 | 1 | 1 | 1 | 1 | [5 empty] | 2.2131 | 6.3927 | 570.7763 | 26826.484 | 684.9315 | 0.12396 | 0.16288 | 0.18254 | 0.20356 | 0.19093 | 0.12396 | 0.16288 | 0.18254 | 0.20356 | 0.19093 | 100000 | 100000 | 0 | 0 | 0
7658 |  |  |  | 9795.2055 |  |  |  |  | 2098.7069 | 2199.3519 | 2299.9969 | 2400.6419 | 2501.2869 | 16650.2864 | 16200.4529 | 15750.6193 | 15300.7858 | 14850.9522 |  | 0 |  |  |  |  | 1 | 1 | 1 | 1 | 1 | [5 empty] | 2.4338 | 5.7789 | 570.7763 | 26826.484 | 684.9315 | 0.12397 | 0.16294 | 0.18259 | 0.20363 | 0.19093 | 0.12397 | 0.16294 | 0.18259 | 0.20363 | 0.19093 | 100000 | 100000 | 0 | 0 | 0
7659 |  |  |  | 9795.2055 |  |  |  |  | 1586.5774 | 1637.7249 | 1688.8724 | 1740.0199 | 1791.1674 | 16797.7353 | 16343.9182 | 15890.1011 | 15436.2839 | 14982.4668 |  | 0 |  |  |  |  | 1 | 1 | 1 | 1 | 1 | [5 empty] | 3.2031 | 5.4969 | 570.7763 | 26826.484 | 684.9315 | 0.12395 | 0.16293 | 0.18246 | 0.20337 | 0.19068 | 0.12395 | 0.16293 | 0.18246 | 0.20337 | 0.19068 | 100000 | 100000 | 0 | 0 | 0
7660 |  |  |  | 9795.2055 |  |  |  |  | 1486.2 | 1527.9975 | 1569.795 | 1611.5925 | 1653.39 | 19040.6347 | 18526.2221 | 18011.8096 | 17497.397 | 16982.9845 |  | 0 |  |  |  |  | 1 | 1 | 1 | 1 | 1 | [5 empty] | 2.9636 | 5.4765 | 570.7763 | 26826.484 | 684.9315 | 0.12204 | 0.15842 | 0.15787 | 0.18987 | 0.18325 | 0.12204 | 0.15842 | 0.15787 | 0.18987 | 0.18325 | 100000 | 100000 | 0 | 0 | 0
7661 |  |  |  | 9795.2055 |  |  |  |  | 1677.7364 | 1719.6714 | 1761.6064 | 1803.5414 | 1845.4764 | 24443.0509 | 23782.6836 | 23122.3164 | 22461.9491 | 21801.5818 |  | 0 |  |  |  |  | 1 | 1 | 1 | 1 | 1 | [5 empty] | 2.6879 | 5.7381 | 570.7763 | 26826.484 | 684.9315 | 0.12219 | 0.15868 | 0.15712 | 0.18971 | 0.18351 | 0.12219 | 0.15868 | 0.15712 | 0.18971 | 0.18351 | 100000 | 100000 | 0 | 0 | 0
7662 |  |  |  | 9795.2055 |  |  |  |  | 2449.0035 | 2490.6635 | 2532.3235 | 2573.9835 | 2615.6435 | 36137.4143 | 35161.1055 | 34184.7967 | 33208.4879 | 32232.179 |  | 0 |  |  |  |  | 1 | 1 | 1 | 1 | 1 | [5 empty] | 2.954 | 5.9218 | 570.7763 | 26826.484 | 684.9315 | 0.1246 | 0.15938 | 0.15709 | 0.19051 | 0.18587 | 0.1246 | 0.15938 | 0.15709 | 0.19051 | 0.18587 | 100000 | 100000 | 0 | 0 | 0
7663 |  |  |  | 9795.2055 |  |  |  |  | 3843.0202 | 3883.0302 | 3923.0402 | 3963.0502 | 4003.0602 | 42705.5325 | 41551.7756 | 40398.0188 | 39244.262 | 38090.5052 |  | 0 |  |  |  |  | 1 | 1 | 1 | 1 | 1 | [5 empty] | 3.9315 | 5.6934 | 570.7763 | 26826.484 | 684.9315 | 0.1344 | 0.16598 | 0.16526 | 0.20192 | 0.19262 | 0.1344 | 0.16598 | 0.16526 | 0.20192 | 0.19262 | 100000 | 100000 | 0 | 0 | 0
7664 |  |  |  | 9795.2055 |  |  |  |  | 5026.0395 | 5067.9745 | 5109.9095 | 5151.8445 | 5193.7795 | 40985.6152 | 39878.3246 | 38771.0341 | 37663.7435 | 36556.4529 |  | 0.0224 |  |  |  |  | 1 | 1 | 1 | 1 | 1 | [5 empty] | 5.5505 | 5.3996 | 570.7763 | 26826.484 | 684.9315 | 0.1361 | 0.17197 | 0.18953 | 0.20514 | 0.19268 | 0.1361 | 0.17197 | 0.18953 | 0.20514 | 0.19268 | 100000 | 100000 | 0 | 0 | 0
7665 |  |  |  | 9795.2055 |  |  |  |  | 4255.7966 | 4305.6241 | 4355.4516 | 4405.2791 | 4455.1066 | 38395.6514 | 37358.3328 | 36321.0142 | 35283.6956 | 34246.3769 |  | 0.0976 |  |  |  |  | 1 | 1 | 1 | 1 | 1 | [5 empty] | 5.0895 | 5.1066 | 570.7763 | 26826.484 | 684.9315 | 0.13622 | 0.17115 | 0.18926 | 0.20329 | 0.19261 | 0.13622 | 0.17115 | 0.18926 | 0.20329 | 0.19261 | 100000 | 100000 | 0 | 0 | 0
7666 |  |  |  | 9795.2055 |  |  |  |  | 3774.3948 | 3849.3848 | 3924.3748 | 3999.3648 | 4074.3548 | 35898.8966 | 34929.0317 | 33959.1668 | 32989.3019 | 32019.437 |  | 0.03632 |  |  |  |  | 1 | 1 | 1 | 1 | 1 | [5 empty] | 3.1609 | 5.3327 | 570.7763 | 26826.484 | 684.9315 | 0.13328 | 0.16613 | 0.15857 | 0.1618 | 0.14576 | 0.13328 | 0.16613 | 0.15857 | 0.1618 | 0.14576 | 100000 | 100000 | 0 | 0 | 0
7667 |  |  |  | 9795.2055 |  |  |  |  | 3841.9959 | 3951.0284 | 4060.0609 | 4169.0934 | 4278.1259 | 33923.0505 | 33006.5662 | 32090.0819 | 31173.5975 | 30257.1132 |  | 0.05669 |  |  |  |  | 1 | 1 | 1 | 1 | 1 | [5 empty] | 2.1488 | 5.3972 | 570.7763 | 26826.484 | 684.9315 | 0.13159 | 0.1622 | 0.15598 | 0.15085 | 0.13774 | 0.13159 | 0.1622 | 0.15598 | 0.15086 | 0.13774 | 100000 | 100000 | 0 | 0 | 0
7668 |  |  |  | 9795.2055 |  |  |  |  | 4442.2118 | 4607.7543 | 4773.2968 | 4938.8393 | 5104.3818 | 32127.3354 | 31259.3652 | 30391.3949 | 29523.4247 | 28655.4544 |  | 0.07265 |  |  |  |  | 1 | 1 | 1 | 1 | 1 | [5 empty] | 1.217 | 5.3718 | 570.7763 | 26826.484 | 684.9315 | 0.13162 | 0.16249 | 0.15595 | 0.15084 | 0.13822 | 0.13162 | 0.16249 | 0.15595 | 0.15084 | 0.13822 | 100000 | 100000 | 0 | 0 | 0
7669 |  |  |  | 9795.2055 |  |  |  |  | 4285.5001 | 4488.3051 | 4691.1101 | 4893.9151 | 5096.7201 | 31712.1422 | 30855.3891 | 29998.6359 | 29141.8827 | 28285.1296 |  | 0.0408 |  |  |  |  | 1 | 1 | 1 | 1 | 1 | [5 empty] | 1.4499 | 5.0173 | 570.7763 | 26826.484 | 684.9315 | 0.13164 | 0.16201 | 0.15581 | 0.1507 | 0.13803 | 0.13164 | 0.16201 | 0.15581 | 0.1507 | 0.13803 | 100000 | 100000 | 0 | 0 | 0
7670 |  |  |  | 9795.2055 |  |  |  |  | 4276.2818 | 4549.0718 | 4821.8618 | 5094.6518 | 5367.4418 | 31191.2335 | 30348.5535 | 29505.8735 | 28663.1935 | 27820.5135 |  | 0.04231 |  |  |  |  | 1 | 1 | 1 | 1 | 1 | [5 empty] | 2.6315 | 5.78 | 570.7763 | 26826.484 | 684.9315 | 0.13181 | 0.16212 | 0.15565 | 0.15062 | 0.13789 | 0.13181 | 0.16212 | 0.15565 | 0.15062 | 0.13789 | 100000 | 100000 | 0 | 0 | 0
7671 |  |  |  | 9795.2055 |  |  |  |  | 4258.8694 | 4583.8244 | 4908.7794 | 5233.7344 | 5558.6894 | 31594.6111 | 30741.0333 | 29887.4554 | 29033.8775 | 28180.2996 |  | 0.02561 |  |  |  |  | 1 | 1 | 1 | 1 | 1 | [5 empty] | 3.419 | 5.455 | 570.7763 | 26826.484 | 684.9315 | 0.13347 | 0.16506 | 0.15588 | 0.15115 | 0.13835 | 0.13347 | 0.16506 | 0.15588 | 0.15115 | 0.13835 | 100000 | 100000 | 0 | 0 | 0
7672 |  |  |  | 9795.2055 |  |  |  |  | 4004.8531 | 4435.2656 | 4865.6781 | 5296.0906 | 5726.5031 | 32593.3131 | 31712.7537 | 30832.1943 | 29951.635 | 29071.0756 |  | 0.00648 |  |  |  |  | 1 | 1 | 1 | 1 | 1 | [5 empty] | 3.4685 | 5.4704 | 570.7763 | 26826.484 | 684.9315 | 0.13584 | 0.17118 | 0.15745 | 0.15574 | 0.1448 | 0.13584 | 0.17118 | 0.15745 | 0.15574 | 0.1448 | 100000 | 100000 | 0 | 0 | 0
7673 |  |  |  | 9795.2055 |  |  |  |  | 4329.5433 | 4981.2683 | 5632.9933 | 6284.7183 | 6936.4433 | 34622.7081 | 33687.3214 | 32751.9347 | 31816.5481 | 30881.1614 |  | 0 |  |  |  |  | 1 | 1 | 1 | 1 | 1 | [5 empty] | 3.4007 | 5.6943 | 570.7763 | 26826.484 | 684.9315 | 0.13584 | 0.171 | 0.1577 | 0.15976 | 0.14572 | 0.13584 | 0.171 | 0.1577 | 0.15976 | 0.14572 | 100000 | 100000 | 0 | 0 | 0
7674 |  |  |  | 9795.2055 |  |  |  |  | 5900.7567 | 6684.4759 | 7468.1951 | 8251.9142 | 9035.6334 | 36726.5186 | 35734.2942 | 34742.0698 | 33749.8454 | 32757.621 |  | 0 |  |  |  |  | 1 | 1 | 1 | 1 | 1 | [5 empty] | 3.9117 | 6.1003 | 570.7763 | 26826.484 | 684.9315 | 0.13584 | 0.16996 | 0.15651 | 0.1572 | 0.14337 | 0.13584 | 0.16996 | 0.15651 | 0.1572 | 0.14337 | 100000 | 100000 | 0 | 0 | 0
7675 |  |  |  | 9795.2055 |  |  |  |  | 6907.6034 | 7740.8209 | 8574.0384 | 9407.2559 | 10240.4734 | 37981.8405 | 36955.7016 | 35929.5627 | 34903.4238 | 33877.2849 |  | 0 |  |  |  |  | 1 | 1 | 1 | 1 | 1 | [5 empty] | 5.1245 | 6.5596 | 570.7763 | 26826.484 | 684.9315 | 0.13563 | 0.16422 | 0.15339 | 0.15109 | 0.138 | 0.13563 | 0.16422 | 0.15339 | 0.15109 | 0.138 | 100000 | 100000 | 0 | 0 | 0
7676 |  |  |  | 9795.2055 |  |  |  |  | 7250.7302 | 8057.2194 | 8863.7086 | 9670.1977 | 10476.6869 | 38769.1113 | 37721.7031 | 36674.2949 | 35626.8866 | 34579.4784 |  | 0 |  |  |  |  | 1 | 1 | 1 | 1 | 1 | [5 empty] | 5.4192 | 7.0681 | 570.7763 | 26826.484 | 684.9315 | 0.13296 | 0.15893 | 0.14718 | 0.14791 | 0.13637 | 0.13296 | 0.15893 | 0.14718 | 0.14791 | 0.13637 | 100000 | 100000 | 0 | 0 | 0
7677 |  |  |  | 9795.2055 |  |  |  |  | 6433.3715 | 7047.8073 | 7662.2431 | 8276.679 | 8891.1148 | 38026.3382 | 36998.9972 | 35971.6561 | 34944.3151 | 33916.974 |  | 0 |  |  |  |  | 1 | 1 | 1 | 1 | 1 | [5 empty] | 6.3222 | 7.7805 | 570.7763 | 26826.484 | 684.9315 | 0.12774 | 0.1501 | 0.12962 | 0.14664 | 0.13508 | 0.12774 | 0.1501 | 0.12962 | 0.14664 | 0.13508 | 100000 | 100000 | 0 | 0 | 0
7678 |  |  |  | 9795.2055 |  |  |  |  | 5464.4224 | 5977.4149 | 6490.4074 | 7003.3999 | 7516.3924 | 34222.0948 | 33297.5314 | 32372.9679 | 31448.4045 | 30523.841 |  | 0 |  |  |  |  | 1 | 1 | 1 | 1 | 1 | [5 empty] | 6.3051 | 8.3361 | 570.7763 | 26826.484 | 684.9315 | 0.11988 | 0.14634 | 0.10979 | 0.14136 | 0.13198 | 0.11988 | 0.14634 | 0.10979 | 0.14136 | 0.13198 | 100000 | 100000 | 0 | 0 | 0
7679 |  |  |  | 9795.2055 |  |  |  |  | 5247.2794 | 5696.4744 | 6145.6694 | 6594.8644 | 7044.0594 | 25988.366 | 25286.2497 | 24584.1333 | 23882.0169 | 23179.9005 |  | 0 |  |  |  |  | 1 | 1 | 1 | 1 | 1 | [5 empty] | 5.3372 | 8.7953 | 570.7763 | 26826.484 | 684.9315 | 0.11392 | 0.13985 | 0.10706 | 0.12781 | 0.1238 | 0.11392 | 0.13985 | 0.10706 | 0.12781 | 0.1238 | 100000 | 100000 | 0 | 0 | 0
7680 |  |  |  | 9795.2055 |  |  |  |  | 3910.6213 | 4302.2338 | 4693.8463 | 5085.4588 | 5477.0713 | 18343.7415 | 17848.1566 | 17352.5717 | 16856.9869 | 16361.402 |  | 0 |  |  |  |  | 1 | 1 | 1 | 1 | 1 | [5 empty] | 7.1462 | 8.6964 | 570.7763 | 26826.484 | 684.9315 | 0.10927 | 0.12956 | 0.10111 | 0.12476 | 0.11351 | 0.10927 | 0.12956 | 0.10111 | 0.12476 | 0.11351 | 100000 | 100000 | 0 | 0 | 0
7681 |  |  |  | 9795.2055 |  |  |  |  | 2956.7381 | 3165.0431 | 3373.3481 | 3581.6531 | 3789.9581 | 20399.5423 | 19848.4167 | 19297.2912 | 18746.1656 | 18195.04 |  | 0 |  |  |  |  | 1 | 1 | 1 | 1 | 1 | [5 empty] | 7.8129 | 8.43 | 570.7763 | 26826.484 | 684.9315 | 0.10848 | 0.12624 | 0.099151 | 0.12472 | 0.11202 | 0.10848 | 0.12624 | 0.099151 | 0.12472 | 0.11202 | 100000 | 100000 | 0 | 0 | 0
7682 |  |  |  | 9795.2055 |  |  |  |  | 2106.5217 | 2203.8675 | 2301.2134 | 2398.5592 | 2495.905 | 21433.5949 | 20854.5328 | 20275.4707 | 19696.4086 | 19117.3465 |  | 0 |  |  |  |  | 1 | 1 | 1 | 1 | 1 | [5 empty] | 8.035 | 8.6362 | 570.7763 | 26826.484 | 684.9315 | 0.10832 | 0.12523 | 0.098307 | 0.12292 | 0.11053 | 0.10832 | 0.12523 | 0.098307 | 0.12292 | 0.11053 | 100000 | 100000 | 0 | 0 | 0
7683 |  |  |  | 9795.2055 |  |  |  |  | 1592.4852 | 1639.8377 | 1687.1902 | 1734.5427 | 1781.8952 | 21770.3761 | 21182.2153 | 20594.0545 | 20005.8937 | 19417.7329 |  | 0 |  |  |  |  | 1 | 1 | 1 | 1 | 1 | [5 empty] | 6.8282 | 8.374 | 570.7763 | 26826.484 | 684.9315 | 0.10806 | 0.12285 | 0.096529 | 0.11973 | 0.10794 | 0.10806 | 0.12285 | 0.096529 | 0.11973 | 0.10794 | 100000 | 100000 | 0 | 0 | 0
7684 |  |  |  | 9795.2055 |  |  |  |  | 1491.734 | 1532.9815 | 1574.229 | 1615.4765 | 1656.724 | 23656.106 | 23016.9993 | 22377.8926 | 21738.7858 | 21099.6791 |  | 0 |  |  |  |  | 1 | 1 | 1 | 1 | 1 | [5 empty] | 6.9865 | 8.493 | 570.7763 | 26826.484 | 684.9315 | 0.10464 | 0.1161 | 0.09369 | 0.11391 | 0.10363 | 0.10464 | 0.1161 | 0.09369 | 0.11391 | 0.10363 | 100000 | 100000 | 0 | 0 | 0
7685 |  |  |  | 9795.2055 |  |  |  |  | 1683.9837 | 1724.9562 | 1765.9287 | 1806.9012 | 1847.8737 | 27862.2214 | 27109.4799 | 26356.7384 | 25603.9968 | 24851.2553 |  | 0 |  |  |  |  | 1 | 1 | 1 | 1 | 1 | [5 empty] | 8.2661 | 9.0315 | 570.7763 | 26826.484 | 684.9315 | 0.10213 | 0.1092 | 0.090654 | 0.10875 | 0.098793 | 0.10213 | 0.1092 | 0.090654 | 0.10875 | 0.098793 | 100000 | 100000 | 0 | 0 | 0
7686 |  |  |  | 9795.2055 |  |  |  |  | 2458.1227 | 2499.9202 | 2541.7177 | 2583.5152 | 2625.3127 | 40910.9628 | 39805.6891 | 38700.4154 | 37595.1417 | 36489.868 |  | 0 |  |  |  |  | 1 | 1 | 1 | 1 | 1 | [5 empty] | 9.1532 | 9.76 | 570.7763 | 26826.484 | 684.9315 | 0.10229 | 0.10764 | 0.088761 | 0.10592 | 0.096031 | 0.10229 | 0.10764 | 0.088761 | 0.10592 | 0.096031 | 100000 | 100000 | 0 | 0 | 0
7687 |  |  |  | 9795.2055 |  |  |  |  | 3857.3301 | 3898.8526 | 3940.3751 | 3981.8976 | 4023.4201 | 48348.672 | 47042.457 | 45736.2419 | 44430.0268 | 43123.8118 |  | 0 |  |  |  |  | 1 | 1 | 1 | 1 | 1 | [5 empty] | 9.5201 | 9.8424 | 570.7763 | 26826.484 | 684.9315 | 0.10276 | 0.10698 | 0.091041 | 0.10691 | 0.099616 | 0.10276 | 0.10698 | 0.091041 | 0.10691 | 0.099616 | 100000 | 100000 | 0 | 0 | 0
7688 |  |  |  | 9795.2055 |  |  |  |  | 5044.7545 | 5086.1395 | 5127.5245 | 5168.9095 | 5210.2945 | 45508.5377 | 44279.0533 | 43049.5689 | 41820.0846 | 40590.6002 |  | 0.01577 |  |  |  |  | 1 | 1 | 1 | 1 | 1 | [5 empty] | 9.7807 | 9.7994 | 570.7763 | 26826.484 | 684.9315 | 0.10749 | 0.11214 | 0.093215 | 0.1098 | 0.10366 | 0.10749 | 0.11214 | 0.093215 | 0.1098 | 0.10366 | 100000 | 100000 | 0 | 0 | 0
7689 |  |  |  | 9795.2055 |  |  |  |  | 4271.6436 | 4319.3261 | 4367.0086 | 4414.6911 | 4462.3736 | 43512.7826 | 42337.2167 | 41161.6508 | 39986.0848 | 38810.5189 |  | 0.06848 |  |  |  |  | 1 | 1 | 1 | 1 | 1 | [5 empty] | 8.938 | 9.9486 | 570.7763 | 26826.484 | 684.9315 | 0.10782 | 0.11544 | 0.092744 | 0.11266 | 0.10831 | 0.10782 | 0.11544 | 0.092744 | 0.11266 | 0.10831 | 100000 | 100000 | 0 | 0 | 0
7690 |  |  |  | 9795.2055 |  |  |  |  | 3788.4492 | 3864.4292 | 3940.4092 | 4016.3892 | 4092.3692 | 42247.1213 | 41105.7492 | 39964.3771 | 38823.005 | 37681.6328 |  | 0.23893 |  |  |  |  | 1 | 1 | 1 | 1 | 1 | [5 empty] | 7.3148 | 10.0413 | 570.7763 | 26826.484 | 684.9315 | 0.10644 | 0.11152 | 0.091138 | 0.11266 | 0.10379 | 0.10644 | 0.11152 | 0.091138 | 0.11266 | 0.10379 | 100000 | 100000 | 0 | 0 | 0
7691 |  |  |  | 9795.2055 |  |  |  |  | 3856.3021 | 3963.5471 | 4070.7921 | 4178.0371 | 4285.2821 | 40755.9266 | 39654.8415 | 38553.7563 | 37452.6712 | 36351.586 |  | 0.0835 |  |  |  |  | 1 | 1 | 1 | 1 | 1 | [5 empty] | 6.1818 | 10.2782 | 570.7763 | 26826.484 | 684.9315 | 0.10617 | 0.11038 | 0.092737 | 0.114 | 0.10349 | 0.10617 | 0.11038 | 0.092737 | 0.114 | 0.10349 | 100000 | 100000 | 0 | 0 | 0
7692 |  |  |  | 9795.2055 |  |  |  |  | 4458.7529 | 4624.2954 | 4789.8379 | 4955.3804 | 5120.9229 | 39042.2363 | 37987.4492 | 36932.662 | 35877.8749 | 34823.0878 |  | 0.0678 |  |  |  |  | 1 | 1 | 1 | 1 | 1 | [5 empty] | 5.5685 | 10.9475 | 570.7763 | 26826.484 | 684.9315 | 0.10631 | 0.11044 | 0.092195 | 0.11367 | 0.10275 | 0.10631 | 0.11044 | 0.092195 | 0.11367 | 0.10275 | 100000 | 100000 | 0 | 0 | 0
7693 |  |  |  | 9795.2055 |  |  |  |  | 4301.4577 | 4512.5127 | 4723.5677 | 4934.6227 | 5145.6777 | 38490.2576 | 37450.383 | 36410.5084 | 35370.6339 | 34330.7593 |  | 0.06525 |  |  |  |  | 1 | 1 | 1 | 1 | 1 | [5 empty] | 5.2429 | 11.8406 | 570.7763 | 26826.484 | 684.9315 | 0.10665 | 0.11084 | 0.097252 | 0.1146 | 0.10379 | 0.10665 | 0.11084 | 0.097252 | 0.1146 | 0.10379 | 100000 | 100000 | 0 | 0 | 0
7694 |  |  |  | 9795.2055 |  |  |  |  | 4292.2051 | 4550.0351 | 4807.8651 | 5065.6951 | 5323.5251 | 38126.7295 | 37096.6763 | 36066.623 | 35036.5697 | 34006.5164 |  | 0.05555 |  |  |  |  | 1 | 1 | 1 | 1 | 1 | [5 empty] | 4.3699 | 11.4992 | 570.7763 | 26826.484 | 684.9315 | 0.10701 | 0.11414 | 0.10964 | 0.11581 | 0.10387 | 0.10701 | 0.11414 | 0.10964 | 0.11581 | 0.10387 | 100000 | 100000 | 0 | 0 | 0
7695 |  |  |  | 9795.2055 |  |  |  |  | 4274.7278 | 4590.0303 | 4905.3328 | 5220.6353 | 5535.9378 | 38554.087 | 37512.488 | 36470.889 | 35429.29 | 34387.691 |  | 0.05253 |  |  |  |  | 1 | 1 | 1 | 1 | 1 | [5 empty] | 3.4068 | 11.9955 | 570.7763 | 26826.484 | 684.9315 | 0.10836 | 0.12021 | 0.11246 | 0.11672 | 0.10615 | 0.10836 | 0.12021 | 0.11246 | 0.11672 | 0.10615 | 100000 | 100000 | 0 | 0 | 0
7696 |  |  |  | 9795.2055 |  |  |  |  | 4019.7657 | 4453.0382 | 4886.3107 | 5319.5832 | 5752.8557 | 39156.5218 | 38098.6471 | 37040.7723 | 35982.8976 | 34925.0229 |  | 0.15437 |  |  |  |  | 1 | 1 | 1 | 1 | 1 | [5 empty] | 3.5866 | 12.6378 | 570.7763 | 26826.484 | 684.9315 | 0.11235 | 0.12045 | 0.11826 | 0.12142 | 0.11217 | 0.11235 | 0.12045 | 0.11826 | 0.12142 | 0.11217 | 100000 | 100000 | 0 | 0 | 0
7697 |  |  |  | 9795.2055 |  |  |  |  | 4345.6648 | 4968.5157 | 5591.3665 | 6214.2173 | 6837.0682 | 41374.7725 | 40256.9683 | 39139.164 | 38021.3598 | 36903.5555 |  | 0 |  |  |  |  | 1 | 1 | 1 | 1 | 1 | [5 empty] | 5.0636 | 12.9467 | 570.7763 | 26826.484 | 684.9315 | 0.11678 | 0.12505 | 0.11995 | 0.12059 | 0.11106 | 0.11678 | 0.12505 | 0.11995 | 0.12059 | 0.11106 | 100000 | 100000 | 0 | 0 | 0
7698 |  |  |  | 9795.2055 |  |  |  |  | 5922.7289 | 6701.2239 | 7479.7189 | 8258.2139 | 9036.7089 | 42990.5885 | 41829.1304 | 40667.6724 | 39506.2143 | 38344.7563 |  | 0 |  |  |  |  | 1 | 1 | 1 | 1 | 1 | [5 empty] | 5.001 | 13.282 | 570.7763 | 26826.484 | 684.9315 | 0.12029 | 0.13155 | 0.12305 | 0.12045 | 0.11017 | 0.12029 | 0.13155 | 0.12305 | 0.12045 | 0.11017 | 100000 | 100000 | 0 | 0 | 0
7699 |  |  |  | 9795.2055 |  |  |  |  | 6933.3248 | 7744.5431 | 8555.7614 | 9366.9798 | 10178.1981 | 43687.8599 | 42507.564 | 41327.2681 | 40146.9722 | 38966.6762 |  | 0 |  |  |  |  | 1 | 1 | 1 | 1 | 1 | [5 empty] | 5.2199 | 12.4299 | 570.7763 | 26826.484 | 684.9315 | 0.11894 | 0.12801 | 0.11831 | 0.11933 | 0.10923 | 0.11894 | 0.12801 | 0.11831 | 0.11933 | 0.10923 | 100000 | 100000 | 0 | 0 | 0
7700 |  |  |  | 9795.2055 |  |  |  |  | 7277.7292 | 8053.1992 | 8828.6692 | 9604.1392 | 10379.6092 | 43687.8599 | 42507.564 | 41327.2681 | 40146.9722 | 38966.6762 |  | 0 |  |  |  |  | 1 | 1 | 1 | 1 | 1 | [5 empty] | 4.2807 | 13.1979 | 570.7763 | 26826.484 | 684.9315 | 0.11628 | 0.12456 | 0.11608 | 0.11921 | 0.1076 | 0.11628 | 0.12456 | 0.11608 | 0.11921 | 0.1076 | 100000 | 100000 | 0 | 0 | 0
7701 |  |  |  | 9795.2055 |  |  |  |  | 6457.3269 | 7113.5611 | 7769.7953 | 8426.0294 | 9082.2636 | 42472.6546 | 41325.1894 | 40177.7241 | 39030.2589 | 37882.7936 |  | 0 |  |  |  |  | 1 | 1 | 1 | 1 | 1 | [5 empty] | 3.3744 | 12.9136 | 570.7763 | 26826.484 | 684.9315 | 0.11278 | 0.12205 | 0.1146 | 0.11792 | 0.10722 | 0.11278 | 0.12205 | 0.1146 | 0.11792 | 0.10722 | 100000 | 100000 | 0 | 0 | 0
7702 |  |  |  | 9795.2055 |  |  |  |  | 5484.7698 | 6033.5106 | 6582.2515 | 7130.9923 | 7679.7331 | 38453.175 | 37414.3022 | 36375.4295 | 35336.5568 | 34297.6841 |  | 0 |  |  |  |  | 1 | 1 | 1 | 1 | 1 | [5 empty] | 4.0271 | 11.8911 | 570.7763 | 26826.484 | 684.9315 | 0.11224 | 0.12135 | 0.11295 | 0.11764 | 0.1077 | 0.11224 | 0.12135 | 0.11295 | 0.11764 | 0.1077 | 100000 | 100000 | 0 | 0 | 0
7703 |  |  |  | 9795.2055 |  |  |  |  | 5266.8183 | 5719.0375 | 6171.2567 | 6623.4758 | 7075.695 | 30028.2011 | 29216.9422 | 28405.6834 | 27594.4245 | 26783.1657 |  | 0 |  |  |  |  | 1 | 1 | 1 | 1 | 1 | [5 empty] | 5.4492 | 10.7716 | 570.7763 | 26826.484 | 684.9315 | 0.10878 | 0.1191 | 0.11261 | 0.11728 | 0.10787 | 0.10878 | 0.1191 | 0.11261 | 0.11728 | 0.10787 | 100000 | 100000 | 0 | 0 | 0
7704 |  |  |  | 9795.2055 |  |  |  |  | 3925.183 | 4318.088 | 4710.993 | 5103.898 | 5496.803 | 22989.8418 | 22368.7352 | 21747.6286 | 21126.5221 | 20505.4155 |  | 0 |  |  |  |  | 1 | 1 | 1 | 1 | 1 | [5 empty] | 5.8522 | 9.9302 | 570.7763 | 26826.484 | 684.9315 | 0.10622 | 0.11971 | 0.11297 | 0.11687 | 0.10767 | 0.10622 | 0.11971 | 0.11297 | 0.11687 | 0.10767 | 100000 | 100000 | 0 | 0 | 0
7705 |  |  |  | 9795.2055 |  |  |  |  | 2967.6835 | 3182.8627 | 3398.0419 | 3613.221 | 3828.4002 | 21264.2898 | 20689.8017 | 20115.3136 | 19540.8256 | 18966.3375 |  | 0 |  |  |  |  | 1 | 1 | 1 | 1 | 1 | [5 empty] | 5.8197 | 8.1598 | 570.7763 | 26826.484 | 684.9315 | 0.10665 | 0.12058 | 0.11307 | 0.1166 | 0.10795 | 0.10665 | 0.12058 | 0.11307 | 0.1166 | 0.10795 | 100000 | 100000 | 0 | 0 | 0
7706 |  |  |  | 9795.2055 |  |  |  |  | 2114.3197 | 2215.6247 | 2316.9297 | 2418.2347 | 2519.5397 | 22340.6087 | 21737.0422 | 21133.4757 | 20529.9091 | 19926.3426 |  | 0 |  |  |  |  | 1 | 1 | 1 | 1 | 1 | [5 empty] | 5.7604 | 6.8575 | 570.7763 | 26826.484 | 684.9315 | 0.10695 | 0.12141 | 0.11314 | 0.11648 | 0.10869 | 0.10695 | 0.12141 | 0.11314 | 0.11648 | 0.10869 | 100000 | 100000 | 0 | 0 | 0
7707 |  |  |  | 9795.2055 |  |  |  |  | 1598.3803 | 1646.0628 | 1693.7453 | 1741.4278 | 1789.1103 | 22691.3116 | 22078.2703 | 21465.229 | 20852.1877 | 20239.1464 |  | 0 |  |  |  |  | 1 | 1 | 1 | 1 | 1 | [5 empty] | 5.297 | 6.2778 | 570.7763 | 26826.484 | 684.9315 | 0.10712 | 0.12443 | 0.11274 | 0.1163 | 0.10981 | 0.10712 | 0.12443 | 0.11274 | 0.1163 | 0.10981 | 100000 | 100000 | 0 | 0 | 0
7708 |  |  |  | 9795.2055 |  |  |  |  | 1497.2562 | 1537.8162 | 1578.3762 | 1618.9362 | 1659.4962 | 24655.8647 | 23989.7479 | 23323.6311 | 22657.5143 | 21991.3976 |  | 0 |  |  |  |  | 1 | 1 | 1 | 1 | 1 | [5 empty] | 4.9716 | 6.1875 | 570.7763 | 26826.484 | 684.9315 | 0.10373 | 0.11917 | 0.10982 | 0.11399 | 0.10782 | 0.10373 | 0.11917 | 0.10982 | 0.11399 | 0.10782 | 100000 | 100000 | 0 | 0 | 0
7709 |  |  |  | 9795.2055 |  |  |  |  | 1690.2175 | 1730.7775 | 1771.3375 | 1811.8975 | 1852.4575 | 29036.8535 | 28252.3774 | 27467.9014 | 26683.4253 | 25898.9493 |  | 0 |  |  |  |  | 1 | 1 | 1 | 1 | 1 | [5 empty] | 4.799 | 7.1485 | 570.7763 | 26826.484 | 684.9315 | 0.10501 | 0.11916 | 0.11052 | 0.11387 | 0.10806 | 0.10501 | 0.11916 | 0.11052 | 0.11387 | 0.10806 | 100000 | 100000 | 0 | 0 | 0
7710 |  |  |  | 9795.2055 |  |  |  |  | 2467.2223 | 2509.5698 | 2551.9173 | 2594.2648 | 2636.6123 | 42630.446 | 41478.7178 | 40326.9896 | 39175.2614 | 38023.5331 |  | 0 |  |  |  |  | 1 | 1 | 1 | 1 | 1 | [5 empty] | 4.9516 | 7.526 | 570.7763 | 26826.484 | 684.9315 | 0.1058 | 0.12649 | 0.11459 | 0.11782 | 0.11109 | 0.1058 | 0.12649 | 0.11459 | 0.11782 | 0.11109 | 100000 | 100000 | 0 | 0 | 0
7711 |  |  |  | 9795.2055 |  |  |  |  | 3871.6094 | 3912.9944 | 3954.3794 | 3995.7644 | 4037.1494 | 50405.9757 | 49044.1794 | 47682.383 | 46320.5867 | 44958.7903 |  | 0 |  |  |  |  | 1 | 1 | 1 | 1 | 1 | [5 empty] | 5.2017 | 6.2507 | 570.7763 | 26826.484 | 684.9315 | 0.11144 | 0.13369 | 0.12241 | 0.12245 | 0.11624 | 0.11144 | 0.13369 | 0.12241 | 0.12245 | 0.11624 | 100000 | 100000 | 0 | 0 | 0
7712 |  |  |  | 9795.2055 |  |  |  |  | 5063.4294 | 5104.4019 | 5145.3744 | 5186.3469 | 5227.3194 | 47440.2471 | 46158.5745 | 44876.902 | 43595.2295 | 42313.5569 |  | 0.03664 |  |  |  |  | 1 | 1 | 1 | 1 | 1 | [5 empty] | 5.7132 | 6.5135 | 570.7763 | 26826.484 | 684.9315 | 0.11518 | 0.13882 | 0.1288 | 0.12561 | 0.12045 | 0.11518 | 0.13882 | 0.1288 | 0.12561 | 0.12045 | 100000 | 100000 | 0 | 0 | 0
7713 |  |  |  | 9795.2055 |  |  |  |  | 4287.4565 | 4337.944 | 4388.4315 | 4438.919 | 4489.4065 | 45357.1567 | 44131.7621 | 42906.3675 | 41680.9729 | 40455.5783 |  | 0.11304 |  |  |  |  | 1 | 1 | 1 | 1 | 1 | [5 empty] | 5.5425 | 6.6071 | 570.7763 | 26826.484 | 684.9315 | 0.11572 | 0.14172 | 0.13185 | 0.12859 | 0.12351 | 0.11572 | 0.14172 | 0.13185 | 0.12859 | 0.12351 | 100000 | 100000 | 0 | 0 | 0
7714 |  |  |  | 9795.2055 |  |  |  |  | 3802.4735 | 3876.226 | 3949.9785 | 4023.731 | 4097.4835 | 44036.9105 | 42847.1844 | 41657.4584 | 40467.7323 | 39278.0062 |  | 0.13959 |  |  |  |  | 1 | 1 | 1 | 1 | 1 | [5 empty] | 4.4342 | 5.7488 | 570.7763 | 26826.484 | 684.9315 | 0.11553 | 0.14304 | 0.134 | 0.13143 | 0.12498 | 0.11553 | 0.14304 | 0.134 | 0.13143 | 0.12498 | 100000 | 100000 | 0 | 0 | 0
7715 |  |  |  | 9795.2055 |  |  |  |  | 3870.5775 | 3977.1075 | 4083.6375 | 4190.1675 | 4296.6975 | 42481.4159 | 41333.714 | 40186.012 | 39038.3101 | 37890.6081 |  | 0.34129 |  |  |  |  | 1 | 1 | 1 | 1 | 1 | [5 empty] | 4.2279 | 5.2699 | 570.7763 | 26826.484 | 684.9315 | 0.11633 | 0.14463 | 0.13515 | 0.13396 | 0.12575 | 0.11633 | 0.14463 | 0.13515 | 0.13396 | 0.12575 | 100000 | 100000 | 0 | 0 | 0
7716 |  |  |  | 9795.2055 |  |  |  |  | 4475.2585 | 4641.3518 | 4807.4452 | 4973.5385 | 5139.6318 | 40695.0123 | 39595.5728 | 38496.1334 | 37396.6939 | 36297.2545 |  | 0.1359 |  |  |  |  | 1 | 1 | 1 | 1 | 1 | [5 empty] | 3.2866 | 5.1946 | 570.7763 | 26826.484 | 684.9315 | 0.11628 | 0.14557 | 0.13682 | 0.13605 | 0.12661 | 0.11628 | 0.14557 | 0.13682 | 0.13605 | 0.12661 | 100000 | 100000 | 0 | 0 | 0
7717 |  |  |  | 9795.2055 |  |  |  |  | 4317.381 | 4527.061 | 4736.741 | 4946.421 | 5156.101 | 40118.9963 | 39035.1188 | 37951.2413 | 36867.3638 | 35783.4863 |  | 0.03964 |  |  |  |  | 1 | 1 | 1 | 1 | 1 | [5 empty] | 3.611 | 5.2693 | 570.7763 | 26826.484 | 684.9315 | 0.11622 | 0.14561 | 0.13739 | 0.13619 | 0.12698 | 0.11622 | 0.14561 | 0.13739 | 0.13619 | 0.12698 | 100000 | 100000 | 0 | 0 | 0
7718 |  |  |  | 9795.2055 |  |  |  |  | 4308.0941 | 4581.7633 | 4855.4325 | 5129.1016 | 5402.7708 | 39739.7438 | 38666.1125 | 37592.4811 | 36518.8497 | 35445.2183 |  | 0.03278 |  |  |  |  | 1 | 1 | 1 | 1 | 1 | [5 empty] | 4.0276 | 5.2437 | 570.7763 | 26826.484 | 684.9315 | 0.1168 | 0.15209 | 0.13805 | 0.13744 | 0.12682 | 0.1168 | 0.15209 | 0.13805 | 0.13744 | 0.12682 | 100000 | 100000 | 0 | 0 | 0
7719 |  |  |  | 9795.2055 |  |  |  |  | 4290.5522 | 4612.2897 | 4934.0272 | 5255.7647 | 5577.5022 | 40186.0306 | 39100.3421 | 38014.6536 | 36928.965 | 35843.2765 |  | 0.00524 |  |  |  |  | 1 | 1 | 1 | 1 | 1 | [5 empty] | 4.775 | 5.1665 | 570.7763 | 26826.484 | 684.9315 | 0.11882 | 0.15292 | 0.14063 | 0.13792 | 0.12693 | 0.11882 | 0.15292 | 0.14063 | 0.13792 | 0.12693 | 100000 | 100000 | 0 | 0 | 0
7720 |  |  |  | 9795.2055 |  |  |  |  | 4034.6462 | 4457.9096 | 4881.1729 | 5304.4362 | 5727.6996 | 40814.8062 | 39712.1303 | 38609.4545 | 37506.7786 | 36404.1027 |  | 0 |  |  |  |  | 1 | 1 | 1 | 1 | 1 | [5 empty] | 6.0324 | 5.1174 | 570.7763 | 26826.484 | 684.9315 | 0.12246 | 0.15506 | 0.1431 | 0.139 | 0.13713 | 0.12246 | 0.15506 | 0.1431 | 0.139 | 0.13713 | 100000 | 100000 | 0 | 0 | 0
7721 |  |  |  | 9795.2055 |  |  |  |  | 4361.7518 | 4978.4152 | 5595.0785 | 6211.7418 | 6828.4052 | 43128.8057 | 41963.6135 | 40798.4213 | 39633.2291 | 38468.0369 |  | 0 |  |  |  |  | 1 | 1 | 1 | 1 | 1 | [5 empty] | 6.9915 | 5.0829 | 570.7763 | 26826.484 | 684.9315 | 0.1265 | 0.15512 | 0.14871 | 0.14127 | 0.13749 | 0.1265 | 0.15512 | 0.14871 | 0.14127 | 0.13749 | 100000 | 100000 | 0 | 0 | 0
7722 |  |  |  | 9795.2055 |  |  |  |  | 5944.654 | 6728.3731 | 7512.0923 | 8295.8115 | 9079.5306 | 44814.0295 | 43603.3084 | 42392.5872 | 41181.866 | 39971.1449 |  | 0 |  |  |  |  | 1 | 1 | 1 | 1 | 1 | [5 empty] | 7.3706 | 5.056 | 570.7763 | 26826.484 | 684.9315 | 0.12748 | 0.15872 | 0.15538 | 0.15199 | 0.13839 | 0.12748 | 0.15872 | 0.15538 | 0.15199 | 0.13839 | 100000 | 100000 | 0 | 0 | 0
7723 |  |  |  | 9795.2055 |  |  |  |  | 6958.9908 | 7761.9592 | 8564.9275 | 9367.8958 | 10170.8642 | 45539.6455 | 44309.3207 | 43078.9959 | 41848.6711 | 40618.3463 |  | 0 |  |  |  |  | 1 | 1 | 1 | 1 | 1 | [5 empty] | 7.2088 | 5.1452 | 570.7763 | 26826.484 | 684.9315 | 0.12731 | 0.15617 | 0.15673 | 0.1504 | 0.13746 | 0.12731 | 0.15617 | 0.15673 | 0.1504 | 0.13746 | 100000 | 100000 | 0 | 0 | 0
7724 |  |  |  | 9795.2055 |  |  |  |  | 7304.6703 | 8056.8753 | 8809.0803 | 9561.2853 | 10313.4903 | 45539.6455 | 44309.3207 | 43078.9959 | 41848.6711 | 40618.3463 |  | 0 |  |  |  |  | 1 | 1 | 1 | 1 | 1 | [5 empty] | 6.9909 | 5.4565 | 570.7763 | 26826.484 | 684.9315 | 0.12522 | 0.15285 | 0.15603 | 0.15006 | 0.13777 | 0.12522 | 0.15285 | 0.15603 | 0.15006 | 0.13777 | 100000 | 100000 | 0 | 0 | 0
7725 |  |  |  | 9795.2055 |  |  |  |  | 6481.2309 | 7104.0268 | 7726.8226 | 8349.6184 | 8972.4143 | 44272.1589 | 43076.0773 | 41879.9956 | 40683.9139 | 39487.8322 |  | 0 |  |  |  |  | 1 | 1 | 1 | 1 | 1 | [5 empty] | 7.0156 | 5.4073 | 570.7763 | 26826.484 | 684.9315 | 0.12148 | 0.1517 | 0.15184 | 0.15003 | 0.13757 | 0.12148 | 0.1517 | 0.15184 | 0.15003 | 0.13757 | 100000 | 100000 | 0 | 0 | 0
7726 |  |  |  | 9795.2055 |  |  |  |  | 5505.0736 | 6053.8144 | 6602.5552 | 7151.2961 | 7700.0369 | 40080.5114 | 38997.6737 | 37914.8359 | 36831.9982 | 35749.1604 |  | 0 |  |  |  |  | 1 | 1 | 1 | 1 | 1 | [5 empty] | 6.2448 | 4.0882 | 570.7763 | 26826.484 | 684.9315 | 0.11726 | 0.14829 | 0.14955 | 0.14739 | 0.13744 | 0.11726 | 0.1483 | 0.14955 | 0.14739 | 0.13744 | 100000 | 100000 | 0 | 0 | 0
7727 |  |  |  | 9795.2055 |  |  |  |  | 5286.3153 | 5733.9978 | 6181.6803 | 6629.3628 | 7077.0453 | 31290.6711 | 30445.3046 | 29599.9382 | 28754.5717 | 27909.2052 |  | 0 |  |  |  |  | 1 | 1 | 1 | 1 | 1 | [5 empty] | 5.8234 | 2.143 | 570.7763 | 26826.484 | 684.9315 | 0.11524 | 0.14448 | 0.14759 | 0.14697 | 0.13648 | 0.11524 | 0.14448 | 0.14759 | 0.14697 | 0.13648 | 100000 | 100000 | 0 | 0 | 0
7728 |  |  |  | 9795.2055 |  |  |  |  | 3939.7134 | 4332.6184 | 4725.5234 | 5118.4284 | 5511.3334 | 23960.0547 | 23312.7364 | 22665.418 | 22018.0996 | 21370.7812 |  | 0 |  |  |  |  | 1 | 1 | 1 | 1 | 1 | [5 empty] | 5.1361 | 1.9888 | 570.7763 | 26826.484 | 684.9315 | 0.1139 | 0.14381 | 0.14718 | 0.14709 | 0.1365 | 0.1139 | 0.14381 | 0.14718 | 0.14709 | 0.1365 | 100000 | 100000 | 0 | 0 | 0
7729 |  |  |  | 9795.2055 |  |  |  |  | 2978.6024 | 3185.5324 | 3392.4624 | 3599.3924 | 3806.3224 | 21198.9676 | 20626.2444 | 20053.5211 | 19480.7978 | 18908.0745 |  | 0 |  |  |  |  | 1 | 1 | 1 | 1 | 1 | [5 empty] | 4.6537 | 1.8868 | 570.7763 | 26826.484 | 684.9315 | 0.11389 | 0.14381 | 0.14714 | 0.14711 | 0.13651 | 0.11389 | 0.14381 | 0.14714 | 0.14711 | 0.13651 | 100000 | 100000 | 0 | 0 | 0
7730 |  |  |  | 9795.2055 |  |  |  |  | 2122.0989 | 2217.1347 | 2312.1705 | 2407.2064 | 2502.2422 | 22272.0991 | 21670.3835 | 21068.6678 | 20466.9522 | 19865.2366 |  | 0 |  |  |  |  | 1 | 1 | 1 | 1 | 1 | [5 empty] | 3.993 | 2.8158 | 570.7763 | 26826.484 | 684.9315 | 0.11398 | 0.14385 | 0.14721 | 0.14715 | 0.13653 | 0.11398 | 0.14385 | 0.14721 | 0.14715 | 0.13653 | 100000 | 100000 | 0 | 0 | 0
7731 |  |  |  | 9795.2055 |  |  |  |  | 1604.2612 | 1654.7487 | 1705.2362 | 1755.7237 | 1806.2112 | 22621.7516 | 22010.5895 | 21399.4275 | 20788.2655 | 20177.1034 |  | 0 |  |  |  |  | 1 | 1 | 1 | 1 | 1 | [5 empty] | 4.41 | 8.138 | 570.7763 | 26826.484 | 684.9315 | 0.11366 | 0.14351 | 0.14677 | 0.14684 | 0.13645 | 0.11366 | 0.14351 | 0.14677 | 0.14684 | 0.13645 | 100000 | 100000 | 0 | 0 | 0
7732 |  |  |  | 9795.2055 |  |  |  |  | 1502.765 | 1543.6 | 1584.435 | 1625.27 | 1666.105 | 24580.3541 | 23916.2774 | 23252.2006 | 22588.1239 | 21924.0472 |  | 0 |  |  |  |  | 1 | 1 | 1 | 1 | 1 | [5 empty] | 4.1654 | 7.8571 | 570.7763 | 26826.484 | 684.9315 | 0.11066 | 0.13866 | 0.14113 | 0.14324 | 0.13282 | 0.11066 | 0.13866 | 0.14114 | 0.14324 | 0.13282 | 100000 | 100000 | 0 | 0 | 0
7733 |  |  |  | 9795.2055 |  |  |  |  | 1696.4363 | 1737.6838 | 1778.9313 | 1820.1788 | 1861.4263 | 28948.1447 | 28166.0652 | 27383.9858 | 26601.9063 | 25819.8269 |  | 0 |  |  |  |  | 1 | 1 | 1 | 1 | 1 | [5 empty] | 4.2436 | 7.9225 | 570.7763 | 26826.484 | 684.9315 | 0.11139 | 0.13864 | 0.14118 | 0.14251 | 0.13267 | 0.11139 | 0.13864 | 0.14118 | 0.14251 | 0.13267 | 100000 | 100000 | 0 | 0 | 0
7734 |  |  |  | 9795.2055 |  |  |  |  | 2476.2998 | 2516.4473 | 2556.5948 | 2596.7423 | 2636.8898 | 42500.6076 | 41352.3871 | 40204.1667 | 39055.9463 | 37907.7258 |  | 0 |  |  |  |  | 1 | 1 | 1 | 1 | 1 | [5 empty] | 4.2126 | 8.0783 | 570.7763 | 26826.484 | 684.9315 | 0.113 | 0.13906 | 0.14354 | 0.14535 | 0.13481 | 0.113 | 0.13906 | 0.14354 | 0.14535 | 0.13481 | 100000 | 100000 | 0 | 0 | 0
7735 |  |  |  | 9795.2055 |  |  |  |  | 3885.854 | 3928.4765 | 3971.099 | 4013.7215 | 4056.344 | 50250.543 | 48892.9459 | 47535.3488 | 46177.7518 | 44820.1547 |  | 0 |  |  |  |  | 1 | 1 | 1 | 1 | 1 | [5 empty] | 3.927 | 8.5012 | 570.7763 | 26826.484 | 684.9315 | 0.12428 | 0.14713 | 0.15011 | 0.14831 | 0.13729 | 0.12428 | 0.14713 | 0.15011 | 0.14831 | 0.13729 | 100000 | 100000 | 0 | 0 | 0
7736 |  |  |  | 9795.2055 |  |  |  |  | 5082.0591 | 5123.7191 | 5165.3791 | 5207.0391 | 5248.6991 | 47294.3191 | 46016.589 | 44738.859 | 43461.1289 | 42183.3988 |  | 0.00421 |  |  |  |  | 1 | 1 | 1 | 1 | 1 | [5 empty] | 3.6615 | 8.277 | 570.7763 | 26826.484 | 684.9315 | 0.12847 | 0.15547 | 0.15724 | 0.16044 | 0.14916 | 0.12847 | 0.15547 | 0.15724 | 0.16044 | 0.14916 | 100000 | 100000 | 0 | 0 | 0
7737 |  |  |  | 9795.2055 |  |  |  |  | 4303.2312 | 4350.5837 | 4397.9362 | 4445.2887 | 4492.6412 | 45217.8351 | 43996.2045 | 42774.5739 | 41552.9433 | 40331.3127 |  | 0 |  |  |  |  | 1 | 1 | 1 | 1 | 1 | [5 empty] | 3.5073 | 8.026 | 570.7763 | 26826.484 | 684.9315 | 0.12556 | 0.15207 | 0.15193 | 0.15013 | 0.14276 | 0.12556 | 0.15207 | 0.15193 | 0.15013 | 0.14276 | 100000 | 100000 | 0 | 0 | 0
7738 |  |  |  | 9795.2055 |  |  |  |  | 3816.4638 | 3888.4838 | 3960.5038 | 4032.5238 | 4104.5438 | 43901.7153 | 42715.6418 | 41529.5682 | 40343.4946 | 39157.4211 |  | 0.03151 |  |  |  |  | 1 | 1 | 1 | 1 | 1 | [5 empty] | 3.246 | 8.5502 | 570.7763 | 26826.484 | 684.9315 | 0.12274 | 0.15207 | 0.15186 | 0.14948 | 0.13765 | 0.12274 | 0.15207 | 0.15186 | 0.14948 | 0.13765 | 100000 | 100000 | 0 | 0 | 0
7739 |  |  |  | 9795.2055 |  |  |  |  | 3884.8184 | 3988.4884 | 4092.1584 | 4195.8284 | 4299.4984 | 42351.0815 | 41206.9008 | 40062.72 | 38918.5392 | 37774.3585 |  | 0.11967 |  |  |  |  | 1 | 1 | 1 | 1 | 1 | [5 empty] | 3.0944 | 7.7106 | 570.7763 | 26826.484 | 684.9315 | 0.12282 | 0.15213 | 0.15217 | 0.14975 | 0.13755 | 0.12282 | 0.15214 | 0.15217 | 0.14975 | 0.13755 | 100000 | 100000 | 0 | 0 | 0
7740 |  |  |  | 9795.2055 |  |  |  |  | 4491.7241 | 4661.6666 | 4831.6091 | 5001.5516 | 5171.4941 | 40570.1708 | 39474.1042 | 38378.0375 | 37281.9708 | 36185.9042 |  | 0.37845 |  |  |  |  | 1 | 1 | 1 | 1 | 1 | [5 empty] | 3.041 | 7.2216 | 570.7763 | 26826.484 | 684.9315 | 0.12467 | 0.15259 | 0.15284 | 0.15054 | 0.13772 | 0.12467 | 0.15259 | 0.15284 | 0.15054 | 0.13772 | 100000 | 100000 | 0 | 0 | 0
7741 |  |  |  | 9795.2055 |  |  |  |  | 4333.2658 | 4544.3208 | 4755.3758 | 4966.4308 | 5177.4858 | 39995.9727 | 38915.4189 | 37834.8651 | 36754.3113 | 35673.7575 |  | 0.65346 |  |  |  |  | 1 | 1 | 1 | 1 | 1 | [5 empty] | 2.6152 | 6.5584 | 570.7763 | 26826.484 | 684.9315 | 0.12473 | 0.15257 | 0.15263 | 0.15036 | 0.13793 | 0.12473 | 0.15257 | 0.15263 | 0.15036 | 0.13793 | 100000 | 100000 | 0 | 0 | 0
7742 |  |  |  | 9795.2055 |  |  |  |  | 4323.9447 | 4594.0939 | 4864.243 | 5134.3922 | 5404.5414 | 39617.9091 | 38547.5693 | 37477.2295 | 36406.8896 | 35336.5498 |  | 0.16694 |  |  |  |  | 1 | 1 | 1 | 1 | 1 | [5 empty] | 3.4228 | 6.1776 | 570.7763 | 26826.484 | 684.9315 | 0.126 | 0.15793 | 0.15321 | 0.15041 | 0.13799 | 0.126 | 0.15793 | 0.15321 | 0.15041 | 0.13799 | 100000 | 100000 | 0 | 0 | 0
7743 |  |  |  | 9795.2055 |  |  |  |  | 4306.3382 | 4638.8007 | 4971.2632 | 5303.7257 | 5636.1882 | 40062.7633 | 38980.405 | 37898.0468 | 36815.6885 | 35733.3302 |  | 0.05131 |  |  |  |  | 1 | 1 | 1 | 1 | 1 | [5 empty] | 2.5601 | 6.2084 | 570.7763 | 26826.484 | 684.9315 | 0.13125 | 0.17296 | 0.18733 | 0.16418 | 0.14888 | 0.13125 | 0.17296 | 0.18733 | 0.16418 | 0.14888 | 100000 | 100000 | 0 | 0 | 0
7744 |  |  |  | 9795.2055 |  |  |  |  | 4049.4907 | 4472.7541 | 4896.0174 | 5319.2807 | 5742.5441 | 40689.5464 | 39590.2546 | 38490.9629 | 37391.6711 | 36292.3793 |  | 0.04354 |  |  |  |  | 1 | 1 | 1 | 1 | 1 | [5 empty] | 2.9016 | 6.1265 | 570.7763 | 26826.484 | 684.9315 | 0.13312 | 0.17918 | 0.2036 | 0.1769 | 0.16393 | 0.13312 | 0.17918 | 0.2036 | 0.1769 | 0.16393 | 100000 | 100000 | 0 | 0 | 0
7745 |  |  |  | 9795.2055 |  |  |  |  | 4377.7998 | 5004.7748 | 5631.7498 | 6258.7248 | 6885.6998 | 42996.3074 | 41834.6948 | 40673.0823 | 39511.4697 | 38349.8572 |  | 0 |  |  |  |  | 1 | 1 | 1 | 1 | 1 | [5 empty] | 3.0936 | 5.8361 | 570.7763 | 26826.484 | 684.9315 | 0.13329 | 0.1815 | 0.22421 | 0.19931 | 0.17559 | 0.13329 | 0.1815 | 0.22421 | 0.19931 | 0.17559 | 100000 | 100000 | 0 | 0 | 0
7746 |  |  |  | 9795.2055 |  |  |  |  | 5966.5259 | 6752.8575 | 7539.1892 | 8325.5209 | 9111.8525 | 44676.2852 | 43469.2854 | 42262.2856 | 41055.2858 | 39848.286 |  | 0 |  |  |  |  | 1 | 1 | 1 | 1 | 1 | [5 empty] | 2.4117 | 5.8007 | 570.7763 | 26826.484 | 684.9315 | 0.13384 | 0.2127 | 0.22421 | 0.19931 | 0.17521 | 0.13384 | 0.2127 | 0.22421 | 0.19932 | 0.17521 | 100000 | 100000 | 0 | 0 | 0
7747 |  |  |  | 9795.2055 |  |  |  |  | 6984.5948 | 7804.0631 | 8623.5314 | 9442.9998 | 10262.4681 | 45399.7641 | 44173.2184 | 42946.6727 | 41720.127 | 40493.5813 |  | 0 |  |  |  |  | 1 | 1 | 1 | 1 | 1 | [5 empty] | 2.1804 | 5.3221 | 570.7763 | 26826.484 | 684.9315 | 0.13384 | 0.18331 | 0.22177 | 0.18518 | 0.16512 | 0.13384 | 0.18331 | 0.22177 | 0.18518 | 0.16512 | 100000 | 100000 | 0 | 0 | 0
7748 |  |  |  | 9795.2055 |  |  |  |  | 7331.546 | 8081.166 | 8830.786 | 9580.406 | 10330.026 | 45399.7641 | 44173.2184 | 42946.6727 | 41720.127 | 40493.5813 |  | 0 |  |  |  |  | 1 | 1 | 1 | 1 | 1 | [5 empty] | 2.2002 | 5.1407 | 570.7763 | 26826.484 | 684.9315 | 0.13384 | 0.18005 | 0.19676 | 0.1755 | 0.16337 | 0.13384 | 0.18005 | 0.19676 | 0.1755 | 0.16337 | 100000 | 100000 | 0 | 0 | 0
7749 |  |  |  | 9795.2055 |  |  |  |  | 6505.0771 | 7148.7721 | 7792.4671 | 8436.1621 | 9079.8571 | 44136.2294 | 42943.82 | 41751.4107 | 40559.0014 | 39366.5921 |  | 0 |  |  |  |  | 1 | 1 | 1 | 1 | 1 | [5 empty] | 1.73 | 3.9288 | 570.7763 | 26826.484 | 684.9315 | 0.13354 | 0.17469 | 0.18856 | 0.16711 | 0.16117 | 0.13354 | 0.17469 | 0.18856 | 0.16711 | 0.16117 | 100000 | 100000 | 0 | 0 | 0
7750 |  |  |  | 9795.2055 |  |  |  |  | 5525.3282 | 6047.2582 | 6569.1882 | 7091.1182 | 7613.0482 | 39957.5932 | 38878.0763 | 37798.5594 | 36719.0424 | 35639.5255 |  | 0 |  |  |  |  | 1 | 1 | 1 | 1 | 1 | [5 empty] | 1.8795 | 3.4544 | 570.7763 | 26826.484 | 684.9315 | 0.12978 | 0.1727 | 0.18723 | 0.16692 | 0.16093 | 0.12978 | 0.1727 | 0.18723 | 0.16692 | 0.16093 | 100000 | 100000 | 0 | 0 | 0
7751 |  |  |  | 9795.2055 |  |  |  |  | 5305.765 | 5765.5475 | 6225.33 | 6685.1125 | 7144.895 | 31195.3404 | 30352.5495 | 29509.7585 | 28666.9676 | 27824.1766 |  | 0 |  |  |  |  | 1 | 1 | 1 | 1 | 1 | [5 empty] | 1.9201 | 3.1489 | 570.7763 | 26826.484 | 684.9315 | 0.12631 | 0.1727 | 0.18723 | 0.16605 | 0.1607 | 0.12631 | 0.1727 | 0.18723 | 0.16605 | 0.1607 | 100000 | 100000 | 0 | 0 | 0
7752 |  |  |  | 9795.2055 |  |  |  |  | 3954.2086 | 4343.2361 | 4732.2636 | 5121.2911 | 5510.3186 | 23886.7804 | 23241.4416 | 22596.1029 | 21950.7641 | 21305.4254 |  | 0 |  |  |  |  | 1 | 1 | 1 | 1 | 1 | [5 empty] | 2.7107 | 2.6395 | 570.7763 | 26826.484 | 684.9315 | 0.12437 | 0.17271 | 0.18728 | 0.16613 | 0.1607 | 0.12437 | 0.17271 | 0.18728 | 0.16613 | 0.1607 | 100000 | 100000 | 0 | 0 | 0
7753 |  |  |  | 9795.2055 |  |  |  |  | 3135.0164 | 3455.8189 | 3776.6214 | 4097.4239 | 4418.2264 | 21620.5024 | 21036.3907 | 20452.2789 | 19868.1672 | 19284.0555 |  | 0 |  |  |  |  | 1 | 1 | 1 | 1 | 1 | [5 empty] | 3.6709 | 2.0745 | 570.7763 | 26826.484 | 684.9315 | 0.12437 | 0.17274 | 0.18733 | 0.16621 | 0.16071 | 0.12437 | 0.17274 | 0.18733 | 0.16621 | 0.16071 | 100000 | 100000 | 0 | 0 | 0
7754 |  |  |  | 9795.2055 |  |  |  |  | 2298.2498 | 2477.8448 | 2657.4398 | 2837.0348 | 3016.6298 | 22714.1879 | 22100.5286 | 21486.8693 | 20873.2099 | 20259.5506 |  | 0 |  |  |  |  | 1 | 1 | 1 | 1 | 1 | [5 empty] | 3.7832 | 2.2912 | 570.7763 | 26826.484 | 684.9315 | 0.12439 | 0.17279 | 0.18738 | 0.16627 | 0.16072 | 0.12439 | 0.17279 | 0.18738 | 0.16627 | 0.16072 | 100000 | 100000 | 0 | 0 | 0
7755 |  |  |  | 9795.2055 |  |  |  |  | 1688.0858 | 1797.4758 | 1906.8658 | 2016.2558 | 2125.6458 | 23070.6157 | 22447.3269 | 21824.0381 | 21200.7493 | 20577.4605 |  | 0 |  |  |  |  | 1 | 1 | 1 | 1 | 1 | [5 empty] | 3.4611 | 2.8818 | 570.7763 | 26826.484 | 684.9315 | 0.1244 | 0.17278 | 0.18733 | 0.16615 | 0.16068 | 0.1244 | 0.17278 | 0.18733 | 0.16615 | 0.16068 | 100000 | 100000 | 0 | 0 | 0
7756 |  |  |  | 9795.2055 |  |  |  |  | 1494.7459 | 1549.6059 | 1604.4659 | 1659.3259 | 1714.1859 | 25067.6069 | 24390.3662 | 23713.1256 | 23035.8849 | 22358.6443 |  | 0 |  |  |  |  | 1 | 1 | 1 | 1 | 1 | [5 empty] | 3.4387 | 3.1935 | 570.7763 | 26826.484 | 684.9315 | 0.11747 | 0.15327 | 0.15632 | 0.14996 | 0.14383 | 0.11747 | 0.15327 | 0.15632 | 0.14996 | 0.14383 | 100000 | 100000 | 0 | 0 | 0
7757 |  |  |  | 9795.2055 |  |  |  |  | 1642.3494 | 1691.8469 | 1741.3444 | 1790.8419 | 1840.3394 | 29520.5346 | 28722.9912 | 27925.4477 | 27127.9043 | 26330.3608 |  | 0 |  |  |  |  | 1 | 1 | 1 | 1 | 1 | [5 empty] | 2.9096 | 3.695 | 570.7763 | 26826.484 | 684.9315 | 0.11744 | 0.15311 | 0.15599 | 0.14989 | 0.1434 | 0.11744 | 0.15311 | 0.15599 | 0.14989 | 0.1434 | 100000 | 100000 | 0 | 0 | 0
7758 |  |  |  | 9795.2055 |  |  |  |  | 2066.4498 | 2115.4523 | 2164.4548 | 2213.4573 | 2262.4598 | 43338.3335 | 42167.4805 | 40996.6276 | 39825.7747 | 38654.9218 |  | 0 |  |  |  |  | 1 | 1 | 1 | 1 | 1 | [5 empty] | 3.2045 | 4.1545 | 570.7763 | 26826.484 | 684.9315 | 0.11859 | 0.15429 | 0.15768 | 0.15076 | 0.14557 | 0.11859 | 0.15429 | 0.15768 | 0.15076 | 0.14557 | 100000 | 100000 | 0 | 0 | 0
7759 |  |  |  | 9795.2055 |  |  |  |  | 2681.8111 | 2724.0211 | 2766.2311 | 2808.4411 | 2850.6511 | 51253.6522 | 49868.9545 | 48484.2569 | 47099.5592 | 45714.8616 |  | 0 |  |  |  |  | 1 | 1 | 1 | 1 | 1 | [5 empty] | 3.3537 | 4.2373 | 570.7763 | 26826.484 | 684.9315 | 0.12449 | 0.15798 | 0.16096 | 0.15455 | 0.14722 | 0.12449 | 0.15798 | 0.16096 | 0.15455 | 0.14722 | 100000 | 100000 | 0 | 0 | 0
7760 |  |  |  | 9795.2055 |  |  |  |  | 3843.9293 | 3885.4518 | 3926.9743 | 3968.4968 | 4010.0193 | 48236.0421 | 46932.8699 | 45629.6977 | 44326.5255 | 43023.3534 |  | 0.02595 |  |  |  |  | 1 | 1 | 1 | 1 | 1 | [5 empty] | 3.1183 | 3.3463 | 570.7763 | 26826.484 | 684.9315 | 0.12888 | 0.1648 | 0.16143 | 0.14965 | 0.13773 | 0.12888 | 0.1648 | 0.16143 | 0.14965 | 0.13773 | 100000 | 100000 | 0 | 0 | 0
7761 |  |  |  | 9795.2055 |  |  |  |  | 4128.7418 | 4204.4743 | 4280.2068 | 4355.9393 | 4431.6718 | 46116.8992 | 44870.979 | 43625.0588 | 42379.1386 | 41133.2183 |  | 0.09839 |  |  |  |  | 1 | 1 | 1 | 1 | 1 | [5 empty] | 3.7293 | 2.8546 | 570.7763 | 26826.484 | 684.9315 | 0.12707 | 0.15232 | 0.1567 | 0.14758 | 0.13515 | 0.12707 | 0.15232 | 0.1567 | 0.14758 | 0.13515 | 100000 | 100000 | 0 | 0 | 0
7762 |  |  |  | 9795.2055 |  |  |  |  | 4491.5139 | 4611.9589 | 4732.4039 | 4852.8489 | 4973.2939 | 44774.142 | 43564.4984 | 42354.8549 | 41145.2114 | 39935.5678 |  | 0.42672 |  |  |  |  | 1 | 1 | 1 | 1 | 1 | [5 empty] | 3.6362 | 2.5149 | 570.7763 | 26826.484 | 684.9315 | 0.12228 | 0.14762 | 0.15313 | 0.14597 | 0.13458 | 0.12228 | 0.14762 | 0.15313 | 0.14597 | 0.13458 | 100000 | 100000 | 0 | 0 | 0
7763 |  |  |  | 9795.2055 |  |  |  |  | 4815.8259 | 5063.8934 | 5311.9609 | 5560.0284 | 5808.0959 | 43192.1301 | 42025.2271 | 40858.324 | 39691.421 | 38524.518 |  | 0.37907 |  |  |  |  | 1 | 1 | 1 | 1 | 1 | [5 empty] | 3.1563 | 2.4088 | 570.7763 | 26826.484 | 684.9315 | 0.12001 | 0.1476 | 0.15279 | 0.14679 | 0.13497 | 0.12001 | 0.1476 | 0.15279 | 0.14679 | 0.13497 | 100000 | 100000 | 0 | 0 | 0
7764 |  |  |  | 9795.2055 |  |  |  |  | 5495.6339 | 5810.9364 | 6126.2389 | 6441.5414 | 6756.8439 | 41375.772 | 40257.9407 | 39140.1095 | 38022.2782 | 36904.447 |  | 0.35243 |  |  |  |  | 1 | 1 | 1 | 1 | 1 | [5 empty] | 3.3979 | 2.5793 | 570.7763 | 26826.484 | 684.9315 | 0.1199 | 0.14771 | 0.15271 | 0.14698 | 0.13471 | 0.1199 | 0.14771 | 0.15271 | 0.14698 | 0.13471 | 100000 | 100000 | 0 | 0 | 0
7765 |  |  |  | 9795.2055 |  |  |  |  | 5283.5837 | 5730.5512 | 6177.5187 | 6624.4862 | 7071.4537 | 40789.8364 | 39687.8351 | 38585.8339 | 37483.8326 | 36381.8313 |  | 0.38336 |  |  |  |  | 1 | 1 | 1 | 1 | 1 | [5 empty] | 3.848 | 2.9286 | 570.7763 | 26826.484 | 684.9315 | 0.11927 | 0.1471 | 0.15222 | 0.14602 | 0.13455 | 0.11927 | 0.1471 | 0.15222 | 0.14602 | 0.13455 | 100000 | 100000 | 0 | 0 | 0
7766 |  |  |  | 9795.2055 |  |  |  |  | 5095.4411 | 5600.1011 | 6104.7611 | 6609.4211 | 7114.0811 | 40404.0979 | 39312.5179 | 38220.938 | 37129.358 | 36037.7781 |  | 0.53471 |  |  |  |  | 1 | 1 | 1 | 1 | 1 | [5 empty] | 4.1255 | 3.2339 | 570.7763 | 26826.484 | 684.9315 | 0.12234 | 0.14874 | 0.15231 | 0.1463 | 0.13457 | 0.12234 | 0.14874 | 0.15231 | 0.1463 | 0.13457 | 100000 | 100000 | 0 | 0 | 0
7767 |  |  |  | 9795.2055 |  |  |  |  | 5386.4904 | 5888.0429 | 6389.5954 | 6891.1479 | 7392.7004 | 40858.2049 | 39754.3566 | 38650.5082 | 37546.6598 | 36442.8115 |  | 0.21693 |  |  |  |  | 1 | 1 | 1 | 1 | 1 | [5 empty] | 4.8878 | 3.6941 | 570.7763 | 26826.484 | 684.9315 | 0.12796 | 0.16524 | 0.17859 | 0.16565 | 0.15179 | 0.12796 | 0.16524 | 0.17859 | 0.16565 | 0.15179 | 100000 | 100000 | 0 | 0 | 0
7768 |  |  |  | 9795.2055 |  |  |  |  | 5687.9343 | 6180.7701 | 6673.6059 | 7166.4418 | 7659.2776 | 41497.8536 | 40376.7241 | 39255.5946 | 38134.4651 | 37013.3357 |  | 0.02878 |  |  |  |  | 1 | 1 | 1 | 1 | 1 | [5 empty] | 5.9886 | 3.24 | 570.7763 | 26826.484 | 684.9315 | 0.13498 | 0.17954 | 0.19475 | 0.17961 | 0.16372 | 0.13498 | 0.17954 | 0.19475 | 0.17961 | 0.16372 | 100000 | 100000 | 0 | 0 | 0
7769 |  |  |  | 9795.2055 |  |  |  |  | 6270.0328 | 6748.5145 | 7226.9961 | 7705.4778 | 8183.9595 | 43851.3426 | 42666.6299 | 41481.9173 | 40297.2046 | 39112.4919 |  | 0 |  |  |  |  | 1 | 1 | 1 | 1 | 1 | [5 empty] | 6.6335 | 2.1894 | 570.7763 | 26826.484 | 684.9315 | 0.13543 | 0.17994 | 0.20318 | 0.18153 | 0.174 | 0.13544 | 0.17994 | 0.20318 | 0.18153 | 0.174 | 100000 | 100000 | 0 | 0 | 0
7770 |  |  |  | 9795.2055 |  |  |  |  | 7831.3042 | 8319.6851 | 8808.0659 | 9296.4467 | 9784.8276 | 45565.183 | 44334.1683 | 43103.1535 | 41872.1388 | 40641.124 |  | 0 |  |  |  |  | 1 | 1 | 1 | 1 | 1 | [5 empty] | 7.8576 | 1.8326 | 570.7763 | 26826.484 | 684.9315 | 0.13556 | 0.18027 | 0.20209 | 0.18036 | 0.17347 | 0.13556 | 0.18027 | 0.2021 | 0.18036 | 0.17347 | 100000 | 100000 | 0 | 0 | 0
7771 |  |  |  | 9795.2055 |  |  |  |  | 8168.0898 | 8657.4048 | 9146.7198 | 9636.0348 | 10125.3498 | 46302.4408 | 45051.5079 | 43800.575 | 42549.642 | 41298.7091 |  | 0 |  |  |  |  | 1 | 1 | 1 | 1 | 1 | [5 empty] | 8.5039 | 1.2065 | 570.7763 | 26826.484 | 684.9315 | 0.13543 | 0.18006 | 0.20097 | 0.17996 | 0.168 | 0.13543 | 0.18006 | 0.20097 | 0.17996 | 0.168 | 100000 | 100000 | 0 | 0 | 0
7772 |  |  |  | 9795.2055 |  |  |  |  | 7579.7545 | 8072.9753 | 8566.1962 | 9059.417 | 9552.6378 | 46302.4408 | 45051.5079 | 43800.575 | 42549.642 | 41298.7091 |  | 0 |  |  |  |  | 1 | 1 | 1 | 1 | 1 | [5 empty] | 8.9543 | 0.70733 | 570.7763 | 26826.484 | 684.9315 | 0.13498 | 0.17871 | 0.19015 | 0.17905 | 0.16258 | 0.13498 | 0.17871 | 0.19015 | 0.17905 | 0.16258 | 100000 | 100000 | 0 | 0 | 0
7773 |  |  |  | 9795.2055 |  |  |  |  | 6390.6103 | 6822.5628 | 7254.5153 | 7686.4678 | 8118.4203 | 45013.3967 | 43797.2893 | 42581.1819 | 41365.0745 | 40148.9672 |  | 0 |  |  |  |  | 1 | 1 | 1 | 1 | 1 | [5 empty] | 9.3048 | 1.0972 | 570.7763 | 26826.484 | 684.9315 | 0.12969 | 0.16685 | 0.18622 | 0.16816 | 0.15881 | 0.12969 | 0.16685 | 0.18622 | 0.16817 | 0.15881 | 100000 | 100000 | 0 | 0 | 0
7774 |  |  |  | 9795.2055 |  |  |  |  | 5424.9505 | 5810.1005 | 6195.2505 | 6580.4005 | 6965.5505 | 40750.7787 | 39649.8327 | 38548.8866 | 37447.9405 | 36346.9944 |  | 0 |  |  |  |  | 1 | 1 | 1 | 1 | 1 | [5 empty] | 9.1461 | 1.0468 | 570.7763 | 26826.484 | 684.9315 | 0.12693 | 0.16578 | 0.18431 | 0.16751 | 0.15555 | 0.12693 | 0.16578 | 0.18431 | 0.16751 | 0.15555 | 100000 | 100000 | 0 | 0 | 0
7775 |  |  |  | 9795.2055 |  |  |  |  | 5576.7119 | 5932.4385 | 6288.1652 | 6643.8919 | 6999.6185 | 31810.4234 | 30951.015 | 30091.6067 | 29232.1983 | 28372.7899 |  | 0 |  |  |  |  | 1 | 1 | 1 | 1 | 1 | [5 empty] | 9.2147 | 0.68656 | 570.7763 | 26826.484 | 684.9315 | 0.12028 | 0.15231 | 0.15842 | 0.15866 | 0.14858 | 0.12028 | 0.15231 | 0.15842 | 0.15866 | 0.14859 | 100000 | 100000 | 0 | 0 | 0
7776 |  |  |  | 9795.2055 |  |  |  |  | 4442.6592 | 4787.9908 | 5133.3225 | 5478.6542 | 5823.9858 | 24359.5897 | 23701.4773 | 23043.3648 | 22385.2524 | 21727.1399 |  | 0 |  |  |  |  | 1 | 1 | 1 | 1 | 1 | [5 empty] | 9.8201 | 1.6876 | 570.7763 | 26826.484 | 684.9315 | 0.11575 | 0.14832 | 0.15836 | 0.15822 | 0.14742 | 0.11575 | 0.14832 | 0.15836 | 0.15822 | 0.14742 | 100000 | 100000 | 0 | 0 | 0
7777 |  |  |  | 9795.2055 |  |  |  |  | 3577.2585 | 3956.7435 | 4336.2285 | 4715.7135 | 5095.1985 | 22456.3564 | 21849.6628 | 21242.9692 | 20636.2756 | 20029.582 |  | 0 |  |  |  |  | 1 | 1 | 1 | 1 | 1 | [5 empty] | 10.2893 | 3.9643 | 570.7763 | 26826.484 | 684.9315 | 0.11535 | 0.14834 | 0.1584 | 0.1582 | 0.14743 | 0.11535 | 0.14834 | 0.1584 | 0.1582 | 0.14743 | 100000 | 100000 | 0 | 0 | 0
7778 |  |  |  | 9795.2055 |  |  |  |  | 2746.8421 | 3064.5096 | 3382.1771 | 3699.8446 | 4017.5121 | 23590.6907 | 22953.3513 | 22316.0119 | 21678.6724 | 21041.333 |  | 0 |  |  |  |  | 1 | 1 | 1 | 1 | 1 | [5 empty] | 10.1295 | 4.5021 | 570.7763 | 26826.484 | 684.9315 | 0.11541 | 0.14832 | 0.15839 | 0.15817 | 0.1474 | 0.11541 | 0.14832 | 0.15839 | 0.15817 | 0.1474 | 100000 | 100000 | 0 | 0 | 0
7779 |  |  |  | 9795.2055 |  |  |  |  | 2025.9656 | 2226.8731 | 2427.7806 | 2628.6881 | 2829.5956 | 23960.5287 | 23313.1975 | 22665.8663 | 22018.5351 | 21371.2039 |  | 0 |  |  |  |  | 1 | 1 | 1 | 1 | 1 | [5 empty] | 10.4597 | 5.2879 | 570.7763 | 26826.484 | 684.9315 | 0.11539 | 0.1483 | 0.15829 | 0.15807 | 0.14733 | 0.11539 | 0.1483 | 0.15829 | 0.15807 | 0.14733 | 100000 | 100000 | 0 | 0 | 0
7780 |  |  |  | 9795.2055 |  |  |  |  | 1800.6265 | 1899.9515 | 1999.2765 | 2098.6015 | 2197.9265 | 26033.5634 | 25330.2259 | 24626.8884 | 23923.551 | 23220.2135 |  | 0 |  |  |  |  | 1 | 1 | 1 | 1 | 1 | [5 empty] | 10.8467 | 5.4244 | 570.7763 | 26826.484 | 684.9315 | 0.10829 | 0.1031 | 0.099811 | 0.12939 | 0.12575 | 0.10829 | 0.1031 | 0.099811 | 0.12939 | 0.12575 | 100000 | 100000 | 0 | 0 | 0
7781 |  |  |  | 9795.2055 |  |  |  |  | 1905.9934 | 1964.3184 | 2022.6434 | 2080.9684 | 2139.2934 | 30655.0729 | 29826.8781 | 28998.6833 | 28170.4885 | 27342.2937 |  | 0 |  |  |  |  | 1 | 1 | 1 | 1 | 1 | [5 empty] | 10.4496 | 6.4796 | 570.7763 | 26826.484 | 684.9315 | 0.10874 | 0.10298 | 0.099763 | 0.12985 | 0.12575 | 0.10874 | 0.10298 | 0.099763 | 0.12985 | 0.12575 | 100000 | 100000 | 0 | 0 | 0
7782 |  |  |  | 9795.2055 |  |  |  |  | 2224.1806 | 2263.5031 | 2302.8256 | 2342.1481 | 2381.4706 | 44998.432 | 43782.729 | 42567.0259 | 41351.3228 | 40135.6197 |  | 0 |  |  |  |  | 1 | 1 | 1 | 1 | 1 | [5 empty] | 9.8074 | 6.1613 | 570.7763 | 26826.484 | 684.9315 | 0.10875 | 0.10331 | 0.10047 | 0.13007 | 0.12754 | 0.10875 | 0.10331 | 0.10047 | 0.13007 | 0.12754 | 100000 | 100000 | 0 | 0 | 0
7783 |  |  |  | 9795.2055 |  |  |  |  | 2635.2158 | 2676.7383 | 2718.2608 | 2759.7833 | 2801.3058 | 53243.2348 | 51804.7854 | 50366.3361 | 48927.8868 | 47489.4374 |  | 0 |  |  |  |  | 1 | 1 | 1 | 1 | 1 | [5 empty] | 7.4187 | 5.8484 | 570.7763 | 26826.484 | 684.9315 | 0.11064 | 0.10505 | 0.10162 | 0.13209 | 0.12718 | 0.11064 | 0.10505 | 0.10162 | 0.13209 | 0.12718 | 100000 | 100000 | 0 | 0 | 0
7784 |  |  |  | 9795.2055 |  |  |  |  | 3923.6131 | 3966.0981 | 4008.5831 | 4051.0681 | 4093.5531 | 50103.5458 | 48749.9201 | 47396.2944 | 46042.6686 | 44689.0429 |  | 0.00264 |  |  |  |  | 1 | 1 | 1 | 1 | 1 | [5 empty] | 4.8191 | 5.5498 | 570.7763 | 26826.484 | 684.9315 | 0.11217 | 0.10674 | 0.10329 | 0.13187 | 0.12786 | 0.11217 | 0.10674 | 0.10329 | 0.13187 | 0.12786 | 100000 | 100000 | 0 | 0 | 0
7785 |  |  |  | 9795.2055 |  |  |  |  | 4861.4828 | 4902.5928 | 4943.7028 | 4984.8128 | 5025.9228 | 47899.6276 | 46605.5441 | 45311.4607 | 44017.3773 | 42723.2939 |  | 0.06002 |  |  |  |  | 1 | 1 | 1 | 1 | 1 | [5 empty] | 0.59073 | 5.6249 | 570.7763 | 26826.484 | 684.9315 | 0.11201 | 0.1028 | 0.098736 | 0.12542 | 0.12069 | 0.11201 | 0.1028 | 0.098736 | 0.12542 | 0.12069 | 100000 | 100000 | 0 | 0 | 0
7786 |  |  |  | 9795.2055 |  |  |  |  | 5743.0178 | 5798.8403 | 5854.6628 | 5910.4853 | 5966.3078 | 46503.9872 | 45247.6092 | 43991.2311 | 42734.8531 | 41478.4751 |  | 0.01641 |  |  |  |  | 1 | 1 | 1 | 1 | 1 | [5 empty] | 3.3893 | 5.753 | 570.7763 | 26826.484 | 684.9315 | 0.11036 | 0.094713 | 0.091414 | 0.11264 | 0.11389 | 0.11036 | 0.094713 | 0.091414 | 0.11264 | 0.11389 | 100000 | 100000 | 0 | 0 | 0
7787 |  |  |  | 9795.2055 |  |  |  |  | 6445.1161 | 6518.1261 | 6591.1361 | 6664.1461 | 6737.1561 | 44859.6813 | 43647.7268 | 42435.7723 | 41223.8178 | 40011.8633 |  | 0.06952 |  |  |  |  | 1 | 1 | 1 | 1 | 1 | [5 empty] | 3.0588 | 6.0562 | 570.7763 | 26826.484 | 684.9315 | 0.10681 | 0.094205 | 0.090473 | 0.11046 | 0.11332 | 0.10681 | 0.094205 | 0.090473 | 0.11046 | 0.11332 | 100000 | 100000 | 0 | 0 | 0
7788 |  |  |  | 9795.2055 |  |  |  |  | 7446.6233 | 7560.9633 | 7675.3033 | 7789.6433 | 7903.9833 | 42973.0305 | 41812.0468 | 40651.0631 | 39490.0794 | 38329.0957 |  | 0.10657 |  |  |  |  | 1 | 1 | 1 | 1 | 1 | [5 empty] | 3.654 | 6.8074 | 570.7763 | 26826.484 | 684.9315 | 0.1073 | 0.094391 | 0.09064 | 0.11095 | 0.11376 | 0.1073 | 0.094391 | 0.09064 | 0.11095 | 0.11376 | 100000 | 100000 | 0 | 0 | 0
7789 |  |  |  | 9795.2055 |  |  |  |  | 7005.3341 | 7184.3516 | 7363.3691 | 7542.3866 | 7721.4041 | 42363.7772 | 41219.2534 | 40074.7296 | 38930.2059 | 37785.6821 |  | 0.03834 |  |  |  |  | 1 | 1 | 1 | 1 | 1 | [5 empty] | 2.8404 | 6.6275 | 570.7763 | 26826.484 | 684.9315 | 0.10729 | 0.094067 | 0.090213 | 0.11008 | 0.1131 | 0.10729 | 0.094067 | 0.090213 | 0.11008 | 0.1131 | 100000 | 100000 | 0 | 0 | 0
7790 |  |  |  | 9795.2055 |  |  |  |  | 6160.3125 | 6396.3633 | 6632.4141 | 6868.465 | 7104.5158 | 41962.7984 | 40829.1077 | 39695.417 | 38561.7263 | 37428.0357 |  | 0.02548 |  |  |  |  | 1 | 1 | 1 | 1 | 1 | [5 empty] | 3.4184 | 7.2059 | 570.7763 | 26826.484 | 684.9315 | 0.10778 | 0.094651 | 0.090006 | 0.11009 | 0.11333 | 0.10778 | 0.094651 | 0.090006 | 0.11009 | 0.11333 | 100000 | 100000 | 0 | 0 | 0
7791 |  |  |  | 9795.2055 |  |  |  |  | 5652.2562 | 6001.7679 | 6351.2795 | 6700.7912 | 7050.3029 | 42435.3088 | 41288.8525 | 40142.3962 | 38995.9399 | 37849.4836 |  | 0.01617 |  |  |  |  | 1 | 1 | 1 | 1 | 1 | [5 empty] | 4.9427 | 7.3185 | 570.7763 | 26826.484 | 684.9315 | 0.10946 | 0.099127 | 0.092943 | 0.11559 | 0.1157 | 0.10946 | 0.099127 | 0.092943 | 0.11559 | 0.1157 | 100000 | 100000 | 0 | 0 | 0
7792 |  |  |  | 9795.2055 |  |  |  |  | 5456.1277 | 5775.7202 | 6095.3127 | 6414.9052 | 6734.4977 | 43100.5233 | 41936.0952 | 40771.6671 | 39607.239 | 38442.8109 |  | 0.01096 |  |  |  |  | 1 | 1 | 1 | 1 | 1 | [5 empty] | 7.3242 | 8.9258 | 570.7763 | 26826.484 | 684.9315 | 0.1113 | 0.10261 | 0.094213 | 0.12194 | 0.1166 | 0.1113 | 0.10261 | 0.094213 | 0.12194 | 0.1166 | 100000 | 100000 | 0 | 0 | 0
7793 |  |  |  | 9795.2055 |  |  |  |  | 5889.0709 | 6247.2159 | 6605.3609 | 6963.5059 | 7321.6509 | 45546.7867 | 44316.2689 | 43085.7512 | 41855.2334 | 40624.7157 |  | 0 |  |  |  |  | 1 | 1 | 1 | 1 | 1 | [5 empty] | 9.206 | 8.6615 | 570.7763 | 26826.484 | 684.9315 | 0.11067 | 0.10296 | 0.093193 | 0.12144 | 0.11603 | 0.11067 | 0.10296 | 0.093193 | 0.12144 | 0.11603 | 100000 | 100000 | 0 | 0 | 0
7794 |  |  |  | 9795.2055 |  |  |  |  | 7437.2341 | 7830.5791 | 8223.9241 | 8617.2691 | 9010.6141 | 47327.8354 | 46049.1998 | 44770.5643 | 43491.9287 | 42213.2932 |  | 0 |  |  |  |  | 1 | 1 | 1 | 1 | 1 | [5 empty] | 9.4027 | 11.0077 | 570.7763 | 26826.484 | 684.9315 | 0.11092 | 0.10318 | 0.091952 | 0.11848 | 0.11535 | 0.11092 | 0.10318 | 0.091952 | 0.11848 | 0.11535 | 100000 | 100000 | 0 | 0 | 0
7795 |  |  |  | 9795.2055 |  |  |  |  | 7842.0099 | 8340.2899 | 8838.5699 | 9336.8499 | 9835.1299 | 48092.3317 | 46793.0421 | 45493.7525 | 44194.4629 | 42895.1732 |  | 0 |  |  |  |  | 1 | 1 | 1 | 1 | 1 | [5 empty] | 8.7765 | 10.3521 | 570.7763 | 26826.484 | 684.9315 | 0.11032 | 0.10014 | 0.091349 | 0.11744 | 0.11488 | 0.11032 | 0.10014 | 0.091349 | 0.11745 | 0.11488 | 100000 | 100000 | 0 | 0 | 0
7796 |  |  |  | 9795.2055 |  |  |  |  | 7432.0179 | 7965.2771 | 8498.5363 | 9031.7954 | 9565.0546 | 48092.3317 | 46793.0421 | 45493.7525 | 44194.4629 | 42895.1732 |  | 0 |  |  |  |  | 1 | 1 | 1 | 1 | 1 | [5 empty] | 7.891 | 9.8688 | 570.7763 | 26826.484 | 684.9315 | 0.10887 | 0.098081 | 0.090751 | 0.11561 | 0.11492 | 0.10887 | 0.098081 | 0.090751 | 0.11561 | 0.11492 | 100000 | 100000 | 0 | 0 | 0
7797 |  |  |  | 9795.2055 |  |  |  |  | 6420.0784 | 6906.8092 | 7393.54 | 7880.2709 | 8367.0017 | 46752.6526 | 45489.5565 | 44226.4604 | 42963.3643 | 41700.2682 |  | 0 |  |  |  |  | 1 | 1 | 1 | 1 | 1 | [5 empty] | 8.3669 | 8.7367 | 570.7763 | 26826.484 | 684.9315 | 0.10801 | 0.096691 | 0.090001 | 0.11314 | 0.11474 | 0.10801 | 0.096691 | 0.090001 | 0.11314 | 0.11474 | 100000 | 100000 | 0 | 0 | 0
7798 |  |  |  | 9795.2055 |  |  |  |  | 5438.3927 | 5841.2794 | 6244.166 | 6647.0527 | 7049.9394 | 42323.3863 | 41179.9538 | 40036.5212 | 38893.0887 | 37749.6562 |  | 0 |  |  |  |  | 1 | 1 | 1 | 1 | 1 | [5 empty] | 6.7057 | 8.7461 | 570.7763 | 26826.484 | 684.9315 | 0.10739 | 0.095163 | 0.089708 | 0.11216 | 0.1145 | 0.10739 | 0.095163 | 0.089708 | 0.11215 | 0.1145 | 100000 | 100000 | 0 | 0 | 0
7799 |  |  |  | 9795.2055 |  |  |  |  | 5330.9393 | 5658.726 | 5986.5126 | 6314.2993 | 6642.086 | 33029.3436 | 32137.0041 | 31244.6647 | 30352.3253 | 29459.9859 |  | 0 |  |  |  |  | 1 | 1 | 1 | 1 | 1 | [5 empty] | 5.6796 | 8.6957 | 570.7763 | 26826.484 | 684.9315 | 0.10595 | 0.095073 | 0.088008 | 0.10862 | 0.11245 | 0.10595 | 0.095073 | 0.088008 | 0.10862 | 0.11245 | 100000 | 100000 | 0 | 0 | 0
7800 |  |  |  | 9795.2055 |  |  |  |  | 4111.3957 | 4372.7457 | 4634.0957 | 4895.4457 | 5156.7957 | 25296.8172 | 24613.3841 | 23929.951 | 23246.5178 | 22563.0847 |  | 0 |  |  |  |  | 1 | 1 | 1 | 1 | 1 | [5 empty] | 4.4597 | 8.8451 | 570.7763 | 26826.484 | 684.9315 | 0.10212 | 0.093156 | 0.087844 | 0.10747 | 0.11084 | 0.10212 | 0.093156 | 0.087844 | 0.10747 | 0.11084 | 100000 | 100000 | 0 | 0 | 0
7801 |  |  |  | 9795.2055 |  |  |  |  | 3011.1699 | 3223.5991 | 3436.0283 | 3648.4574 | 3860.8866 | 23258.2761 | 22629.9173 | 22001.5586 | 21373.1999 | 20744.8411 |  | 0 |  |  |  |  | 1 | 1 | 1 | 1 | 1 | [5 empty] | 3.6632 | 10.319 | 570.7763 | 26826.484 | 684.9315 | 0.10196 | 0.092848 | 0.087169 | 0.10762 | 0.11064 | 0.10196 | 0.092848 | 0.087169 | 0.10762 | 0.11064 | 100000 | 100000 | 0 | 0 | 0
7802 |  |  |  | 9795.2055 |  |  |  |  | 2145.3015 | 2244.9565 | 2344.6115 | 2444.2665 | 2543.9215 | 24431.4723 | 23771.4178 | 23111.3634 | 22451.3089 | 21791.2544 |  | 0 |  |  |  |  | 1 | 1 | 1 | 1 | 1 | [5 empty] | 1.8115 | 9.6334 | 570.7763 | 26826.484 | 684.9315 | 0.10186 | 0.092626 | 0.086946 | 0.10717 | 0.1104 | 0.10186 | 0.092626 | 0.086946 | 0.10717 | 0.1104 | 100000 | 100000 | 0 | 0 | 0
7803 |  |  |  | 9795.2055 |  |  |  |  | 1621.8019 | 1670.1444 | 1718.4869 | 1766.8294 | 1815.1719 | 24814.1451 | 24143.7521 | 23473.3592 | 22802.9662 | 22132.5732 |  | 0 |  |  |  |  | 1 | 1 | 1 | 1 | 1 | [5 empty] | 1.3809 | 9.8509 | 570.7763 | 26826.484 | 684.9315 | 0.10179 | 0.09235 | 0.086366 | 0.10623 | 0.11015 | 0.10179 | 0.09235 | 0.086366 | 0.10623 | 0.11015 | 100000 | 100000 | 0 | 0 | 0
7804 |  |  |  | 9795.2055 |  |  |  |  | 1519.196 | 1560.7185 | 1602.241 | 1643.7635 | 1685.286 | 26960.0391 | 26231.6714 | 25503.3038 | 24774.9361 | 24046.5685 |  | 0 |  |  |  |  | 1 | 1 | 1 | 1 | 1 | [5 empty] | 2.3809 | 9.549 | 570.7763 | 26826.484 | 684.9315 | 0.10027 | 0.088908 | 0.084248 | 0.10226 | 0.10256 | 0.10027 | 0.088908 | 0.084248 | 0.10226 | 0.10256 | 100000 | 100000 | 0 | 0 | 0
7805 |  |  |  | 9795.2055 |  |  |  |  | 1714.9848 | 1755.6823 | 1796.3798 | 1837.0773 | 1877.7748 | 31742.9878 | 30885.4013 | 30027.8148 | 29170.2283 | 28312.6418 |  | 0 |  |  |  |  | 1 | 1 | 1 | 1 | 1 | [5 empty] | 3.3887 | 10.0962 | 570.7763 | 26826.484 | 684.9315 | 0.10048 | 0.088789 | 0.0824 | 0.10108 | 0.1018 | 0.10048 | 0.088789 | 0.0824 | 0.10108 | 0.1018 | 100000 | 100000 | 0 | 0 | 0
7806 |  |  |  | 9795.2055 |  |  |  |  | 2503.3753 | 2544.4853 | 2585.5953 | 2626.7053 | 2667.8153 | 46589.8483 | 45331.1506 | 44072.4529 | 42813.7552 | 41555.0576 |  | 0 |  |  |  |  | 1 | 1 | 1 | 1 | 1 | [5 empty] | 4.7121 | 10.4511 | 570.7763 | 26826.484 | 684.9315 | 0.10052 | 0.090212 | 0.082468 | 0.10359 | 0.10175 | 0.10052 | 0.090212 | 0.082468 | 0.10359 | 0.10175 | 100000 | 100000 | 0 | 0 | 0
7807 |  |  |  | 9795.2055 |  |  |  |  | 3928.3413 | 3969.3138 | 4010.2863 | 4051.2588 | 4092.2313 | 55152.7206 | 53662.6835 | 52172.6464 | 50682.6093 | 49192.5722 |  | 0 |  |  |  |  | 1 | 1 | 1 | 1 | 1 | [5 empty] | 5.9575 | 11.9765 | 570.7763 | 26826.484 | 684.9315 | 0.10643 | 0.09716 | 0.087632 | 0.10855 | 0.10436 | 0.10643 | 0.09716 | 0.087632 | 0.10855 | 0.10436 | 100000 | 100000 | 0 | 0 | 0
7808 |  |  |  | 9795.2055 |  |  |  |  | 5137.6255 | 5179.5605 | 5221.4955 | 5263.4305 | 5305.3655 | 51895.4562 | 50493.4192 | 49091.3822 | 47689.3452 | 46287.3082 |  | 0 |  |  |  |  | 1 | 1 | 1 | 1 | 1 | [5 empty] | 6.4153 | 13.1356 | 570.7763 | 26826.484 | 684.9315 | 0.1078 | 0.098306 | 0.090011 | 0.11031 | 0.10513 | 0.1078 | 0.098306 | 0.090011 | 0.11031 | 0.10513 | 100000 | 100000 | 0 | 0 | 0
7809 |  |  |  | 9795.2055 |  |  |  |  | 4350.282 | 4399.7795 | 4449.277 | 4498.7745 | 4548.272 | 49609.9662 | 48269.6753 | 46929.3844 | 45589.0935 | 44248.8026 |  | 0.02454 |  |  |  |  | 1 | 1 | 1 | 1 | 1 | [5 empty] | 6.5464 | 13.1404 | 570.7763 | 26826.484 | 684.9315 | 0.10703 | 0.098111 | 0.089088 | 0.1092 | 0.10462 | 0.10703 | 0.098111 | 0.089088 | 0.1092 | 0.10462 | 100000 | 100000 | 0 | 0 | 0
7810 |  |  |  | 9795.2055 |  |  |  |  | 3858.1924 | 3932.9349 | 4007.6774 | 4082.4199 | 4157.1624 | 48163.5084 | 46862.2958 | 45561.0833 | 44259.8707 | 42958.6581 |  | 0.09653 |  |  |  |  | 1 | 1 | 1 | 1 | 1 | [5 empty] | 6.7137 | 13.1066 | 570.7763 | 26826.484 | 684.9315 | 0.10565 | 0.096811 | 0.086527 | 0.10637 | 0.10319 | 0.10565 | 0.096811 | 0.086527 | 0.10637 | 0.10319 | 100000 | 100000 | 0 | 0 | 0
7811 |  |  |  | 9795.2055 |  |  |  |  | 3927.2943 | 4032.0368 | 4136.7793 | 4241.5218 | 4346.2643 | 46459.343 | 45204.1712 | 43948.9993 | 42693.8274 | 41438.6555 |  | 0.06774 |  |  |  |  | 1 | 1 | 1 | 1 | 1 | [5 empty] | 6.2732 | 12.5093 | 570.7763 | 26826.484 | 684.9315 | 0.10547 | 0.096039 | 0.08601 | 0.10461 | 0.10138 | 0.10547 | 0.096039 | 0.08601 | 0.10461 | 0.10138 | 100000 | 100000 | 0 | 0 | 0
7812 |  |  |  | 9795.2055 |  |  |  |  | 4540.8359 | 4708.5792 | 4876.3226 | 5044.0659 | 5211.8092 | 44505.2471 | 43302.8682 | 42100.4893 | 40898.1104 | 39695.7315 |  | 0.03644 |  |  |  |  | 1 | 1 | 1 | 1 | 1 | [5 empty] | 6.2353 | 12.8306 | 570.7763 | 26826.484 | 684.9315 | 0.1057 | 0.095998 | 0.086459 | 0.10494 | 0.10172 | 0.1057 | 0.095998 | 0.086459 | 0.10494 | 0.10172 | 100000 | 100000 | 0 | 0 | 0
7813 |  |  |  | 9795.2055 |  |  |  |  | 4380.645 | 4585.5125 | 4790.38 | 4995.2475 | 5200.115 | 43873.5671 | 42688.254 | 41502.9409 | 40317.6278 | 39132.3147 |  | 0.07387 |  |  |  |  | 1 | 1 | 1 | 1 | 1 | [5 empty] | 6.5327 | 13.0526 | 570.7763 | 26826.484 | 684.9315 | 0.1056 | 0.096093 | 0.08694 | 0.10542 | 0.10264 | 0.1056 | 0.096093 | 0.08694 | 0.10542 | 0.10264 | 100000 | 100000 | 0 | 0 | 0
7814 |  |  |  | 9795.2055 |  |  |  |  | 4371.222 | 4632.572 | 4893.922 | 5155.272 | 5416.622 | 43457.9395 | 42283.8553 | 41109.771 | 39935.6867 | 38761.6025 |  | 0.03866 |  |  |  |  | 1 | 1 | 1 | 1 | 1 | [5 empty] | 7.7459 | 13.3657 | 570.7763 | 26826.484 | 684.9315 | 0.10468 | 0.095721 | 0.08644 | 0.10502 | 0.1025 | 0.10468 | 0.095721 | 0.08644 | 0.10502 | 0.1025 | 100000 | 100000 | 0 | 0 | 0
7815 |  |  |  | 9795.2055 |  |  |  |  | 4353.423 | 4668.7255 | 4984.028 | 5299.3305 | 5614.633 | 43948.1769 | 42760.8481 | 41573.5193 | 40386.1905 | 39198.8617 |  | 0.05492 |  |  |  |  | 1 | 1 | 1 | 1 | 1 | [5 empty] | 9.3878 | 13.7798 | 570.7763 | 26826.484 | 684.9315 | 0.10482 | 0.095618 | 0.087771 | 0.1069 | 0.1029 | 0.10482 | 0.095618 | 0.087771 | 0.1069 | 0.1029 | 100000 | 100000 | 0 | 0 | 0
7816 |  |  |  | 9795.2055 |  |  |  |  | 4093.7672 | 4527.0397 | 4960.3122 | 5393.5847 | 5826.8572 | 44637.9894 | 43432.0243 | 42226.0591 | 41020.0939 | 39814.1288 |  | 0.00593 |  |  |  |  | 1 | 1 | 1 | 1 | 1 | [5 empty] | 10.6761 | 14.0814 | 570.7763 | 26826.484 | 684.9315 | 0.10573 | 0.095672 | 0.086608 | 0.10651 | 0.10291 | 0.10573 | 0.095672 | 0.086608 | 0.10651 | 0.10291 | 100000 | 100000 | 0 | 0 | 0
7817 |  |  |  | 9795.2055 |  |  |  |  | 4425.666 | 5052.641 | 5679.616 | 6306.591 | 6933.566 | 47173.4099 | 45898.9464 | 44624.4829 | 43350.0194 | 42075.5559 |  | 0 |  |  |  |  | 1 | 1 | 1 | 1 | 1 | [5 empty] | 11.869 | 13.7877 | 570.7763 | 26826.484 | 684.9315 | 0.10603 | 0.09616 | 0.086455 | 0.10772 | 0.10271 | 0.10603 | 0.09616 | 0.086455 | 0.10772 | 0.10271 | 100000 | 100000 | 0 | 0 | 0
7818 |  |  |  | 9795.2055 |  |  |  |  | 6031.7629 | 6810.257 | 7588.7512 | 8367.2454 | 9145.7395 | 49019.0179 | 47694.6924 | 46370.3669 | 45046.0414 | 43721.7159 |  | 0 |  |  |  |  | 1 | 1 | 1 | 1 | 1 | [5 empty] | 11.6605 | 14.1043 | 570.7763 | 26826.484 | 684.9315 | 0.10677 | 0.095998 | 0.085911 | 0.10616 | 0.10177 | 0.10677 | 0.095998 | 0.085911 | 0.10616 | 0.10177 | 100000 | 100000 | 0 | 0 | 0
7819 |  |  |  | 9795.2055 |  |  |  |  | 7060.9632 | 7935.429 | 8809.8948 | 9684.3607 | 10558.8265 | 49809.5413 | 48463.8586 | 47118.1758 | 45772.4931 | 44426.8104 |  | 0 |  |  |  |  | 1 | 1 | 1 | 1 | 1 | [5 empty] | 11.6995 | 14.1922 | 570.7763 | 26826.484 | 684.9315 | 0.10691 | 0.095857 | 0.084644 | 0.10259 | 0.10022 | 0.10691 | 0.095857 | 0.084644 | 0.10259 | 0.10022 | 100000 | 100000 | 0 | 0 | 0
7820 |  |  |  | 9795.2055 |  |  |  |  | 7411.7079 | 8161.3279 | 8910.9479 | 9660.5679 | 10410.1879 | 49809.5413 | 48463.8586 | 47118.1758 | 45772.4931 | 44426.8104 |  | 0 |  |  |  |  | 1 | 1 | 1 | 1 | 1 | [5 empty] | 11.7042 | 14.3407 | 570.7763 | 26826.484 | 684.9315 | 0.10592 | 0.09497 | 0.082564 | 0.1 | 0.097512 | 0.10592 | 0.09497 | 0.082564 | 0.1 | 0.097512 | 100000 | 100000 | 0 | 0 | 0
7821 |  |  |  | 9795.2055 |  |  |  |  | 6576.2025 | 7215.7175 | 7855.2325 | 8494.7475 | 9134.2625 | 48421.216 | 47113.041 | 45804.8661 | 44496.6911 | 43188.5162 |  | 0 |  |  |  |  | 1 | 1 | 1 | 1 | 1 | [5 empty] | 12.0015 | 13.7949 | 570.7763 | 26826.484 | 684.9315 | 0.10302 | 0.092266 | 0.08112 | 0.098357 | 0.093352 | 0.10302 | 0.092266 | 0.08112 | 0.098357 | 0.093352 | 100000 | 100000 | 0 | 0 | 0
7822 |  |  |  | 9795.2055 |  |  |  |  | 5585.7412 | 6116.6078 | 6647.4745 | 7178.3412 | 7709.2078 | 43831.912 | 42647.7243 | 41463.5366 | 40279.3489 | 39095.1611 |  | 0 |  |  |  |  | 1 | 1 | 1 | 1 | 1 | [5 empty] | 12.1416 | 13.6532 | 570.7763 | 26826.484 | 684.9315 | 0.096936 | 0.079217 | 0.074067 | 0.08918 | 0.085786 | 0.096936 | 0.079217 | 0.074067 | 0.08918 | 0.085786 | 100000 | 100000 | 0 | 0 | 0
7823 |  |  |  | 9795.2055 |  |  |  |  | 5363.7773 | 5823.5598 | 6283.3423 | 6743.1248 | 7202.9073 | 34197.8681 | 33273.9592 | 32350.0502 | 31426.1413 | 30502.2323 |  | 0 |  |  |  |  | 1 | 1 | 1 | 1 | 1 | [5 empty] | 12.1214 | 13.8211 | 570.7763 | 26826.484 | 684.9315 | 0.094927 | 0.072933 | 0.070376 | 0.085896 | 0.082452 | 0.094927 | 0.072933 | 0.070376 | 0.085896 | 0.082452 | 100000 | 100000 | 0 | 0 | 0
7824 |  |  |  | 9795.2055 |  |  |  |  | 3997.4433 | 4400.6883 | 4803.9333 | 5207.1783 | 5610.4233 | 26195.6168 | 25487.9012 | 24780.1856 | 24072.47 | 23364.7544 |  | 0 |  |  |  |  | 1 | 1 | 1 | 1 | 1 | [5 empty] | 11.7218 | 13.2328 | 570.7763 | 26826.484 | 684.9315 | 0.092325 | 0.072892 | 0.070626 | 0.086041 | 0.08192 | 0.092325 | 0.072892 | 0.070626 | 0.086041 | 0.08192 | 100000 | 100000 | 0 | 0 | 0
7825 |  |  |  | 9795.2055 |  |  |  |  | 3021.9526 | 3221.3201 | 3420.6876 | 3620.0551 | 3819.4226 | 24098.8781 | 23447.8092 | 22796.7402 | 22145.6713 | 21494.6024 |  | 0 |  |  |  |  | 1 | 1 | 1 | 1 | 1 | [5 empty] | 11.4793 | 13.4871 | 570.7763 | 26826.484 | 684.9315 | 0.092618 | 0.073524 | 0.07116 | 0.086812 | 0.08223 | 0.092618 | 0.073524 | 0.07116 | 0.086812 | 0.08223 | 100000 | 100000 | 0 | 0 | 0
7826 |  |  |  | 9795.2055 |  |  |  |  | 2152.9836 | 2253.6286 | 2354.2736 | 2454.9186 | 2555.5636 | 25312.6649 | 24628.8036 | 23944.9424 | 23261.0811 | 22577.2198 |  | 0 |  |  |  |  | 1 | 1 | 1 | 1 | 1 | [5 empty] | 11.6866 | 14.0252 | 570.7763 | 26826.484 | 684.9315 | 0.092447 | 0.072953 | 0.070946 | 0.086599 | 0.082195 | 0.092447 | 0.072953 | 0.070946 | 0.086599 | 0.082194 | 100000 | 100000 | 0 | 0 | 0
7827 |  |  |  | 9795.2055 |  |  |  |  | 1627.6094 | 1678.7569 | 1729.9044 | 1781.0519 | 1832.1994 | 25708.7587 | 25014.1964 | 24319.634 | 23625.0717 | 22930.5093 |  | 0 |  |  |  |  | 1 | 1 | 1 | 1 | 1 | [5 empty] | 11.328 | 13.5134 | 570.7763 | 26826.484 | 684.9315 | 0.092112 | 0.072135 | 0.070048 | 0.0859 | 0.081514 | 0.092112 | 0.072135 | 0.070048 | 0.0859 | 0.081514 | 100000 | 100000 | 0 | 0 | 0
7828 |  |  |  | 9795.2055 |  |  |  |  | 1524.636 | 1566.4335 | 1608.231 | 1650.0285 | 1691.826 | 27930.9229 | 27176.3253 | 26421.7277 | 25667.1301 | 24912.5325 |  | 0 |  |  |  |  | 1 | 1 | 1 | 1 | 1 | [5 empty] | 11.8202 | 13.7339 | 570.7763 | 26826.484 | 684.9315 | 0.085985 | 0.067931 | 0.067128 | 0.086865 | 0.080698 | 0.085985 | 0.067931 | 0.067128 | 0.086865 | 0.080698 | 100000 | 100000 | 0 | 0 | 0
7829 |  |  |  | 9795.2055 |  |  |  |  | 1721.126 | 1763.061 | 1804.996 | 1846.931 | 1888.866 | 32882.7793 | 31994.3996 | 31106.0198 | 30217.6401 | 29329.2603 |  | 0 |  |  |  |  | 1 | 1 | 1 | 1 | 1 | [5 empty] | 11.8408 | 14.1155 | 570.7763 | 26826.484 | 684.9315 | 0.086244 | 0.066675 | 0.06528 | 0.08602 | 0.07946 | 0.086244 | 0.066675 | 0.06528 | 0.08602 | 0.07946 | 100000 | 100000 | 0 | 0 | 0
7830 |  |  |  | 9795.2055 |  |  |  |  | 2512.3396 | 2553.9996 | 2595.6596 | 2637.3196 | 2678.9796 | 48256.657 | 46952.9279 | 45649.1988 | 44345.4697 | 43041.7405 |  | 0 |  |  |  |  | 1 | 1 | 1 | 1 | 1 | [5 empty] | 11.371 | 14.4948 | 570.7763 | 26826.484 | 684.9315 | 0.088677 | 0.067588 | 0.065762 | 0.085234 | 0.079147 | 0.088678 | 0.067588 | 0.065762 | 0.085234 | 0.079147 | 100000 | 100000 | 0 | 0 | 0
7831 |  |  |  | 9795.2055 |  |  |  |  | 3942.4083 | 3982.4183 | 4022.4283 | 4062.4383 | 4102.4483 | 57155.0383 | 55610.9055 | 54066.7727 | 52522.6398 | 50978.507 |  | 0 |  |  |  |  | 1 | 1 | 1 | 1 | 1 | [5 empty] | 11.0289 | 13.9112 | 570.7763 | 26826.484 | 684.9315 | 0.094318 | 0.069385 | 0.067641 | 0.086082 | 0.08046 | 0.094318 | 0.069385 | 0.067641 | 0.086082 | 0.08046 | 100000 | 100000 | 0 | 0 | 0
7832 |  |  |  | 9795.2055 |  |  |  |  | 5156.0228 | 5197.9578 | 5239.8928 | 5281.8278 | 5323.7628 | 53774.0431 | 52321.2532 | 50868.4632 | 49415.6733 | 47962.8833 |  | 0.00265 |  |  |  |  | 1 | 1 | 1 | 1 | 1 | [5 empty] | 10.6987 | 13.7295 | 570.7763 | 26826.484 | 684.9315 | 0.097629 | 0.076167 | 0.070691 | 0.088585 | 0.084388 | 0.097629 | 0.076167 | 0.070691 | 0.088585 | 0.084388 | 100000 | 100000 | 0 | 0 | 0
7833 |  |  |  | 9795.2055 |  |  |  |  | 4365.8599 | 4415.6874 | 4465.5149 | 4515.3424 | 4565.1699 | 51402.7922 | 50014.0653 | 48625.3384 | 47236.6115 | 45847.8846 |  | 0.09262 |  |  |  |  | 1 | 1 | 1 | 1 | 1 | [5 empty] | 10.0218 | 13.2154 | 570.7763 | 26826.484 | 684.9315 | 0.096385 | 0.074344 | 0.071198 | 0.089362 | 0.085408 | 0.096385 | 0.074344 | 0.071198 | 0.089362 | 0.085408 | 100000 | 100000 | 0 | 0 | 0
7834 |  |  |  | 9795.2055 |  |  |  |  | 3872.0082 | 3946.9982 | 4021.9882 | 4096.9782 | 4171.9682 | 49902.979 | 48554.7719 | 47206.5648 | 45858.3577 | 44510.1506 |  | 0.05576 |  |  |  |  | 1 | 1 | 1 | 1 | 1 | [5 empty] | 9.3772 | 12.9109 | 570.7763 | 26826.484 | 684.9315 | 0.09531 | 0.072856 | 0.070317 | 0.089495 | 0.083475 | 0.09531 | 0.072856 | 0.070317 | 0.089495 | 0.083475 | 100000 | 100000 | 0 | 0 | 0
7835 |  |  |  | 9795.2055 |  |  |  |  | 3941.3576 | 4050.3901 | 4159.4226 | 4268.4551 | 4377.4876 | 48135.9654 | 46835.497 | 45535.0285 | 44234.56 | 42934.0916 |  | 0.04837 |  |  |  |  | 1 | 1 | 1 | 1 | 1 | [5 empty] | 8.6921 | 12.2957 | 570.7763 | 26826.484 | 684.9315 | 0.094868 | 0.073332 | 0.071139 | 0.089884 | 0.08603 | 0.094868 | 0.073332 | 0.071139 | 0.089884 | 0.08603 | 100000 | 100000 | 0 | 0 | 0
7836 |  |  |  | 9795.2055 |  |  |  |  | 4557.0962 | 4722.6387 | 4888.1812 | 5053.7237 | 5219.2662 | 46111.1647 | 44865.3994 | 43619.6341 | 42373.8688 | 41128.1035 |  | 0.0668 |  |  |  |  | 1 | 1 | 1 | 1 | 1 | [5 empty] | 8.4222 | 11.5435 | 570.7763 | 26826.484 | 684.9315 | 0.094441 | 0.073378 | 0.071139 | 0.089639 | 0.085174 | 0.094441 | 0.073378 | 0.071139 | 0.089639 | 0.085174 | 100000 | 100000 | 0 | 0 | 0
7837 |  |  |  | 9795.2055 |  |  |  |  | 4396.3316 | 4599.1366 | 4801.9416 | 5004.7466 | 5207.5516 | 45455.9167 | 44227.854 | 42999.7912 | 41771.7285 | 40543.6657 |  | 0.07254 |  |  |  |  | 1 | 1 | 1 | 1 | 1 | [5 empty] | 8.3344 | 11.0037 | 570.7763 | 26826.484 | 684.9315 | 0.094294 | 0.073193 | 0.070927 | 0.089087 | 0.085081 | 0.094294 | 0.073193 | 0.070927 | 0.089087 | 0.085081 | 100000 | 100000 | 0 | 0 | 0
7838 |  |  |  | 9795.2055 |  |  |  |  | 4386.8749 | 4659.6649 | 4932.4549 | 5205.2449 | 5478.0349 | 45024.9045 | 43808.4862 | 42592.0679 | 41375.6496 | 40159.2314 |  | 0.09436 |  |  |  |  | 1 | 1 | 1 | 1 | 1 | [5 empty] | 8.1791 | 10.5164 | 570.7763 | 26826.484 | 684.9315 | 0.09427 | 0.072772 | 0.069988 | 0.089331 | 0.084537 | 0.09427 | 0.072772 | 0.069988 | 0.089331 | 0.084537 | 100000 | 100000 | 0 | 0 | 0
7839 |  |  |  | 9795.2055 |  |  |  |  | 4369.0122 | 4693.9672 | 5018.9222 | 5343.8772 | 5668.8322 | 45533.7997 | 44303.6328 | 43073.4659 | 41843.299 | 40613.1322 |  | 0.04812 |  |  |  |  | 1 | 1 | 1 | 1 | 1 | [5 empty] | 8.2586 | 10.2349 | 570.7763 | 26826.484 | 684.9315 | 0.094455 | 0.072212 | 0.069777 | 0.089187 | 0.083894 | 0.094455 | 0.072212 | 0.069777 | 0.089187 | 0.083894 | 100000 | 100000 | 0 | 0 | 0
7840 |  |  |  | 9795.2055 |  |  |  |  | 4108.4266 | 4538.8391 | 4969.2516 | 5399.6641 | 5830.0766 | 46249.4714 | 44999.9695 | 43750.4676 | 42500.9658 | 41251.4639 |  | 0.01141 |  |  |  |  | 1 | 1 | 1 | 1 | 1 | [5 empty] | 7.992 | 10.3392 | 570.7763 | 26826.484 | 684.9315 | 0.095113 | 0.071421 | 0.068914 | 0.086115 | 0.0825 | 0.095113 | 0.071421 | 0.068914 | 0.086115 | 0.0825 | 100000 | 100000 | 0 | 0 | 0
7841 |  |  |  | 9795.2055 |  |  |  |  | 4441.5138 | 5093.2388 | 5744.9638 | 6396.6888 | 7048.4138 | 48878.5094 | 47557.98 | 46237.4505 | 44916.9211 | 43596.3916 |  | 0 |  |  |  |  | 1 | 1 | 1 | 1 | 1 | [5 empty] | 8.8671 | 10.5821 | 570.7763 | 26826.484 | 684.9315 | 0.095265 | 0.071747 | 0.069063 | 0.087728 | 0.082556 | 0.095265 | 0.071747 | 0.069063 | 0.087728 | 0.082556 | 100000 | 100000 | 0 | 0 | 0
7842 |  |  |  | 9795.2055 |  |  |  |  | 6053.362 | 6837.0812 | 7620.8003 | 8404.5195 | 9188.2387 | 50791.8758 | 49419.6537 | 48047.4317 | 46675.2097 | 45302.9876 |  | 0 |  |  |  |  | 1 | 1 | 1 | 1 | 1 | [5 empty] | 9.2853 | 10.7599 | 570.7763 | 26826.484 | 684.9315 | 0.095937 | 0.07191 | 0.067902 | 0.087323 | 0.081686 | 0.095937 | 0.07191 | 0.067902 | 0.087323 | 0.081686 | 100000 | 100000 | 0 | 0 | 0
7843 |  |  |  | 9795.2055 |  |  |  |  | 7086.2478 | 7919.4653 | 8752.6828 | 9585.9003 | 10419.1178 | 51609.5688 | 50215.2555 | 48820.9422 | 47426.6289 | 46032.3156 |  | 0 |  |  |  |  | 1 | 1 | 1 | 1 | 1 | [5 empty] | 8.1348 | 10.5556 | 570.7763 | 26826.484 | 684.9315 | 0.096385 | 0.072488 | 0.068684 | 0.086652 | 0.081834 | 0.096385 | 0.072488 | 0.068684 | 0.086652 | 0.081834 | 100000 | 100000 | 0 | 0 | 0
7844 |  |  |  | 9795.2055 |  |  |  |  | 7438.2485 | 8244.7377 | 9051.2268 | 9857.716 | 10664.2052 | 51609.5688 | 50215.2555 | 48820.9422 | 47426.6289 | 46032.3156 |  | 0 |  |  |  |  | 1 | 1 | 1 | 1 | 1 | [5 empty] | 7.8237 | 10.4832 | 570.7763 | 26826.484 | 684.9315 | 0.094778 | 0.083312 | 0.075069 | 0.087703 | 0.084413 | 0.094778 | 0.083312 | 0.075069 | 0.087703 | 0.084413 | 100000 | 100000 | 0 | 0 | 0
7845 |  |  |  | 9795.2055 |  |  |  |  | 6599.7512 | 7214.187 | 7828.6229 | 8443.0587 | 9057.4945 | 50170.1792 | 48814.7533 | 47459.3274 | 46103.9014 | 44748.4755 |  | 0 |  |  |  |  | 1 | 1 | 1 | 1 | 1 | [5 empty] | 8.1083 | 10.6112 | 570.7763 | 26826.484 | 684.9315 | 0.094083 | 0.084848 | 0.076276 | 0.090165 | 0.086234 | 0.094083 | 0.084848 | 0.076276 | 0.090165 | 0.086234 | 100000 | 100000 | 0 | 0 | 0
7846 |  |  |  | 9795.2055 |  |  |  |  | 5605.7431 | 6118.7356 | 6631.7281 | 7144.7206 | 7657.7131 | 45412.9522 | 44186.0502 | 42959.1482 | 41732.2462 | 40505.3442 |  | 0 |  |  |  |  | 1 | 1 | 1 | 1 | 1 | [5 empty] | 8.0114 | 9.9921 | 570.7763 | 26826.484 | 684.9315 | 0.093506 | 0.084448 | 0.07605 | 0.090423 | 0.086528 | 0.093506 | 0.084448 | 0.07605 | 0.090423 | 0.086528 | 100000 | 100000 | 0 | 0 | 0
7847 |  |  |  | 9795.2055 |  |  |  |  | 5382.9845 | 5832.1795 | 6281.3745 | 6730.5695 | 7179.7645 | 35421.7874 | 34464.8123 | 33507.8373 | 32550.8623 | 31593.8872 |  | 0 |  |  |  |  | 1 | 1 | 1 | 1 | 1 | [5 empty] | 7.5054 | 9.7859 | 570.7763 | 26826.484 | 684.9315 | 0.093667 | 0.084484 | 0.076188 | 0.091065 | 0.087026 | 0.093667 | 0.084484 | 0.076188 | 0.091065 | 0.087026 | 100000 | 100000 | 0 | 0 | 0
7848 |  |  |  | 9795.2055 |  |  |  |  | 4011.7577 | 4403.3702 | 4794.9827 | 5186.5952 | 5578.2077 | 27137.3682 | 26404.2097 | 25671.0512 | 24937.8928 | 24204.7343 |  | 0 |  |  |  |  | 1 | 1 | 1 | 1 | 1 | [5 empty] | 7.6342 | 9.4775 | 570.7763 | 26826.484 | 684.9315 | 0.093837 | 0.084364 | 0.076194 | 0.091361 | 0.087303 | 0.093837 | 0.084364 | 0.076194 | 0.091361 | 0.087303 | 100000 | 100000 | 0 | 0 | 0
7849 |  |  |  | 9795.2055 |  |  |  |  | 3032.6936 | 3240.9986 | 3449.3036 | 3657.6086 | 3865.9136 | 24687.3464 | 24020.3791 | 23353.4118 | 22686.4445 | 22019.4772 |  | 0 |  |  |  |  | 1 | 1 | 1 | 1 | 1 | [5 empty] | 7.771 | 9.1704 | 570.7763 | 26826.484 | 684.9315 | 0.093981 | 0.084373 | 0.076166 | 0.091853 | 0.087544 | 0.093981 | 0.084373 | 0.076166 | 0.091853 | 0.087544 | 100000 | 100000 | 0 | 0 | 0
7850 |  |  |  | 9795.2055 |  |  |  |  | 2160.636 | 2257.9819 | 2355.3277 | 2452.6735 | 2550.0194 | 25929.4588 | 25228.9339 | 24528.409 | 23827.884 | 23127.3591 |  | 0 |  |  |  |  | 1 | 1 | 1 | 1 | 1 | [5 empty] | 7.9133 | 8.6841 | 570.7763 | 26826.484 | 684.9315 | 0.094275 | 0.084781 | 0.076764 | 0.094354 | 0.088416 | 0.094275 | 0.084781 | 0.076764 | 0.094354 | 0.088416 | 100000 | 100000 | 0 | 0 | 0
7851 |  |  |  | 9795.2055 |  |  |  |  | 1633.3945 | 1680.747 | 1728.0995 | 1775.452 | 1822.8045 | 26334.9277 | 25623.4484 | 24911.9691 | 24200.4898 | 23489.0105 |  | 0 |  |  |  |  | 1 | 1 | 1 | 1 | 1 | [5 empty] | 8.3583 | 8.2449 | 570.7763 | 26826.484 | 684.9315 | 0.095089 | 0.085457 | 0.07809 | 0.097078 | 0.089947 | 0.095089 | 0.085458 | 0.07809 | 0.097078 | 0.089947 | 100000 | 100000 | 0 | 0 | 0
7852 |  |  |  | 9795.2055 |  |  |  |  | 1530.0551 | 1571.3026 | 1612.5501 | 1653.7976 | 1695.0451 | 28610.4212 | 27837.4658 | 27064.5105 | 26291.5552 | 25518.5999 |  | 0 |  |  |  |  | 1 | 1 | 1 | 1 | 1 | [5 empty] | 8.6614 | 8.2102 | 570.7763 | 26826.484 | 684.9315 | 0.093258 | 0.083593 | 0.07749 | 0.095868 | 0.090859 | 0.093258 | 0.083593 | 0.07749 | 0.095868 | 0.090859 | 100000 | 100000 | 0 | 0 | 0
7853 |  |  |  | 9795.2055 |  |  |  |  | 1727.2435 | 1768.216 | 1809.1885 | 1850.161 | 1891.1335 | 33680.3255 | 32770.3988 | 31860.4721 | 30950.5454 | 30040.6187 |  | 0 |  |  |  |  | 1 | 1 | 1 | 1 | 1 | [5 empty] | 9.7237 | 8.4108 | 570.7763 | 26826.484 | 684.9315 | 0.093814 | 0.08335 | 0.077 | 0.095797 | 0.089817 | 0.093814 | 0.08335 | 0.077 | 0.095797 | 0.089817 | 100000 | 100000 | 0 | 0 | 0
7854 |  |  |  | 9795.2055 |  |  |  |  | 2521.2693 | 2563.0668 | 2604.8643 | 2646.6618 | 2688.4593 | 49422.668 | 48087.4373 | 46752.2065 | 45416.9758 | 44081.745 |  | 0 |  |  |  |  | 1 | 1 | 1 | 1 | 1 | [5 empty] | 9.3408 | 8.4671 | 570.7763 | 26826.484 | 684.9315 | 0.096254 | 0.085276 | 0.079316 | 0.097999 | 0.099236 | 0.096254 | 0.085276 | 0.079316 | 0.097999 | 0.099236 | 100000 | 100000 | 0 | 0 | 0
7855 |  |  |  | 9795.2055 |  |  |  |  | 3956.4209 | 3997.9434 | 4039.4659 | 4080.9884 | 4122.5109 | 58557.2198 | 56975.2048 | 55393.1898 | 53811.1749 | 52229.1599 |  | 0 |  |  |  |  | 1 | 1 | 1 | 1 | 1 | [5 empty] | 8.7173 | 7.7422 | 570.7763 | 26826.484 | 684.9315 | 0.10053 | 0.092274 | 0.085904 | 0.11037 | 0.1055 | 0.10053 | 0.092274 | 0.085904 | 0.11037 | 0.1055 | 100000 | 100000 | 0 | 0 | 0
7856 |  |  |  | 9795.2055 |  |  |  |  | 5174.349 | 5215.734 | 5257.119 | 5298.504 | 5339.889 | 55089.3072 | 53600.9833 | 52112.6594 | 50624.3356 | 49136.0117 |  | 0.00184 |  |  |  |  | 1 | 1 | 1 | 1 | 1 | [5 empty] | 7.5801 | 6.6597 | 570.7763 | 26826.484 | 684.9315 | 0.10382 | 0.095811 | 0.089419 | 0.11853 | 0.11185 | 0.10382 | 0.095811 | 0.089419 | 0.11853 | 0.11185 | 100000 | 100000 | 0 | 0 | 0
7857 |  |  |  | 9795.2055 |  |  |  |  | 4381.3776 | 4429.0601 | 4476.7426 | 4524.4251 | 4572.1076 | 52657.8616 | 51235.2271 | 49812.5925 | 48389.9579 | 46967.3234 |  | 0.04714 |  |  |  |  | 1 | 1 | 1 | 1 | 1 | [5 empty] | 6.4906 | 6.1449 | 570.7763 | 26826.484 | 684.9315 | 0.10669 | 0.095851 | 0.089341 | 0.11801 | 0.11222 | 0.10669 | 0.095851 | 0.089342 | 0.11801 | 0.11222 | 100000 | 100000 | 0 | 0 | 0
7858 |  |  |  | 9795.2055 |  |  |  |  | 3885.7705 | 3961.7505 | 4037.7305 | 4113.7105 | 4189.6905 | 51120.6429 | 49739.5387 | 48358.4345 | 46977.3303 | 45596.2261 |  | 0.02447 |  |  |  |  | 1 | 1 | 1 | 1 | 1 | [5 empty] | 6.1912 | 6.3622 | 570.7763 | 26826.484 | 684.9315 | 0.10645 | 0.096003 | 0.089667 | 0.11732 | 0.11193 | 0.10645 | 0.096003 | 0.089667 | 0.11732 | 0.11193 | 100000 | 100000 | 0 | 0 | 0
7859 |  |  |  | 9795.2055 |  |  |  |  | 3955.3664 | 4062.6114 | 4169.8564 | 4277.1014 | 4384.3464 | 49309.5696 | 47977.3944 | 46645.2192 | 45313.044 | 43980.8687 |  | 0.05789 |  |  |  |  | 1 | 1 | 1 | 1 | 1 | [5 empty] | 6.1348 | 6.0381 | 570.7763 | 26826.484 | 684.9315 | 0.10813 | 0.095973 | 0.089915 | 0.11797 | 0.11299 | 0.10813 | 0.095973 | 0.089915 | 0.11797 | 0.11298 | 100000 | 100000 | 0 | 0 | 0
7860 |  |  |  | 9795.2055 |  |  |  |  | 4573.2936 | 4738.8361 | 4904.3786 | 5069.9211 | 5235.4636 | 47235.2676 | 45959.1329 | 44682.9982 | 43406.8635 | 42130.7288 |  | 0.06102 |  |  |  |  | 1 | 1 | 1 | 1 | 1 | [5 empty] | 6.5922 | 6.04 | 570.7763 | 26826.484 | 684.9315 | 0.10813 | 0.096333 | 0.090325 | 0.11815 | 0.11313 | 0.10813 | 0.096333 | 0.090325 | 0.11815 | 0.11313 | 100000 | 100000 | 0 | 0 | 0
7861 |  |  |  | 9795.2055 |  |  |  |  | 4411.9576 | 4623.0126 | 4834.0676 | 5045.1226 | 5256.1776 | 46563.484 | 45305.4986 | 44047.5132 | 42789.5278 | 41531.5424 |  | 0.08131 |  |  |  |  | 1 | 1 | 1 | 1 | 1 | [5 empty] | 6.8016 | 6.2384 | 570.7763 | 26826.484 | 684.9315 | 0.1083 | 0.097073 | 0.09084 | 0.11798 | 0.11388 | 0.1083 | 0.097073 | 0.09084 | 0.11798 | 0.11388 | 100000 | 100000 | 0 | 0 | 0
7862 |  |  |  | 9795.2055 |  |  |  |  | 4402.4673 | 4660.2973 | 4918.1273 | 5175.9573 | 5433.7873 | 46121.6836 | 44875.6341 | 43629.5846 | 42383.5351 | 41137.4856 |  | 0.05532 |  |  |  |  | 1 | 1 | 1 | 1 | 1 | [5 empty] | 6.931 | 6.1968 | 570.7763 | 26826.484 | 684.9315 | 0.10845 | 0.097588 | 0.090801 | 0.11738 | 0.11363 | 0.10845 | 0.097588 | 0.090801 | 0.11738 | 0.11363 | 100000 | 100000 | 0 | 0 | 0
7863 |  |  |  | 9795.2055 |  |  |  |  | 4384.5411 | 4699.8436 | 5015.1461 | 5330.4486 | 5645.7511 | 46643.687 | 45383.5348 | 44123.3826 | 42863.2304 | 41603.0781 |  | 0.01502 |  |  |  |  | 1 | 1 | 1 | 1 | 1 | [5 empty] | 8.109 | 5.5359 | 570.7763 | 26826.484 | 684.9315 | 0.10972 | 0.10385 | 0.09542 | 0.1222 | 0.1264 | 0.10972 | 0.10385 | 0.09542 | 0.1222 | 0.1264 | 100000 | 100000 | 0 | 0 | 0
7864 |  |  |  | 9795.2055 |  |  |  |  | 4123.0292 | 4556.3017 | 4989.5742 | 5422.8467 | 5856.1192 | 47377.5078 | 46097.5303 | 44817.5527 | 43537.5752 | 42257.5977 |  | 0.01155 |  |  |  |  | 1 | 1 | 1 | 1 | 1 | [5 empty] | 8.8813 | 5.1644 | 570.7763 | 26826.484 | 684.9315 | 0.1147 | 0.11658 | 0.10461 | 0.14351 | 0.13515 | 0.1147 | 0.11658 | 0.10461 | 0.14351 | 0.13516 | 100000 | 100000 | 0 | 0 | 0
7865 |  |  |  | 9795.2055 |  |  |  |  | 4457.3004 | 5080.1512 | 5703.0021 | 6325.8529 | 6948.7037 | 50072.1821 | 48719.4037 | 47366.6253 | 46013.8469 | 44661.0685 |  | 0 |  |  |  |  | 1 | 1 | 1 | 1 | 1 | [5 empty] | 9.3054 | 5.023 | 570.7763 | 26826.484 | 684.9315 | 0.11913 | 0.1185 | 0.11163 | 0.1436 | 0.13546 | 0.11913 | 0.1185 | 0.11163 | 0.1436 | 0.13546 | 100000 | 100000 | 0 | 0 | 0
7866 |  |  |  | 9795.2055 |  |  |  |  | 6074.8776 | 6853.3726 | 7631.8676 | 8410.3626 | 9188.8576 | 52033.0355 | 50627.2816 | 49221.5277 | 47815.7738 | 46410.0198 |  | 0 |  |  |  |  | 1 | 1 | 1 | 1 | 1 | [5 empty] | 9.8347 | 4.4151 | 570.7763 | 26826.484 | 684.9315 | 0.12073 | 0.12493 | 0.11591 | 0.14376 | 0.13497 | 0.12073 | 0.12493 | 0.11591 | 0.14376 | 0.13497 | 100000 | 100000 | 0 | 0 | 0
7867 |  |  |  | 9795.2055 |  |  |  |  | 7111.4346 | 7922.6529 | 8733.8713 | 9545.0896 | 10356.3079 | 52869.679 | 51441.3218 | 50012.9647 | 48584.6075 | 47156.2504 |  | 0 |  |  |  |  | 1 | 1 | 1 | 1 | 1 | [5 empty] | 9.9681 | 3.9306 | 570.7763 | 26826.484 | 684.9315 | 0.1191 | 0.12283 | 0.10864 | 0.14399 | 0.1347 | 0.1191 | 0.12283 | 0.10864 | 0.14399 | 0.1347 | 100000 | 100000 | 0 | 0 | 0
7868 |  |  |  | 9795.2055 |  |  |  |  | 7464.6865 | 8240.1565 | 9015.6265 | 9791.0965 | 10566.5665 | 52869.679 | 51441.3218 | 50012.9647 | 48584.6075 | 47156.2504 |  | 0 |  |  |  |  | 1 | 1 | 1 | 1 | 1 | [5 empty] | 9.7895 | 4.6862 | 570.7763 | 26826.484 | 684.9315 | 0.11774 | 0.11665 | 0.1064 | 0.14377 | 0.13439 | 0.11774 | 0.11665 | 0.1064 | 0.14377 | 0.13439 | 100000 | 100000 | 0 | 0 | 0
7869 |  |  |  | 9795.2055 |  |  |  |  | 6623.2089 | 7279.443 | 7935.6772 | 8591.9114 | 9248.1455 | 51394.4975 | 50005.9947 | 48617.4919 | 47228.989 | 45840.4862 |  | 0 |  |  |  |  | 1 | 1 | 1 | 1 | 1 | [5 empty] | 9.5998 | 3.1847 | 570.7763 | 26826.484 | 684.9315 | 0.11378 | 0.1145 | 0.10565 | 0.14303 | 0.13376 | 0.11378 | 0.1145 | 0.10565 | 0.14303 | 0.13376 | 100000 | 100000 | 0 | 0 | 0
7870 |  |  |  | 9795.2055 |  |  |  |  | 5625.6678 | 6174.4086 | 6723.1494 | 7271.8903 | 7820.6311 | 46519.6126 | 45262.8124 | 44006.0123 | 42749.2121 | 41492.4119 |  | 0 |  |  |  |  | 1 | 1 | 1 | 1 | 1 | [5 empty] | 9.1784 | 1.6675 | 570.7763 | 26826.484 | 684.9315 | 0.11221 | 0.11361 | 0.10394 | 0.14258 | 0.13236 | 0.11221 | 0.11361 | 0.10394 | 0.14258 | 0.13236 | 100000 | 100000 | 0 | 0 | 0
7871 |  |  |  | 9795.2055 |  |  |  |  | 5402.1173 | 5854.3365 | 6306.5557 | 6758.7748 | 7210.994 | 36277.9989 | 35297.892 | 34317.785 | 33337.6781 | 32357.5712 |  | 0 |  |  |  |  | 1 | 1 | 1 | 1 | 1 | [5 empty] | 8.7787 | 3.9851 | 570.7763 | 26826.484 | 684.9315 | 0.11124 | 0.11093 | 0.10277 | 0.14083 | 0.13175 | 0.11124 | 0.11093 | 0.10277 | 0.14083 | 0.13176 | 100000 | 100000 | 0 | 0 | 0
7872 |  |  |  | 9795.2055 |  |  |  |  | 4026.0168 | 4418.9218 | 4811.8268 | 5204.7318 | 5597.6368 | 27796.3974 | 27045.4342 | 26294.471 | 25543.5078 | 24792.5446 |  | 0 |  |  |  |  | 1 | 1 | 1 | 1 | 1 | [5 empty] | 8.6736 | 5.3603 | 570.7763 | 26826.484 | 684.9315 | 0.10816 | 0.11092 | 0.10293 | 0.14108 | 0.132 | 0.10816 | 0.11092 | 0.10293 | 0.14108 | 0.132 | 100000 | 100000 | 0 | 0 | 0
7873 |  |  |  | 9795.2055 |  |  |  |  | 3043.3898 | 3258.569 | 3473.7482 | 3688.9273 | 3904.1065 | 25107.2546 | 24428.9429 | 23750.6311 | 23072.3193 | 22394.0075 |  | 0 |  |  |  |  | 1 | 1 | 1 | 1 | 1 | [5 empty] | 7.9892 | 2.6406 | 570.7763 | 26826.484 | 684.9315 | 0.10743 | 0.11095 | 0.10302 | 0.14122 | 0.13192 | 0.10743 | 0.11095 | 0.10302 | 0.14122 | 0.13192 | 100000 | 100000 | 0 | 0 | 0
7874 |  |  |  | 9795.2055 |  |  |  |  | 2168.2565 | 2269.5615 | 2370.8665 | 2472.1715 | 2573.4765 | 26369.5332 | 25657.1189 | 24944.7047 | 24232.2905 | 23519.8763 |  | 0 |  |  |  |  | 1 | 1 | 1 | 1 | 1 | [5 empty] | 7.4333 | 2.9 | 570.7763 | 26826.484 | 684.9315 | 0.1074 | 0.11088 | 0.10301 | 0.14118 | 0.13194 | 0.1074 | 0.11088 | 0.10301 | 0.14118 | 0.13194 | 100000 | 100000 | 0 | 0 | 0
7875 |  |  |  | 9795.2055 |  |  |  |  | 1639.1554 | 1686.8379 | 1734.5204 | 1782.2029 | 1829.8854 | 26781.6814 | 26058.1323 | 25334.5833 | 24611.0342 | 23887.4852 |  | 0 |  |  |  |  | 1 | 1 | 1 | 1 | 1 | [5 empty] | 7.4536 | 3.589 | 570.7763 | 26826.484 | 684.9315 | 0.10738 | 0.11081 | 0.10297 | 0.14111 | 0.1319 | 0.10738 | 0.11081 | 0.10297 | 0.14111 | 0.1319 | 100000 | 100000 | 0 | 0 | 0
7876 |  |  |  | 9795.2055 |  |  |  |  | 1535.4515 | 1576.0115 | 1616.5715 | 1657.1315 | 1697.6915 | 29095.1959 | 28309.1437 | 27523.0914 | 26737.0391 | 25950.9869 |  | 0 |  |  |  |  | 1 | 1 | 1 | 1 | 1 | [5 empty] | 7.4933 | 4.4468 | 570.7763 | 26826.484 | 684.9315 | 0.10601 | 0.10958 | 0.10177 | 0.1395 | 0.13018 | 0.10601 | 0.10958 | 0.10177 | 0.1395 | 0.13018 | 100000 | 100000 | 0 | 0 | 0
7877 |  |  |  | 9795.2055 |  |  |  |  | 1733.3354 | 1773.8954 | 1814.4554 | 1855.0154 | 1895.5754 | 34249.2344 | 33323.9377 | 32398.641 | 31473.3443 | 30548.0477 |  | 0 |  |  |  |  | 1 | 1 | 1 | 1 | 1 | [5 empty] | 6.6951 | 4.8328 | 570.7763 | 26826.484 | 684.9315 | 0.10655 | 0.10978 | 0.10183 | 0.14012 | 0.13104 | 0.10654 | 0.10978 | 0.10183 | 0.14012 | 0.13104 | 100000 | 100000 | 0 | 0 | 0
7878 |  |  |  | 9795.2055 |  |  |  |  | 2530.1617 | 2572.5092 | 2614.8567 | 2657.2042 | 2699.5517 | 50254.2562 | 48896.5588 | 47538.8614 | 46181.164 | 44823.4666 |  | 0 |  |  |  |  | 1 | 1 | 1 | 1 | 1 | [5 empty] | 6.9867 | 5.112 | 570.7763 | 26826.484 | 684.9315 | 0.10713 | 0.11069 | 0.10253 | 0.14031 | 0.13125 | 0.10713 | 0.11069 | 0.10253 | 0.14031 | 0.13125 | 100000 | 100000 | 0 | 0 | 0
7879 |  |  |  | 9795.2055 |  |  |  |  | 3970.375 | 4011.76 | 4053.145 | 4094.53 | 4135.915 | 59557.99 | 57948.9376 | 56339.8853 | 54730.833 | 53121.7806 |  | 0 |  |  |  |  | 1 | 1 | 1 | 1 | 1 | [5 empty] | 7.5365 | 5.3198 | 570.7763 | 26826.484 | 684.9315 | 0.11141 | 0.14034 | 0.10538 | 0.14403 | 0.13475 | 0.11141 | 0.14034 | 0.10538 | 0.14404 | 0.13475 | 100000 | 100000 | 0 | 0 | 0
7880 |  |  |  | 9795.2055 |  |  |  |  | 5192.5987 | 5233.5712 | 5274.5437 | 5315.5162 | 5356.4887 | 56027.9042 | 54514.2227 | 53000.5411 | 51486.8596 | 49973.178 |  | 0.00143 |  |  |  |  | 1 | 1 | 1 | 1 | 1 | [5 empty] | 7.91 | 6.1279 | 570.7763 | 26826.484 | 684.9315 | 0.1146 | 0.14751 | 0.10895 | 0.14613 | 0.13609 | 0.1146 | 0.14751 | 0.10895 | 0.14613 | 0.13609 | 100000 | 100000 | 0 | 0 | 0
7881 |  |  |  | 9795.2055 |  |  |  |  | 4396.8306 | 4447.3181 | 4497.8056 | 4548.2931 | 4598.7806 | 53553.426 | 52106.5964 | 50659.7667 | 49212.9371 | 47766.1075 |  | 0.18161 |  |  |  |  | 1 | 1 | 1 | 1 | 1 | [5 empty] | 7.3602 | 6.0185 | 570.7763 | 26826.484 | 684.9315 | 0.1143 | 0.14558 | 0.10566 | 0.14453 | 0.13483 | 0.1143 | 0.14558 | 0.10566 | 0.14453 | 0.13483 | 100000 | 100000 | 0 | 0 | 0
7882 |  |  |  | 9795.2055 |  |  |  |  | 3899.4755 | 3973.228 | 4046.9805 | 4120.733 | 4194.4855 | 51989.4889 | 50584.9115 | 49180.334 | 47775.7566 | 46371.1792 |  | 0.14807 |  |  |  |  | 1 | 1 | 1 | 1 | 1 | [5 empty] | 7.3904 | 5.8633 | 570.7763 | 26826.484 | 684.9315 | 0.11328 | 0.14501 | 0.10565 | 0.14507 | 0.13469 | 0.11328 | 0.14501 | 0.10565 | 0.14508 | 0.13469 | 100000 | 100000 | 0 | 0 | 0
7883 |  |  |  | 9795.2055 |  |  |  |  | 3969.3168 | 4075.8468 | 4182.3768 | 4288.9068 | 4395.4368 | 50146.9444 | 48792.1462 | 47437.348 | 46082.5498 | 44727.7516 |  | 0.43497 |  |  |  |  | 1 | 1 | 1 | 1 | 1 | [5 empty] | 7.5545 | 5.7196 | 570.7763 | 26826.484 | 684.9315 | 0.1135 | 0.14506 | 0.10583 | 0.14534 | 0.13536 | 0.1135 | 0.14506 | 0.10583 | 0.14534 | 0.13536 | 100000 | 100000 | 0 | 0 | 0
7884 |  |  |  | 9795.2055 |  |  |  |  | 4589.4234 | 4755.5167 | 4921.6101 | 5087.7034 | 5253.7967 | 48037.3182 | 46739.5148 | 45441.7115 | 44143.9081 | 42846.1048 |  | 0.22432 |  |  |  |  | 1 | 1 | 1 | 1 | 1 | [5 empty] | 6.8405 | 5.9951 | 570.7763 | 26826.484 | 684.9315 | 0.11396 | 0.14555 | 0.10608 | 0.14536 | 0.13506 | 0.11396 | 0.14555 | 0.10608 | 0.14536 | 0.13506 | 100000 | 100000 | 0 | 0 | 0
7885 |  |  |  | 9795.2055 |  |  |  |  | 4427.5184 | 4637.1984 | 4846.8784 | 5056.5584 | 5266.2384 | 47353.7167 | 46074.382 | 44795.0472 | 43515.7124 | 42236.3776 |  | 0.28393 |  |  |  |  | 1 | 1 | 1 | 1 | 1 | [5 empty] | 6.2901 | 6.1351 | 570.7763 | 26826.484 | 684.9315 | 0.11457 | 0.14802 | 0.10639 | 0.14535 | 0.13494 | 0.11457 | 0.14802 | 0.10639 | 0.14535 | 0.13494 | 100000 | 100000 | 0 | 0 | 0
7886 |  |  |  | 9795.2055 |  |  |  |  | 4417.9946 | 4691.6638 | 4965.3329 | 5239.0021 | 5512.6713 | 46904.209 | 45637.0184 | 44369.8278 | 43102.6371 | 41835.4465 |  | 0.28615 |  |  |  |  | 1 | 1 | 1 | 1 | 1 | [5 empty] | 6.7034 | 6.4751 | 570.7763 | 26826.484 | 684.9315 | 0.11624 | 0.16661 | 0.15275 | 0.146 | 0.13504 | 0.11624 | 0.16661 | 0.15275 | 0.146 | 0.13504 | 100000 | 100000 | 0 | 0 | 0
7887 |  |  |  | 9795.2055 |  |  |  |  | 4400.0052 | 4721.7427 | 5043.4802 | 5365.2177 | 5686.9552 | 47435.5899 | 46154.0431 | 44872.4964 | 43590.9497 | 42309.403 |  | 0.23053 |  |  |  |  | 1 | 1 | 1 | 1 | 1 | [5 empty] | 5.7404 | 7.1571 | 570.7763 | 26826.484 | 684.9315 | 0.11995 | 0.18378 | 0.15542 | 0.14885 | 0.1373 | 0.11995 | 0.18378 | 0.15542 | 0.14885 | 0.1373 | 100000 | 100000 | 0 | 0 | 0
7888 |  |  |  | 9795.2055 |  |  |  |  | 4137.571 | 4560.8343 | 4984.0977 | 5407.361 | 5830.6243 | 48182.3847 | 46880.6621 | 45578.9396 | 44277.217 | 42975.4945 |  | 0.01718 |  |  |  |  | 1 | 1 | 1 | 1 | 1 | [5 empty] | 8.2802 | 7.2906 | 570.7763 | 26826.484 | 684.9315 | 0.12904 | 0.18652 | 0.15804 | 0.15132 | 0.14039 | 0.12905 | 0.18652 | 0.15804 | 0.15132 | 0.14039 | 100000 | 100000 | 0 | 0 | 0
7889 |  |  |  | 9795.2055 |  |  |  |  | 4473.0211 | 5089.6845 | 5706.3478 | 6323.0111 | 6939.6745 | 50923.9446 | 49548.1545 | 48172.3644 | 46796.5744 | 45420.7843 |  | 0 |  |  |  |  | 1 | 1 | 1 | 1 | 1 | [5 empty] | 6.7031 | 7.9715 | 570.7763 | 26826.484 | 684.9315 | 0.1292 | 0.18617 | 0.1578 | 0.1506 | 0.14111 | 0.1292 | 0.18617 | 0.1578 | 0.1506 | 0.14111 | 100000 | 100000 | 0 | 0 | 0
7890 |  |  |  | 9795.2055 |  |  |  |  | 6096.3035 | 6880.0226 | 7663.7418 | 8447.461 | 9231.1801 | 52918.7097 | 51489.0279 | 50059.3461 | 48629.6643 | 47199.9826 |  | 0 |  |  |  |  | 1 | 1 | 1 | 1 | 1 | [5 empty] | 7.1026 | 8.5111 | 570.7763 | 26826.484 | 684.9315 | 0.12963 | 0.19077 | 0.1573 | 0.15017 | 0.14091 | 0.12963 | 0.19077 | 0.1573 | 0.15017 | 0.14092 | 100000 | 100000 | 0 | 0 | 0
7891 |  |  |  | 9795.2055 |  |  |  |  | 7136.5163 | 7939.4847 | 8742.453 | 9545.4213 | 10348.3897 | 53768.84 | 52316.1906 | 50863.5412 | 49410.8918 | 47958.2425 |  | 0 |  |  |  |  | 1 | 1 | 1 | 1 | 1 | [5 empty] | 7.4656 | 8.6525 | 570.7763 | 26826.484 | 684.9315 | 0.12967 | 0.18476 | 0.15666 | 0.1498 | 0.13994 | 0.12967 | 0.18477 | 0.15666 | 0.1498 | 0.13994 | 100000 | 100000 | 0 | 0 | 0
7892 |  |  |  | 9795.2055 |  |  |  |  | 7491.0141 | 8243.2191 | 8995.4241 | 9747.6291 | 10499.8341 | 53768.84 | 52316.1906 | 50863.5412 | 49410.8918 | 47958.2425 |  | 0 |  |  |  |  | 1 | 1 | 1 | 1 | 1 | [5 empty] | 6.4912 | 8.3211 | 570.7763 | 26826.484 | 684.9315 | 0.12954 | 0.18432 | 0.1564 | 0.1498 | 0.13928 | 0.12955 | 0.18432 | 0.1564 | 0.1498 | 0.13928 | 100000 | 100000 | 0 | 0 | 0
7893 |  |  |  | 9795.2055 |  |  |  |  | 6646.5687 | 7269.3645 | 7892.1603 | 8514.9562 | 9137.752 | 52268.0962 | 50855.9918 | 49443.8874 | 48031.7829 | 46619.6785 |  | 0 |  |  |  |  | 1 | 1 | 1 | 1 | 1 | [5 empty] | 4.4082 | 7.9045 | 570.7763 | 26826.484 | 684.9315 | 0.12726 | 0.18351 | 0.15646 | 0.14969 | 0.13868 | 0.12726 | 0.18351 | 0.15646 | 0.14969 | 0.13868 | 100000 | 100000 | 0 | 0 | 0
7894 |  |  |  | 9795.2055 |  |  |  |  | 5645.5093 | 6194.2501 | 6742.991 | 7291.7318 | 7840.4726 | 47309.2031 | 46031.0709 | 44752.9388 | 43474.8066 | 42196.6744 |  | 0 |  |  |  |  | 1 | 1 | 1 | 1 | 1 | [5 empty] | 2.6252 | 8.4176 | 570.7763 | 26826.484 | 684.9315 | 0.12322 | 0.17838 | 0.15439 | 0.14817 | 0.13787 | 0.12322 | 0.17838 | 0.15439 | 0.14817 | 0.13787 | 100000 | 100000 | 0 | 0 | 0
7895 |  |  |  | 9795.2055 |  |  |  |  | 5421.1704 | 5868.8529 | 6316.5354 | 6764.2179 | 7211.9004 | 36888.6525 | 35892.0478 | 34895.4431 | 33898.8384 | 32902.2338 |  | 0 |  |  |  |  | 1 | 1 | 1 | 1 | 1 | [5 empty] | 5.5949 | 9.5715 | 570.7763 | 26826.484 | 684.9315 | 0.11759 | 0.16332 | 0.15318 | 0.14745 | 0.13727 | 0.11759 | 0.16332 | 0.15318 | 0.14745 | 0.13727 | 100000 | 100000 | 0 | 0 | 0
7896 |  |  |  | 9795.2055 |  |  |  |  | 4040.2164 | 4433.1214 | 4826.0264 | 5218.9314 | 5611.8364 | 28266.528 | 27502.8635 | 26739.199 | 25975.5345 | 25211.87 |  | 0 |  |  |  |  | 1 | 1 | 1 | 1 | 1 | [5 empty] | 8.7595 | 9.6474 | 570.7763 | 26826.484 | 684.9315 | 0.11609 | 0.16311 | 0.15318 | 0.1475 | 0.13689 | 0.11609 | 0.16311 | 0.15318 | 0.1475 | 0.13689 | 100000 | 100000 | 0 | 0 | 0
7897 |  |  |  | 9795.2055 |  |  |  |  | 3054.0381 | 3260.9681 | 3467.8981 | 3674.8281 | 3881.7581 | 30762.0244 | 29930.9402 | 29099.8559 | 28268.7717 | 27437.6874 |  | 0 |  |  |  |  | 1 | 1 | 1 | 1 | 1 | [5 empty] | 8.9376 | 9.8602 | 570.7763 | 26826.484 | 684.9315 | 0.11598 | 0.16309 | 0.15307 | 0.14757 | 0.13683 | 0.11598 | 0.16309 | 0.15307 | 0.14757 | 0.13683 | 100000 | 100000 | 0 | 0 | 0
7898 |  |  |  | 9795.2055 |  |  |  |  | 2175.8428 | 2270.8787 | 2365.9145 | 2460.9503 | 2555.9862 | 31351.097 | 30504.098 | 29657.099 | 28810.1001 | 27963.1011 |  | 0 |  |  |  |  | 1 | 1 | 1 | 1 | 1 | [5 empty] | 9.5942 | 9.5262 | 570.7763 | 26826.484 | 684.9315 | 0.11593 | 0.16309 | 0.15299 | 0.1475 | 0.13676 | 0.11593 | 0.16309 | 0.15299 | 0.1475 | 0.13677 | 100000 | 100000 | 0 | 0 | 0
7899 |  |  |  | 9795.2055 |  |  |  |  | 1644.8905 | 1695.378 | 1745.8655 | 1796.353 | 1846.8405 | 31983.0077 | 31118.9366 | 30254.8656 | 29390.7946 | 28526.7236 |  | 0 |  |  |  |  | 1 | 1 | 1 | 1 | 1 | [5 empty] | 8.96 | 9.5493 | 570.7763 | 26826.484 | 684.9315 | 0.11592 | 0.16308 | 0.15296 | 0.14736 | 0.13666 | 0.11592 | 0.16308 | 0.15296 | 0.14736 | 0.13666 | 100000 | 100000 | 0 | 0 | 0
7900 |  |  |  | 9795.2055 |  |  |  |  | 1540.8238 | 1581.6588 | 1622.4938 | 1663.3288 | 1704.1638 | 33952.7416 | 33035.4552 | 32118.1687 | 31200.8822 | 30283.5958 |  | 0 |  |  |  |  | 1 | 1 | 1 | 1 | 1 | [5 empty] | 8.7873 | 9.5086 | 570.7763 | 26826.484 | 684.9315 | 0.11431 | 0.15876 | 0.15297 | 0.14643 | 0.13603 | 0.11431 | 0.15876 | 0.15297 | 0.14643 | 0.13603 | 100000 | 100000 | 0 | 0 | 0
7901 |  |  |  | 9795.2055 |  |  |  |  | 1739.4 | 1780.6475 | 1821.895 | 1863.1425 | 1904.39 | 38710.0899 | 37664.2762 | 36618.4625 | 35572.6489 | 34526.8352 |  | 0 |  |  |  |  | 1 | 1 | 1 | 1 | 1 | [5 empty] | 8.9295 | 8.9758 | 570.7763 | 26826.484 | 684.9315 | 0.1153 | 0.15873 | 0.15275 | 0.14659 | 0.13587 | 0.1153 | 0.15873 | 0.15275 | 0.14659 | 0.13587 | 100000 | 100000 | 0 | 0 | 0
7902 |  |  |  | 9795.2055 |  |  |  |  | 2539.0143 | 2579.1618 | 2619.3093 | 2659.4568 | 2699.6043 | 53228.502 | 51790.4507 | 50352.3994 | 48914.3481 | 47476.2968 |  | 0 |  |  |  |  | 1 | 1 | 1 | 1 | 1 | [5 empty] | 9.0053 | 8.8576 | 570.7763 | 26826.484 | 684.9315 | 0.11894 | 0.15865 | 0.15393 | 0.14845 | 0.13773 | 0.11894 | 0.15865 | 0.15393 | 0.14845 | 0.13773 | 100000 | 100000 | 0 | 0 | 0
7903 |  |  |  | 9795.2055 |  |  |  |  | 3984.2666 | 4026.8891 | 4069.5116 | 4112.1341 | 4154.7566 | 63331.162 | 61620.1715 | 59909.1811 | 58198.1906 | 56487.2001 |  | 0 |  |  |  |  | 1 | 1 | 1 | 1 | 1 | [5 empty] | 8.8834 | 8.5846 | 570.7763 | 26826.484 | 684.9315 | 0.12536 | 0.18029 | 0.16543 | 0.14948 | 0.14074 | 0.12536 | 0.18029 | 0.16543 | 0.14948 | 0.14074 | 100000 | 100000 | 0 | 0 | 0
7904 |  |  |  | 9795.2055 |  |  |  |  | 5210.7666 | 5252.4266 | 5294.0866 | 5335.7466 | 5377.4066 | 58729.6325 | 57142.9596 | 55556.2866 | 53969.6136 | 52382.9407 |  | 0 |  |  |  |  | 1 | 1 | 1 | 1 | 1 | [5 empty] | 8.5366 | 8.2517 | 570.7763 | 26826.484 | 684.9315 | 0.13641 | 0.19433 | 0.17226 | 0.15753 | 0.14811 | 0.13642 | 0.19433 | 0.17226 | 0.15753 | 0.14811 | 100000 | 100000 | 0 | 0 | 0
7905 |  |  |  | 9795.2055 |  |  |  |  | 4412.2142 | 4459.5667 | 4506.9192 | 4554.2717 | 4601.6242 | 57516.4643 | 55962.5669 | 54408.6696 | 52854.7723 | 51300.875 |  | 0.1383 |  |  |  |  | 1 | 1 | 1 | 1 | 1 | [5 empty] | 6.9567 | 7.8512 | 570.7763 | 26826.484 | 684.9315 | 0.13308 | 0.18988 | 0.17435 | 0.15329 | 0.14362 | 0.13308 | 0.18988 | 0.17435 | 0.1533 | 0.14362 | 100000 | 100000 | 0 | 0 | 0
7906 |  |  |  | 9795.2055 |  |  |  |  | 3913.119 | 3985.139 | 4057.159 | 4129.179 | 4201.199 | 55997.5437 | 54484.6824 | 52971.8211 | 51458.9598 | 49946.0985 |  | 0.16756 |  |  |  |  | 1 | 1 | 1 | 1 | 1 | [5 empty] | 4.7261 | 7.6204 | 570.7763 | 26826.484 | 684.9315 | 0.12767 | 0.18872 | 0.17163 | 0.15295 | 0.14096 | 0.12767 | 0.18872 | 0.17163 | 0.15295 | 0.14096 | 100000 | 100000 | 0 | 0 | 0
7907 |  |  |  | 9795.2055 |  |  |  |  | 3983.2047 | 4086.8747 | 4190.5447 | 4294.2147 | 4397.8847 | 54495.1699 | 53022.8976 | 51550.6253 | 50078.3529 | 48606.0806 |  | 0.03487 |  |  |  |  | 1 | 1 | 1 | 1 | 1 | [5 empty] | 4.7283 | 7.3013 | 570.7763 | 26826.484 | 684.9315 | 0.12686 | 0.18806 | 0.1716 | 0.1531 | 0.14176 | 0.12686 | 0.18806 | 0.1716 | 0.1531 | 0.14176 | 100000 | 100000 | 0 | 0 | 0
7908 |  |  |  | 9795.2055 |  |  |  |  | 4605.4809 | 4775.4234 | 4945.3659 | 5115.3084 | 5285.2509 | 52215.8242 | 50805.132 | 49394.4398 | 47983.7475 | 46573.0553 |  | 0.04356 |  |  |  |  | 1 | 1 | 1 | 1 | 1 | [5 empty] | 5.4337 | 6.7797 | 570.7763 | 26826.484 | 684.9315 | 0.1266 | 0.1877 | 0.17094 | 0.15251 | 0.14113 | 0.1266 | 0.1877 | 0.17094 | 0.15251 | 0.14113 | 100000 | 100000 | 0 | 0 | 0
7909 |  |  |  | 9795.2055 |  |  |  |  | 4443.0095 | 4654.0645 | 4865.1195 | 5076.1745 | 5287.2295 | 51419.363 | 50030.1884 | 48641.0138 | 47251.8393 | 45862.6647 |  | 0.03953 |  |  |  |  | 1 | 1 | 1 | 1 | 1 | [5 empty] | 5.3199 | 6.4791 | 570.7763 | 26826.484 | 684.9315 | 0.12666 | 0.18771 | 0.17105 | 0.15208 | 0.14087 | 0.12666 | 0.18771 | 0.17105 | 0.15208 | 0.14087 | 100000 | 100000 | 0 | 0 | 0
7910 |  |  |  | 9795.2055 |  |  |  |  | 4433.4523 | 4703.6015 | 4973.7507 | 5243.8998 | 5514.049 | 50575.1913 | 49208.8233 | 47842.4554 | 46476.0874 | 45109.7195 |  | 0.08836 |  |  |  |  | 1 | 1 | 1 | 1 | 1 | [5 empty] | 5.205 | 6.1729 | 570.7763 | 26826.484 | 684.9315 | 0.12685 | 0.18777 | 0.17192 | 0.15217 | 0.14087 | 0.12685 | 0.18777 | 0.17192 | 0.15217 | 0.14087 | 100000 | 100000 | 0 | 0 | 0
7911 |  |  |  | 9795.2055 |  |  |  |  | 4415.4 | 4747.8625 | 5080.325 | 5412.7875 | 5745.25 | 51357.0355 | 49969.5448 | 48582.0541 | 47194.5634 | 45807.0727 |  | 0.01963 |  |  |  |  | 1 | 1 | 1 | 1 | 1 | [5 empty] | 5.4537 | 6.0251 | 570.7763 | 26826.484 | 684.9315 | 0.13478 | 0.20541 | 0.21217 | 0.17309 | 0.1685 | 0.13478 | 0.20542 | 0.21217 | 0.17309 | 0.1685 | 100000 | 100000 | 0 | 0 | 0
7912 |  |  |  | 9795.2055 |  |  |  |  | 4152.0476 | 4575.3109 | 4998.5742 | 5421.8376 | 5845.1009 | 51845.8148 | 50445.1189 | 49044.4231 | 47643.7272 | 46243.0314 |  | 0.00999 |  |  |  |  | 1 | 1 | 1 | 1 | 1 | [5 empty] | 5.52 | 6.5049 | 570.7763 | 26826.484 | 684.9315 | 0.13691 | 0.22061 | 0.22324 | 0.18212 | 0.17929 | 0.13691 | 0.22061 | 0.22324 | 0.18212 | 0.17929 | 100000 | 100000 | 0 | 0 | 0
7913 |  |  |  | 9795.2055 |  |  |  |  | 4488.6714 | 5115.6464 | 5742.6214 | 6369.5964 | 6996.5714 | 54799.9093 | 53319.4039 | 51838.8986 | 50358.3933 | 48877.8879 |  | 0 |  |  |  |  | 1 | 1 | 1 | 1 | 1 | [5 empty] | 7.4934 | 7.0631 | 570.7763 | 26826.484 | 684.9315 | 0.13872 | 0.2388 | 0.22348 | 0.20425 | 0.19015 | 0.13872 | 0.2388 | 0.22348 | 0.20426 | 0.19015 | 100000 | 100000 | 0 | 0 | 0
7914 |  |  |  | 9795.2055 |  |  |  |  | 6117.6333 | 6903.9649 | 7690.2966 | 8476.6283 | 9262.9599 | 56159.1516 | 54641.9242 | 53124.6968 | 51607.4694 | 50090.242 |  | 0 |  |  |  |  | 1 | 1 | 1 | 1 | 1 | [5 empty] | 7.9856 | 7.4137 | 570.7763 | 26826.484 | 684.9315 | 0.13993 | 0.24644 | 0.22289 | 0.20409 | 0.19015 | 0.13993 | 0.24644 | 0.22289 | 0.20409 | 0.19015 | 100000 | 100000 | 0 | 0 | 0
7915 |  |  |  | 9795.2055 |  |  |  |  | 7161.4856 | 7980.954 | 8800.4223 | 9619.8906 | 10439.359 | 56652.8032 | 55122.239 | 53591.6749 | 52061.1107 | 50530.5465 |  | 0 |  |  |  |  | 1 | 1 | 1 | 1 | 1 | [5 empty] | 8.1346 | 8.0043 | 570.7763 | 26826.484 | 684.9315 | 0.13872 | 0.22314 | 0.21939 | 0.17734 | 0.17675 | 0.13872 | 0.22314 | 0.21939 | 0.17734 | 0.17675 | 100000 | 100000 | 0 | 0 | 0
7916 |  |  |  | 9795.2055 |  |  |  |  | 7517.2237 | 8266.8437 | 9016.4637 | 9766.0837 | 10515.7037 | 56259.4449 | 54739.5079 | 53219.571 | 51699.634 | 50179.697 |  | 0 |  |  |  |  | 1 | 1 | 1 | 1 | 1 | [5 empty] | 8.7091 | 7.6934 | 570.7763 | 26826.484 | 684.9315 | 0.13743 | 0.21534 | 0.21874 | 0.17681 | 0.17555 | 0.13743 | 0.21534 | 0.21874 | 0.17681 | 0.17555 | 100000 | 100000 | 0 | 0 | 0
7917 |  |  |  | 9795.2055 |  |  |  |  | 6669.8237 | 7313.5187 | 7957.2137 | 8600.9087 | 9244.6037 | 54485.4252 | 53013.4162 | 51541.4071 | 50069.3981 | 48597.389 |  | 0 |  |  |  |  | 1 | 1 | 1 | 1 | 1 | [5 empty] | 7.2244 | 6.8237 | 570.7763 | 26826.484 | 684.9315 | 0.13688 | 0.20819 | 0.21642 | 0.17459 | 0.17438 | 0.13688 | 0.20819 | 0.21642 | 0.17459 | 0.17438 | 100000 | 100000 | 0 | 0 | 0
7918 |  |  |  | 9795.2055 |  |  |  |  | 5665.2618 | 6187.1918 | 6709.1218 | 7231.0518 | 7752.9818 | 49215.949 | 47886.3031 | 46556.6571 | 45227.0112 | 43897.3653 |  | 0 |  |  |  |  | 1 | 1 | 1 | 1 | 1 | [5 empty] | 7.6473 | 5.9859 | 570.7763 | 26826.484 | 684.9315 | 0.13559 | 0.19866 | 0.21403 | 0.17398 | 0.16831 | 0.13559 | 0.19866 | 0.21403 | 0.17398 | 0.16831 | 100000 | 100000 | 0 | 0 | 0
7919 |  |  |  | 9795.2055 |  |  |  |  | 5440.138 | 5899.9205 | 6359.703 | 6819.4855 | 7279.268 | 40582.4732 | 39486.0741 | 38389.6751 | 37293.2761 | 36196.877 |  | 0 |  |  |  |  | 1 | 1 | 1 | 1 | 1 | [5 empty] | 7.2872 | 6.5588 | 570.7763 | 26826.484 | 684.9315 | 0.13471 | 0.19846 | 0.2118 | 0.16671 | 0.16822 | 0.13471 | 0.19846 | 0.21181 | 0.16671 | 0.16822 | 100000 | 100000 | 0 | 0 | 0
7920 |  |  |  | 9795.2055 |  |  |  |  | 4054.3523 | 4443.3798 | 4832.4073 | 5221.4348 | 5610.4623 | 32684.0479 | 31801.0372 | 30918.0265 | 30035.0158 | 29152.005 |  | 0 |  |  |  |  | 1 | 1 | 1 | 1 | 1 | [5 empty] | 6.0632 | 6.673 | 570.7763 | 26826.484 | 684.9315 | 0.12038 | 0.19261 | 0.21084 | 0.16531 | 0.16519 | 0.12038 | 0.19261 | 0.21084 | 0.16531 | 0.16519 | 100000 | 100000 | 0 | 0 | 0
7921 |  |  |  | 9795.2055 |  |  |  |  | 3213.8177 | 3534.6202 | 3855.4227 | 4176.2252 | 4497.0277 | 33376.4707 | 32474.7531 | 31573.0355 | 30671.3179 | 29769.6003 |  | 0 |  |  |  |  | 1 | 1 | 1 | 1 | 1 | [5 empty] | 5.7307 | 6.5497 | 570.7763 | 26826.484 | 684.9315 | 0.11989 | 0.19217 | 0.21095 | 0.1651 | 0.16451 | 0.11989 | 0.19217 | 0.21095 | 0.1651 | 0.16451 | 100000 | 100000 | 0 | 0 | 0
7922 |  |  |  | 9795.2055 |  |  |  |  | 2356.0182 | 2535.6132 | 2715.2082 | 2894.8032 | 3074.3982 | 34011.9077 | 33093.0228 | 32174.1378 | 31255.2529 | 30336.368 |  | 0 |  |  |  |  | 1 | 1 | 1 | 1 | 1 | [5 empty] | 5.5582 | 6.8198 | 570.7763 | 26826.484 | 684.9315 | 0.11991 | 0.19221 | 0.21097 | 0.16515 | 0.16453 | 0.11991 | 0.19221 | 0.21097 | 0.16515 | 0.16453 | 100000 | 100000 | 0 | 0 | 0
7923 |  |  |  | 9795.2055 |  |  |  |  | 1730.5172 | 1839.9072 | 1949.2972 | 2058.6872 | 2168.0772 | 34696.6197 | 33759.2362 | 32821.8527 | 31884.4692 | 30947.0857 |  | 0 |  |  |  |  | 1 | 1 | 1 | 1 | 1 | [5 empty] | 5.4489 | 7.169 | 570.7763 | 26826.484 | 684.9315 | 0.11991 | 0.19218 | 0.21085 | 0.16507 | 0.16443 | 0.11991 | 0.19218 | 0.21086 | 0.16507 | 0.16443 | 100000 | 100000 | 0 | 0 | 0
7924 |  |  |  | 9795.2055 |  |  |  |  | 1532.3176 | 1587.1776 | 1642.0376 | 1696.8976 | 1751.7576 | 36828.2135 | 35833.2416 | 34838.2698 | 33843.2979 | 32848.3261 |  | 0 |  |  |  |  | 1 | 1 | 1 | 1 | 1 | [5 empty] | 3.9804 | 7.2678 | 570.7763 | 26826.484 | 684.9315 | 0.1156 | 0.16653 | 0.15837 | 0.14694 | 0.13728 | 0.1156 | 0.16653 | 0.15837 | 0.14694 | 0.13728 | 100000 | 100000 | 0 | 0 | 0
7925 |  |  |  | 9795.2055 |  |  |  |  | 1683.6313 | 1733.1288 | 1782.6263 | 1832.1238 | 1881.6213 | 41978.5311 | 40844.4153 | 39710.2996 | 38576.1839 | 37442.0681 |  | 0 |  |  |  |  | 1 | 1 | 1 | 1 | 1 | [5 empty] | 2.9813 | 7.4155 | 570.7763 | 26826.484 | 684.9315 | 0.11645 | 0.16622 | 0.15858 | 0.14761 | 0.13718 | 0.11645 | 0.16623 | 0.15858 | 0.14761 | 0.13718 | 100000 | 100000 | 0 | 0 | 0
7926 |  |  |  | 9795.2055 |  |  |  |  | 2118.3918 | 2167.3943 | 2216.3968 | 2265.3993 | 2314.4018 | 57670.7212 | 56112.6564 | 54554.5916 | 52996.5268 | 51438.4619 |  | 0 |  |  |  |  | 1 | 1 | 1 | 1 | 1 | [5 empty] | 3.2139 | 6.9057 | 570.7763 | 26826.484 | 684.9315 | 0.1167 | 0.16696 | 0.1586 | 0.14805 | 0.13782 | 0.1167 | 0.16696 | 0.1586 | 0.14805 | 0.13782 | 100000 | 100000 | 0 | 0 | 0
7927 |  |  |  | 9795.2055 |  |  |  |  | 2749.2207 | 2791.4307 | 2833.6407 | 2875.8507 | 2918.0607 | 68724.3012 | 66867.6066 | 65010.912 | 63154.2174 | 61297.5228 |  | 0 |  |  |  |  | 1 | 1 | 1 | 1 | 1 | [5 empty] | 2.2754 | 6.5985 | 570.7763 | 26826.484 | 684.9315 | 0.11753 | 0.16951 | 0.16043 | 0.149 | 0.13839 | 0.11753 | 0.16951 | 0.16043 | 0.149 | 0.13839 | 100000 | 100000 | 0 | 0 | 0
7928 |  |  |  | 9795.2055 |  |  |  |  | 3940.5497 | 3982.0722 | 4023.5947 | 4065.1172 | 4106.6397 | 63714.8983 | 61993.5405 | 60272.1828 | 58550.8251 | 56829.4674 |  | 0 |  |  |  |  | 1 | 1 | 1 | 1 | 1 | [5 empty] | 2.5012 | 5.4101 | 570.7763 | 26826.484 | 684.9315 | 0.12298 | 0.17699 | 0.16763 | 0.1516 | 0.13929 | 0.12297 | 0.17699 | 0.16763 | 0.1516 | 0.13929 | 100000 | 100000 | 0 | 0 | 0
7929 |  |  |  | 9795.2055 |  |  |  |  | 4232.5212 | 4308.2537 | 4383.9862 | 4459.7187 | 4535.4512 | 62380.7482 | 60695.4346 | 59010.121 | 57324.8075 | 55639.4939 |  | 0.23957 |  |  |  |  | 1 | 1 | 1 | 1 | 1 | [5 empty] | 4.4277 | 4.6519 | 570.7763 | 26826.484 | 684.9315 | 0.11975 | 0.1594 | 0.15679 | 0.14533 | 0.13608 | 0.11975 | 0.1594 | 0.15679 | 0.14533 | 0.13608 | 100000 | 100000 | 0 | 0 | 0
7930 |  |  |  | 9795.2055 |  |  |  |  | 4604.4119 | 4724.8569 | 4845.3019 | 4965.7469 | 5086.1919 | 60733.221 | 59092.418 | 57451.615 | 55810.8119 | 54170.0089 |  | 0.0563 |  |  |  |  | 1 | 1 | 1 | 1 | 1 | [5 empty] | 5.0971 | 3.3281 | 570.7763 | 26826.484 | 684.9315 | 0.11549 | 0.14219 | 0.1042 | 0.13068 | 0.12585 | 0.11548 | 0.14219 | 0.1042 | 0.13068 | 0.12585 | 100000 | 100000 | 0 | 0 | 0
7931 |  |  |  | 9795.2055 |  |  |  |  | 4936.8758 | 5184.9433 | 5433.0108 | 5681.0783 | 5929.1458 | 59108.5587 | 57511.6484 | 55914.7382 | 54317.8279 | 52720.9177 |  | 0.11091 |  |  |  |  | 1 | 1 | 1 | 1 | 1 | [5 empty] | 4.8634 | 3.6697 | 570.7763 | 26826.484 | 684.9315 | 0.11516 | 0.14221 | 0.10448 | 0.131 | 0.12621 | 0.11516 | 0.14221 | 0.10448 | 0.131 | 0.12621 | 100000 | 100000 | 0 | 0 | 0
7932 |  |  |  | 9795.2055 |  |  |  |  | 5633.7713 | 5949.0738 | 6264.3763 | 6579.6788 | 6894.9813 | 56628.4947 | 55098.5872 | 53568.6798 | 52038.7724 | 50508.865 |  | 0.04451 |  |  |  |  | 1 | 1 | 1 | 1 | 1 | [5 empty] | 4.935 | 3.4136 | 570.7763 | 26826.484 | 684.9315 | 0.11553 | 0.14244 | 0.10423 | 0.13047 | 0.12582 | 0.11553 | 0.14244 | 0.10423 | 0.13047 | 0.12582 | 100000 | 100000 | 0 | 0 | 0
7933 |  |  |  | 9795.2055 |  |  |  |  | 5416.3911 | 5863.3586 | 6310.3261 | 6757.2936 | 7204.2611 | 55766.0022 | 54259.3963 | 52752.7905 | 51246.1846 | 49739.5788 |  | 0.03643 |  |  |  |  | 1 | 1 | 1 | 1 | 1 | [5 empty] | 6.3277 | 3.4143 | 570.7763 | 26826.484 | 684.9315 | 0.11537 | 0.14251 | 0.10421 | 0.13018 | 0.12498 | 0.11537 | 0.14251 | 0.10421 | 0.13018 | 0.12498 | 100000 | 100000 | 0 | 0 | 0
7934 |  |  |  | 9795.2055 |  |  |  |  | 5223.5194 | 5728.1794 | 6232.8394 | 6737.4994 | 7242.1594 | 54852.462 | 53370.5368 | 51888.6117 | 50406.6866 | 48924.7615 |  | 0.03018 |  |  |  |  | 1 | 1 | 1 | 1 | 1 | [5 empty] | 6.4849 | 3.0779 | 570.7763 | 26826.484 | 684.9315 | 0.11817 | 0.15107 | 0.14067 | 0.13912 | 0.1277 | 0.11817 | 0.15107 | 0.14067 | 0.13912 | 0.1277 | 100000 | 100000 | 0 | 0 | 0
7935 |  |  |  | 9795.2055 |  |  |  |  | 5521.8844 | 6023.4369 | 6524.9894 | 7026.5419 | 7528.0944 | 55709.6363 | 54204.5533 | 52699.4702 | 51194.3872 | 49689.3042 |  | 0.02261 |  |  |  |  | 1 | 1 | 1 | 1 | 1 | [5 empty] | 5.6929 | 2.7873 | 570.7763 | 26826.484 | 684.9315 | 0.12556 | 0.18157 | 0.18436 | 0.14887 | 0.13793 | 0.12556 | 0.18157 | 0.18436 | 0.14887 | 0.13793 | 100000 | 100000 | 0 | 0 | 0
7936 |  |  |  | 9795.2055 |  |  |  |  | 5830.9053 | 6323.7412 | 6816.577 | 7309.4128 | 7802.2487 | 56241.2052 | 54721.761 | 53202.3168 | 51682.8726 | 50163.4284 |  | 0.01745 |  |  |  |  | 1 | 1 | 1 | 1 | 1 | [5 empty] | 5.9564 | 2.4483 | 570.7763 | 26826.484 | 684.9315 | 0.13314 | 0.18684 | 0.19613 | 0.17275 | 0.16688 | 0.13314 | 0.18684 | 0.19613 | 0.17275 | 0.16688 | 100000 | 100000 | 0 | 0 | 0
7937 |  |  |  | 9795.2055 |  |  |  |  | 6427.6354 | 6906.1171 | 7384.5988 | 7863.0804 | 8341.5621 | 59455.2561 | 57848.9793 | 56242.7025 | 54636.4257 | 53030.1488 |  | 0 |  |  |  |  | 1 | 1 | 1 | 1 | 1 | [5 empty] | 6.4957 | 2.4875 | 570.7763 | 26826.484 | 684.9315 | 0.13362 | 0.18675 | 0.19575 | 0.1725 | 0.16714 | 0.13362 | 0.18675 | 0.19575 | 0.1725 | 0.16714 | 100000 | 100000 | 0 | 0 | 0
7938 |  |  |  | 9795.2055 |  |  |  |  | 8028.1507 | 8516.5316 | 9004.9124 | 9493.2932 | 9981.6741 | 60926.7754 | 59280.7432 | 57634.711 | 55988.6788 | 54342.6466 |  | 0 |  |  |  |  | 1 | 1 | 1 | 1 | 1 | [5 empty] | 6.5681 | 2.0407 | 570.7763 | 26826.484 | 684.9315 | 0.13354 | 0.18665 | 0.19727 | 0.17278 | 0.16733 | 0.13354 | 0.18665 | 0.19727 | 0.17278 | 0.16733 | 100000 | 100000 | 0 | 0 | 0
7939 |  |  |  | 9795.2055 |  |  |  |  | 8373.4017 | 8862.7167 | 9352.0317 | 9841.3467 | 10330.6617 | 61460.1171 | 59799.6758 | 58139.2345 | 56478.7932 | 54818.352 |  | 0 |  |  |  |  | 1 | 1 | 1 | 1 | 1 | [5 empty] | 6.2794 | 2.3354 | 570.7763 | 26826.484 | 684.9315 | 0.13329 | 0.18605 | 0.19504 | 0.17191 | 0.16699 | 0.13329 | 0.18605 | 0.19504 | 0.17191 | 0.16699 | 100000 | 100000 | 0 | 0 | 0
7940 |  |  |  | 9795.2055 |  |  |  |  | 7770.2781 | 8263.4989 | 8756.7198 | 9249.9406 | 9743.1614 | 61030.6435 | 59381.8051 | 57732.9668 | 56084.1284 | 54435.29 |  | 0 |  |  |  |  | 1 | 1 | 1 | 1 | 1 | [5 empty] | 5.3326 | 2.7657 | 570.7763 | 26826.484 | 684.9315 | 0.13299 | 0.186 | 0.19401 | 0.17228 | 0.1668 | 0.13299 | 0.186 | 0.19401 | 0.17228 | 0.1668 | 100000 | 100000 | 0 | 0 | 0
7941 |  |  |  | 9795.2055 |  |  |  |  | 6551.2438 | 6983.1963 | 7415.1488 | 7847.1013 | 8279.0538 | 59105.0132 | 57508.1987 | 55911.3843 | 54314.5698 | 52717.7554 |  | 0 |  |  |  |  | 1 | 1 | 1 | 1 | 1 | [5 empty] | 5.6635 | 3.4305 | 570.7763 | 26826.484 | 684.9315 | 0.13232 | 0.18506 | 0.19105 | 0.17157 | 0.16583 | 0.13232 | 0.18506 | 0.19105 | 0.17157 | 0.16583 | 100000 | 100000 | 0 | 0 | 0
7942 |  |  |  | 9795.2055 |  |  |  |  | 5561.3112 | 5946.4612 | 6331.6112 | 6716.7612 | 7101.9112 | 53380.9427 | 51938.7729 | 50496.6032 | 49054.4335 | 47612.2637 |  | 0 |  |  |  |  | 1 | 1 | 1 | 1 | 1 | [5 empty] | 7.9628 | 7.0085 | 570.7763 | 26826.484 | 684.9315 | 0.12849 | 0.18486 | 0.18937 | 0.16817 | 0.16563 | 0.12849 | 0.18486 | 0.18937 | 0.16817 | 0.16563 | 100000 | 100000 | 0 | 0 | 0
7943 |  |  |  | 9795.2055 |  |  |  |  | 5716.8873 | 6072.6139 | 6428.3406 | 6784.0673 | 7139.7939 | 43990.4829 | 42802.0112 | 41613.5394 | 40425.0676 | 39236.5959 |  | 0 |  |  |  |  | 1 | 1 | 1 | 1 | 1 | [5 empty] | 8.012 | 6.9974 | 570.7763 | 26826.484 | 684.9315 | 0.12643 | 0.1714 | 0.18824 | 0.16345 | 0.16223 | 0.12643 | 0.1714 | 0.18824 | 0.16345 | 0.16223 | 100000 | 100000 | 0 | 0 | 0
7944 |  |  |  | 9795.2055 |  |  |  |  | 4554.3292 | 4899.6609 | 5244.9925 | 5590.3242 | 5935.6559 | 35457.0168 | 34499.09 | 33541.1632 | 32583.2363 | 31625.3095 |  | 0 |  |  |  |  | 1 | 1 | 1 | 1 | 1 | [5 empty] | 6.4623 | 6.2149 | 570.7763 | 26826.484 | 684.9315 | 0.11832 | 0.16837 | 0.18679 | 0.16125 | 0.15812 | 0.11832 | 0.16837 | 0.18679 | 0.16125 | 0.15812 | 100000 | 100000 | 0 | 0 | 0
7945 |  |  |  | 9795.2055 |  |  |  |  | 3666.4762 | 4045.9612 | 4425.4462 | 4804.9312 | 5184.4162 | 34002.2196 | 33083.5964 | 32164.9732 | 31246.35 | 30327.7269 |  | 0 |  |  |  |  | 1 | 1 | 1 | 1 | 1 | [5 empty] | 6.6378 | 5.9106 | 570.7763 | 26826.484 | 684.9315 | 0.11808 | 0.16828 | 0.18669 | 0.16089 | 0.15793 | 0.11808 | 0.16828 | 0.18669 | 0.16089 | 0.15793 | 100000 | 100000 | 0 | 0 | 0
7946 |  |  |  | 9795.2055 |  |  |  |  | 2815.349 | 3133.0165 | 3450.684 | 3768.3515 | 4086.019 | 34648.6484 | 33712.5609 | 32776.4735 | 31840.386 | 30904.2985 |  | 0 |  |  |  |  | 1 | 1 | 1 | 1 | 1 | [5 empty] | 5.8307 | 5.4863 | 570.7763 | 26826.484 | 684.9315 | 0.11808 | 0.16829 | 0.18665 | 0.16083 | 0.15784 | 0.11808 | 0.16829 | 0.18665 | 0.16083 | 0.15784 | 100000 | 100000 | 0 | 0 | 0
7947 |  |  |  | 9795.2055 |  |  |  |  | 2076.4936 | 2277.4011 | 2478.3086 | 2679.2161 | 2880.1236 | 35345.9723 | 34391.0455 | 33436.1187 | 32481.192 | 31526.2652 |  | 0 |  |  |  |  | 1 | 1 | 1 | 1 | 1 | [5 empty] | 4.7118 | 5.9774 | 570.7763 | 26826.484 | 684.9315 | 0.11806 | 0.16825 | 0.18637 | 0.1602 | 0.15733 | 0.11806 | 0.16825 | 0.18637 | 0.1602 | 0.15733 | 100000 | 100000 | 0 | 0 | 0
7948 |  |  |  | 9795.2055 |  |  |  |  | 1845.5345 | 1944.8595 | 2044.1845 | 2143.5095 | 2242.8345 | 37516.1484 | 36502.5909 | 35489.0334 | 34475.4759 | 33461.9184 |  | 0 |  |  |  |  | 1 | 1 | 1 | 1 | 1 | [5 empty] | 4.5487 | 6.1983 | 570.7763 | 26826.484 | 684.9315 | 0.11401 | 0.13806 | 0.13796 | 0.13757 | 0.13513 | 0.11401 | 0.13806 | 0.13796 | 0.13758 | 0.13513 | 100000 | 100000 | 0 | 0 | 0
7949 |  |  |  | 9795.2055 |  |  |  |  | 1953.5293 | 2011.8543 | 2070.1793 | 2128.5043 | 2186.8293 | 42760.1975 | 41604.9638 | 40449.7301 | 39294.4965 | 38139.2628 |  | 0 |  |  |  |  | 1 | 1 | 1 | 1 | 1 | [5 empty] | 4.3602 | 6.4345 | 570.7763 | 26826.484 | 684.9315 | 0.11447 | 0.13831 | 0.13782 | 0.13593 | 0.1358 | 0.11447 | 0.13831 | 0.13782 | 0.13593 | 0.1358 | 100000 | 100000 | 0 | 0 | 0
7950 |  |  |  | 9795.2055 |  |  |  |  | 2279.6521 | 2318.9746 | 2358.2971 | 2397.6196 | 2436.9421 | 58731.6131 | 57144.8867 | 55558.1602 | 53971.4337 | 52384.7073 |  | 0 |  |  |  |  | 1 | 1 | 1 | 1 | 1 | [5 empty] | 4.0544 | 6.5476 | 570.7763 | 26826.484 | 684.9315 | 0.11498 | 0.13943 | 0.13966 | 0.13851 | 0.13721 | 0.11498 | 0.13943 | 0.13966 | 0.13851 | 0.13721 | 100000 | 100000 | 0 | 0 | 0
7951 |  |  |  | 9795.2055 |  |  |  |  | 2700.9387 | 2742.4612 | 2783.9837 | 2825.5062 | 2867.0287 | 70015.4135 | 68123.8375 | 66232.2615 | 64340.6855 | 62449.1095 |  | 0 |  |  |  |  | 1 | 1 | 1 | 1 | 1 | [5 empty] | 3.4644 | 6.8802 | 570.7763 | 26826.484 | 684.9315 | 0.11552 | 0.14255 | 0.1417 | 0.1396 | 0.13813 | 0.11552 | 0.14255 | 0.1417 | 0.1396 | 0.13813 | 100000 | 100000 | 0 | 0 | 0
7952 |  |  |  | 9795.2055 |  |  |  |  | 4021.4689 | 4063.9539 | 4106.4389 | 4148.9239 | 4191.4089 | 64907.9115 | 63154.3227 | 61400.7338 | 59647.145 | 57893.5562 |  | 0 |  |  |  |  | 1 | 1 | 1 | 1 | 1 | [5 empty] | 2.5093 | 7.0267 | 570.7763 | 26826.484 | 684.9315 | 0.11661 | 0.14457 | 0.14534 | 0.14421 | 0.1363 | 0.11661 | 0.14457 | 0.14534 | 0.14421 | 0.1363 | 100000 | 100000 | 0 | 0 | 0
7953 |  |  |  | 9795.2055 |  |  |  |  | 4982.7293 | 5023.8393 | 5064.9493 | 5106.0593 | 5147.1693 | 63544.297 | 61827.5484 | 60110.7997 | 58394.0511 | 56677.3024 |  | 0.07926 |  |  |  |  | 1 | 1 | 1 | 1 | 1 | [5 empty] | 1.7135 | 6.8247 | 570.7763 | 26826.484 | 684.9315 | 0.11485 | 0.10912 | 0.1022 | 0.13564 | 0.13115 | 0.11485 | 0.10913 | 0.1022 | 0.13564 | 0.13115 | 100000 | 100000 | 0 | 0 | 0
7954 |  |  |  | 9795.2055 |  |  |  |  | 5886.25 | 5942.0725 | 5997.895 | 6053.7175 | 6109.54 | 61866.0026 | 60194.5957 | 58523.1888 | 56851.7819 | 55180.375 |  | 0.07757 |  |  |  |  | 1 | 1 | 1 | 1 | 1 | [5 empty] | 3.149 | 6.4236 | 570.7763 | 26826.484 | 684.9315 | 0.11092 | 0.10083 | 0.093329 | 0.10911 | 0.10891 | 0.11092 | 0.10083 | 0.093329 | 0.10912 | 0.10891 | 100000 | 100000 | 0 | 0 | 0
7955 |  |  |  | 9795.2055 |  |  |  |  | 6605.8588 | 6678.8688 | 6751.8788 | 6824.8888 | 6897.8988 | 60212.2248 | 58585.4973 | 56958.7698 | 55332.0423 | 53705.3148 |  | 0.14999 |  |  |  |  | 1 | 1 | 1 | 1 | 1 | [5 empty] | 3.4253 | 6.5422 | 570.7763 | 26826.484 | 684.9315 | 0.1105 | 0.10087 | 0.09156 | 0.10989 | 0.10374 | 0.1105 | 0.10087 | 0.09156 | 0.10989 | 0.10374 | 100000 | 100000 | 0 | 0 | 0
7956 |  |  |  | 9795.2055 |  |  |  |  | 7632.3438 | 7746.6838 | 7861.0238 | 7975.3638 | 8089.7038 | 57683.9214 | 56125.5 | 54567.0785 | 53008.6571 | 51450.2356 |  | 0.26785 |  |  |  |  | 1 | 1 | 1 | 1 | 1 | [5 empty] | 3.0121 | 6.7359 | 570.7763 | 26826.484 | 684.9315 | 0.1111 | 0.10118 | 0.09419 | 0.10917 | 0.10396 | 0.1111 | 0.10118 | 0.09419 | 0.10917 | 0.10396 | 100000 | 100000 | 0 | 0 | 0
7957 |  |  |  | 9795.2055 |  |  |  |  | 7180.0488 | 7359.0663 | 7538.0838 | 7717.1013 | 7896.1188 | 56805.6719 | 55270.9778 | 53736.2836 | 52201.5895 | 50666.8953 |  | 0.22189 |  |  |  |  | 1 | 1 | 1 | 1 | 1 | [5 empty] | 3.2116 | 6.8954 | 570.7763 | 26826.484 | 684.9315 | 0.11108 | 0.10093 | 0.093564 | 0.10868 | 0.10289 | 0.11108 | 0.10093 | 0.093564 | 0.10868 | 0.10288 | 100000 | 100000 | 0 | 0 | 0
7958 |  |  |  | 9795.2055 |  |  |  |  | 6313.9521 | 6550.0029 | 6786.0538 | 7022.1046 | 7258.1554 | 55875.5965 | 54366.0298 | 52856.4631 | 51346.8964 | 49837.3297 |  | 0.08963 |  |  |  |  | 1 | 1 | 1 | 1 | 1 | [5 empty] | 3.3663 | 7.5574 | 570.7763 | 26826.484 | 684.9315 | 0.11144 | 0.10676 | 0.093968 | 0.11322 | 0.1101 | 0.11144 | 0.10676 | 0.093968 | 0.11322 | 0.1101 | 100000 | 100000 | 0 | 0 | 0
7959 |  |  |  | 9795.2055 |  |  |  |  | 5793.2248 | 6142.7365 | 6492.2481 | 6841.7598 | 7191.2715 | 56751.0531 | 55217.8345 | 53684.616 | 52151.3975 | 50618.1789 |  | 0.04487 |  |  |  |  | 1 | 1 | 1 | 1 | 1 | [5 empty] | 4.5955 | 8.5586 | 570.7763 | 26826.484 | 684.9315 | 0.11503 | 0.1099 | 0.10198 | 0.12642 | 0.12415 | 0.11503 | 0.1099 | 0.10198 | 0.12642 | 0.12415 | 100000 | 100000 | 0 | 0 | 0
7960 |  |  |  | 9795.2055 |  |  |  |  | 5592.2048 | 5911.7973 | 6231.3898 | 6550.9823 | 6870.5748 | 57292.8989 | 55745.0415 | 54197.1842 | 52649.3268 | 51101.4695 |  | 2e-05 |  |  |  |  | 1 | 1 | 1 | 1 | 1 | [5 empty] | 5.8843 | 8.7738 | 570.7763 | 26826.484 | 684.9315 | 0.11732 | 0.11287 | 0.10392 | 0.13949 | 0.12993 | 0.11732 | 0.11287 | 0.10392 | 0.13949 | 0.12993 | 100000 | 100000 | 0 | 0 | 0
7961 |  |  |  | 9795.2055 |  |  |  |  | 6035.9457 | 6394.0907 | 6752.2357 | 7110.3807 | 7468.5257 | 60569.4213 | 58933.0435 | 57296.6658 | 55660.2881 | 54023.9103 |  | 0 |  |  |  |  | 1 | 1 | 1 | 1 | 1 | [5 empty] | 6.1226 | 9.7711 | 570.7763 | 26826.484 | 684.9315 | 0.11665 | 0.11121 | 0.10364 | 0.13951 | 0.13143 | 0.11665 | 0.11121 | 0.10364 | 0.13951 | 0.13143 | 100000 | 100000 | 0 | 0 | 0
7962 |  |  |  | 9795.2055 |  |  |  |  | 7622.7205 | 8016.0655 | 8409.4105 | 8802.7555 | 9196.1005 | 62067.721 | 60390.8644 | 58714.0077 | 57037.1511 | 55360.2944 |  | 0 |  |  |  |  | 1 | 1 | 1 | 1 | 1 | [5 empty] | 8.2368 | 10.5607 | 570.7763 | 26826.484 | 684.9315 | 0.11721 | 0.11104 | 0.10187 | 0.13755 | 0.1294 | 0.11721 | 0.11104 | 0.10187 | 0.13755 | 0.1294 | 100000 | 100000 | 0 | 0 | 0
7963 |  |  |  | 9795.2055 |  |  |  |  | 8037.5915 | 8535.8715 | 9034.1515 | 9532.4315 | 10030.7115 | 62610.4978 | 60918.9772 | 59227.4565 | 57535.9359 | 55844.4153 |  | 0 |  |  |  |  | 1 | 1 | 1 | 1 | 1 | [5 empty] | 7.3972 | 10.2076 | 570.7763 | 26826.484 | 684.9315 | 0.11722 | 0.11025 | 0.10154 | 0.13674 | 0.12774 | 0.11722 | 0.11025 | 0.10154 | 0.13674 | 0.12774 | 100000 | 100000 | 0 | 0 | 0
7964 |  |  |  | 9795.2055 |  |  |  |  | 7617.3742 | 8150.6334 | 8683.8925 | 9217.1517 | 9750.4109 | 62172.304 | 60492.6219 | 58812.9398 | 57133.2576 | 55453.5755 |  | 0 |  |  |  |  | 1 | 1 | 1 | 1 | 1 | [5 empty] | 5.4452 | 9.9818 | 570.7763 | 26826.484 | 684.9315 | 0.1166 | 0.10996 | 0.10164 | 0.13664 | 0.12793 | 0.1166 | 0.10996 | 0.10164 | 0.13664 | 0.12793 | 100000 | 100000 | 0 | 0 | 0
7965 |  |  |  | 9795.2055 |  |  |  |  | 6580.1966 | 7066.9275 | 7553.6583 | 8040.3891 | 8527.12 | 60210.3629 | 58583.6857 | 56957.0085 | 55330.3313 | 53703.6541 |  | 0 |  |  |  |  | 1 | 1 | 1 | 1 | 1 | [5 empty] | 2.6769 | 9.2593 | 570.7763 | 26826.484 | 684.9315 | 0.11526 | 0.10834 | 0.098918 | 0.13585 | 0.12797 | 0.11526 | 0.10834 | 0.098918 | 0.13585 | 0.12797 | 100000 | 100000 | 0 | 0 | 0
7966 |  |  |  | 9795.2055 |  |  |  |  | 5574.0275 | 5976.9141 | 6379.8008 | 6782.6875 | 7185.5741 | 54377.2967 | 52908.2089 | 51439.1211 | 49970.0333 | 48500.9456 |  | 0 |  |  |  |  | 1 | 1 | 1 | 1 | 1 | [5 empty] | 2.2715 | 8.9289 | 570.7763 | 26826.484 | 684.9315 | 0.1122 | 0.10658 | 0.098163 | 0.1299 | 0.12638 | 0.1122 | 0.10658 | 0.098163 | 0.1299 | 0.12638 | 100000 | 100000 | 0 | 0 | 0
7967 |  |  |  | 9795.2055 |  |  |  |  | 5463.8942 | 5791.6809 | 6119.4675 | 6447.2542 | 6775.0409 | 44804.9978 | 43594.5206 | 42384.0435 | 41173.5663 | 39963.0892 |  | 0 |  |  |  |  | 1 | 1 | 1 | 1 | 1 | [5 empty] | 3.5545 | 8.991 | 570.7763 | 26826.484 | 684.9315 | 0.10903 | 0.10286 | 0.095529 | 0.1221 | 0.11967 | 0.10903 | 0.10286 | 0.095529 | 0.1221 | 0.11967 | 100000 | 100000 | 0 | 0 | 0
7968 |  |  |  | 9795.2055 |  |  |  |  | 4213.9348 | 4475.2848 | 4736.6348 | 4997.9848 | 5259.3348 | 36120.5697 | 35144.716 | 34168.8622 | 33193.0085 | 32217.1547 |  | 0 |  |  |  |  | 1 | 1 | 1 | 1 | 1 | [5 empty] | 5.4125 | 9.3635 | 570.7763 | 26826.484 | 684.9315 | 0.10491 | 0.10141 | 0.093311 | 0.12156 | 0.1183 | 0.10491 | 0.10141 | 0.093311 | 0.12156 | 0.1183 | 100000 | 100000 | 0 | 0 | 0
7969 |  |  |  | 9795.2055 |  |  |  |  | 3085.6633 | 3298.0925 | 3510.5217 | 3722.9508 | 3935.38 | 33204.1132 | 32307.0521 | 31409.991 | 30512.9299 | 29615.8688 |  | 0 |  |  |  |  | 1 | 1 | 1 | 1 | 1 | [5 empty] | 5.5942 | 10.1287 | 570.7763 | 26826.484 | 684.9315 | 0.10292 | 0.097954 | 0.089422 | 0.11975 | 0.11613 | 0.10292 | 0.097954 | 0.089422 | 0.11975 | 0.11613 | 100000 | 100000 | 0 | 0 | 0
7970 |  |  |  | 9795.2055 |  |  |  |  | 2198.3742 | 2298.0292 | 2397.6842 | 2497.3392 | 2596.9942 | 33836.5154 | 32922.369 | 32008.2225 | 31094.0761 | 30179.9297 |  | 0 |  |  |  |  | 1 | 1 | 1 | 1 | 1 | [5 empty] | 5.907 | 10.7001 | 570.7763 | 26826.484 | 684.9315 | 0.10211 | 0.097078 | 0.08746 | 0.11758 | 0.11328 | 0.10211 | 0.097078 | 0.08746 | 0.11758 | 0.11329 | 100000 | 100000 | 0 | 0 | 0
7971 |  |  |  | 9795.2055 |  |  |  |  | 1661.9237 | 1710.2662 | 1758.6087 | 1806.9512 | 1855.2937 | 34517.7517 | 33585.2006 | 32652.6495 | 31720.0984 | 30787.5473 |  | 0 |  |  |  |  | 1 | 1 | 1 | 1 | 1 | [5 empty] | 6.4518 | 11.6271 | 570.7763 | 26826.484 | 684.9315 | 0.10202 | 0.097507 | 0.08803 | 0.11885 | 0.11425 | 0.10202 | 0.097507 | 0.08803 | 0.11885 | 0.11425 | 100000 | 100000 | 0 | 0 | 0
7972 |  |  |  | 9795.2055 |  |  |  |  | 1556.7794 | 1598.3019 | 1639.8244 | 1681.3469 | 1722.8694 | 36638.7075 | 35648.8555 | 34659.0034 | 33669.1514 | 32679.2993 |  | 0 |  |  |  |  | 1 | 1 | 1 | 1 | 1 | [5 empty] | 7.326 | 12.8189 | 570.7763 | 26826.484 | 684.9315 | 0.098417 | 0.089888 | 0.085365 | 0.11219 | 0.1058 | 0.098417 | 0.089887 | 0.085365 | 0.11219 | 0.1058 | 100000 | 100000 | 0 | 0 | 0
7973 |  |  |  | 9795.2055 |  |  |  |  | 1757.4119 | 1798.1094 | 1838.8069 | 1879.5044 | 1920.2019 | 41763.1853 | 40634.8874 | 39506.5896 | 38378.2918 | 37249.994 |  | 0 |  |  |  |  | 1 | 1 | 1 | 1 | 1 | [5 empty] | 7.3589 | 12.6549 | 570.7763 | 26826.484 | 684.9315 | 0.097871 | 0.0812 | 0.083735 | 0.10838 | 0.10311 | 0.097871 | 0.0812 | 0.083735 | 0.10838 | 0.10311 | 100000 | 100000 | 0 | 0 | 0
7974 |  |  |  | 9795.2055 |  |  |  |  | 2565.3063 | 2606.4163 | 2647.5263 | 2688.6363 | 2729.7463 | 57378.3472 | 55828.1813 | 54278.0155 | 52727.8496 | 51177.6837 |  | 0 |  |  |  |  | 1 | 1 | 1 | 1 | 1 | [5 empty] | 7.2762 | 12.0918 | 570.7763 | 26826.484 | 684.9315 | 0.099961 | 0.076917 | 0.077929 | 0.10345 | 0.09984 | 0.099961 | 0.076917 | 0.077929 | 0.10345 | 0.09984 | 100000 | 100000 | 0 | 0 | 0
7975 |  |  |  | 9795.2055 |  |  |  |  | 4025.5246 | 4066.4971 | 4107.4696 | 4148.4421 | 4189.4146 | 68368.6957 | 66521.6084 | 64674.521 | 62827.4337 | 60980.3463 |  | 0 |  |  |  |  | 1 | 1 | 1 | 1 | 1 | [5 empty] | 6.9511 | 12.7366 | 570.7763 | 26826.484 | 684.9315 | 0.10747 | 0.08743 | 0.095389 | 0.10681 | 0.099672 | 0.10747 | 0.08743 | 0.095389 | 0.10681 | 0.099672 | 100000 | 100000 | 0 | 0 | 0
7976 |  |  |  | 9795.2055 |  |  |  |  | 5264.7253 | 5306.6603 | 5348.5953 | 5390.5303 | 5432.4653 | 63386.2805 | 61673.8009 | 59961.3213 | 58248.8417 | 56536.3621 |  | 0 |  |  |  |  | 1 | 1 | 1 | 1 | 1 | [5 empty] | 6.633 | 13.6494 | 570.7763 | 26826.484 | 684.9315 | 0.11287 | 0.090967 | 0.10264 | 0.10901 | 0.10233 | 0.11287 | 0.090967 | 0.10264 | 0.10901 | 0.10233 | 100000 | 100000 | 0 | 0 | 0
7977 |  |  |  | 9795.2055 |  |  |  |  | 4457.9037 | 4507.4012 | 4556.8987 | 4606.3962 | 4655.8937 | 62060.2111 | 60383.5573 | 58706.9036 | 57030.2498 | 55353.5961 |  | 0.04364 |  |  |  |  | 1 | 1 | 1 | 1 | 1 | [5 empty] | 7.0705 | 12.1435 | 570.7763 | 26826.484 | 684.9315 | 0.11339 | 0.092588 | 0.10409 | 0.11223 | 0.10662 | 0.11339 | 0.092588 | 0.10409 | 0.11223 | 0.10662 | 100000 | 100000 | 0 | 0 | 0
7978 |  |  |  | 9795.2055 |  |  |  |  | 3953.6403 | 4028.3828 | 4103.1253 | 4177.8678 | 4252.6103 | 60421.1595 | 58788.7873 | 57156.4151 | 55524.0429 | 53891.6707 |  | 0.03471 |  |  |  |  | 1 | 1 | 1 | 1 | 1 | [5 empty] | 6.6142 | 10.5566 | 570.7763 | 26826.484 | 684.9315 | 0.11201 | 0.093217 | 0.10252 | 0.11269 | 0.10344 | 0.11201 | 0.093217 | 0.10252 | 0.11269 | 0.10344 | 100000 | 100000 | 0 | 0 | 0
7979 |  |  |  | 9795.2055 |  |  |  |  | 4024.4517 | 4129.1942 | 4233.9367 | 4338.6792 | 4443.4217 | 58804.5273 | 57215.8309 | 55627.1346 | 54038.4382 | 52449.7419 |  | 0.02546 |  |  |  |  | 1 | 1 | 1 | 1 | 1 | [5 empty] | 6.5598 | 13.7855 | 570.7763 | 26826.484 | 684.9315 | 0.11108 | 0.091238 | 0.10199 | 0.11054 | 0.10095 | 0.11108 | 0.091238 | 0.10199 | 0.11054 | 0.10095 | 100000 | 100000 | 0 | 0 | 0
7980 |  |  |  | 9795.2055 |  |  |  |  | 4653.1717 | 4820.9151 | 4988.6584 | 5156.4017 | 5324.1451 | 56337.7368 | 54815.6846 | 53293.6325 | 51771.5803 | 50249.5282 |  | 0.0433 |  |  |  |  | 1 | 1 | 1 | 1 | 1 | [5 empty] | 6.5805 | 15.5553 | 570.7763 | 26826.484 | 684.9315 | 0.11137 | 0.091842 | 0.10304 | 0.11153 | 0.10139 | 0.11137 | 0.091842 | 0.10304 | 0.11153 | 0.10139 | 100000 | 100000 | 0 | 0 | 0
7981 |  |  |  | 9795.2055 |  |  |  |  | 4489.0179 | 4693.8854 | 4898.7529 | 5103.6204 | 5308.4879 | 55479.5876 | 53980.7197 | 52481.8518 | 50982.9839 | 49484.116 |  | 0.01313 |  |  |  |  | 1 | 1 | 1 | 1 | 1 | [5 empty] | 7.8587 | 16.1791 | 570.7763 | 26826.484 | 684.9315 | 0.11162 | 0.091044 | 0.10253 | 0.11134 | 0.10126 | 0.11162 | 0.091044 | 0.10253 | 0.11134 | 0.10126 | 100000 | 100000 | 0 | 0 | 0
7982 |  |  |  | 9795.2055 |  |  |  |  | 4479.3618 | 4740.7118 | 5002.0618 | 5263.4118 | 5524.7618 | 54570.6066 | 53096.2962 | 51621.9859 | 50147.6755 | 48673.3651 |  | 0.02543 |  |  |  |  | 1 | 1 | 1 | 1 | 1 | [5 empty] | 9.6351 | 15.323 | 570.7763 | 26826.484 | 684.9315 | 0.11121 | 0.091226 | 0.10154 | 0.11102 | 0.1012 | 0.11121 | 0.091226 | 0.10154 | 0.11102 | 0.1012 | 100000 | 100000 | 0 | 0 | 0
7983 |  |  |  | 9795.2055 |  |  |  |  | 4461.1224 | 4776.4249 | 5091.7274 | 5407.0299 | 5722.3324 | 55422.7626 | 53925.4299 | 52428.0972 | 50930.7645 | 49433.4318 |  | 0.06201 |  |  |  |  | 1 | 1 | 1 | 1 | 1 | [5 empty] | 9.9427 | 16.5586 | 570.7763 | 26826.484 | 684.9315 | 0.11109 | 0.091848 | 0.10216 | 0.1093 | 0.10132 | 0.11109 | 0.091848 | 0.10216 | 0.1093 | 0.10132 | 100000 | 100000 | 0 | 0 | 0
7984 |  |  |  | 9795.2055 |  |  |  |  | 4195.043 | 4628.3155 | 5061.588 | 5494.8605 | 5928.133 | 55951.5033 | 54439.8858 | 52928.2684 | 51416.6509 | 49905.0335 |  | 0.01644 |  |  |  |  | 1 | 1 | 1 | 1 | 1 | [5 empty] | 10.1728 | 16.9219 | 570.7763 | 26826.484 | 684.9315 | 0.11341 | 0.09415 | 0.10768 | 0.11685 | 0.10179 | 0.11341 | 0.09415 | 0.10768 | 0.11685 | 0.10179 | 100000 | 100000 | 0 | 0 | 0
7985 |  |  |  | 9795.2055 |  |  |  |  | 4535.1526 | 5162.1276 | 5789.1026 | 6416.0776 | 7043.0526 | 59148.3643 | 57550.3787 | 55952.393 | 54354.4074 | 52756.4217 |  | 0 |  |  |  |  | 1 | 1 | 1 | 1 | 1 | [5 empty] | 10.5362 | 17.7135 | 570.7763 | 26826.484 | 684.9315 | 0.11372 | 0.094782 | 0.10545 | 0.11633 | 0.10262 | 0.11372 | 0.094782 | 0.10545 | 0.11633 | 0.10262 | 100000 | 100000 | 0 | 0 | 0
7986 |  |  |  | 9795.2055 |  |  |  |  | 6180.9828 | 6959.4769 | 7737.9711 | 8516.4653 | 9294.9594 | 60612.5009 | 58974.9593 | 57337.4177 | 55699.8761 | 54062.3345 |  | 0 |  |  |  |  | 1 | 1 | 1 | 1 | 1 | [5 empty] | 10.2564 | 17.4681 | 570.7763 | 26826.484 | 684.9315 | 0.11417 | 0.094222 | 0.1048 | 0.11464 | 0.10187 | 0.11417 | 0.094222 | 0.1048 | 0.11464 | 0.10187 | 100000 | 100000 | 0 | 0 | 0
7987 |  |  |  | 9795.2055 |  |  |  |  | 7235.6445 | 8110.1103 | 8984.5762 | 9859.042 | 10733.5078 | 61143.2392 | 59491.3589 | 57839.4786 | 56187.5982 | 54535.7179 |  | 0 |  |  |  |  | 1 | 1 | 1 | 1 | 1 | [5 empty] | 9.4678 | 17.1325 | 570.7763 | 26826.484 | 684.9315 | 0.11389 | 0.094422 | 0.1053 | 0.11375 | 0.10109 | 0.11389 | 0.094422 | 0.1053 | 0.11375 | 0.10109 | 100000 | 100000 | 0 | 0 | 0
7988 |  |  |  | 9795.2055 |  |  |  |  | 7595.0663 | 8344.6863 | 9094.3063 | 9843.9263 | 10593.5463 | 60716.1624 | 59075.8202 | 57435.478 | 55795.1358 | 54154.7937 |  | 0 |  |  |  |  | 1 | 1 | 1 | 1 | 1 | [5 empty] | 7.7152 | 17.5801 | 570.7763 | 26826.484 | 684.9315 | 0.11366 | 0.092194 | 0.10503 | 0.11351 | 0.10026 | 0.11366 | 0.092194 | 0.10503 | 0.11351 | 0.10026 | 100000 | 100000 | 0 | 0 | 0
7989 |  |  |  | 9795.2055 |  |  |  |  | 6738.8913 | 7378.4063 | 8017.9213 | 8657.4363 | 9296.9513 | 58800.5319 | 57211.9435 | 55623.355 | 54034.7666 | 52446.1782 |  | 0 |  |  |  |  | 1 | 1 | 1 | 1 | 1 | [5 empty] | 6.0403 | 16.5942 | 570.7763 | 26826.484 | 684.9315 | 0.10745 | 0.090389 | 0.10413 | 0.11265 | 0.099706 | 0.10745 | 0.090389 | 0.10413 | 0.11265 | 0.099706 | 100000 | 100000 | 0 | 0 | 0
7990 |  |  |  | 9795.2055 |  |  |  |  | 5723.9269 | 6254.7936 | 6785.6603 | 7316.5269 | 7847.3936 | 53106.4701 | 51671.7157 | 50236.9612 | 48802.2068 | 47367.4524 |  | 0 |  |  |  |  | 1 | 1 | 1 | 1 | 1 | [5 empty] | 4.9659 | 16.4642 | 570.7763 | 26826.484 | 684.9315 | 0.10267 | 0.086844 | 0.10003 | 0.1079 | 0.096923 | 0.10267 | 0.086844 | 0.10003 | 0.1079 | 0.096923 | 100000 | 100000 | 0 | 0 | 0
7991 |  |  |  | 9795.2055 |  |  |  |  | 5496.4719 | 5956.2544 | 6416.0369 | 6875.8194 | 7335.6019 | 43766.051 | 42583.6426 | 41401.2342 | 40218.8258 | 39036.4175 |  | 0 |  |  |  |  | 1 | 1 | 1 | 1 | 1 | [5 empty] | 4.0035 | 16.1262 | 570.7763 | 26826.484 | 684.9315 | 0.099496 | 0.082747 | 0.09292 | 0.10444 | 0.094196 | 0.099496 | 0.082747 | 0.09292 | 0.10444 | 0.094196 | 100000 | 100000 | 0 | 0 | 0
7992 |  |  |  | 9795.2055 |  |  |  |  | 4096.3361 | 4499.5811 | 4902.8261 | 5306.0711 | 5709.3161 | 35274.2371 | 34321.2484 | 33368.2596 | 32415.2709 | 31462.2821 |  | 0 |  |  |  |  | 1 | 1 | 1 | 1 | 1 | [5 empty] | 2.8431 | 16.149 | 570.7763 | 26826.484 | 684.9315 | 0.097395 | 0.080992 | 0.091146 | 0.10067 | 0.092936 | 0.097395 | 0.080992 | 0.091146 | 0.10067 | 0.092936 | 100000 | 100000 | 0 | 0 | 0
7993 |  |  |  | 9795.2055 |  |  |  |  | 3096.0879 | 3295.4554 | 3494.8229 | 3694.1904 | 3893.5579 | 34508.3079 | 33576.0119 | 32643.7159 | 31711.42 | 30779.124 |  | 0 |  |  |  |  | 1 | 1 | 1 | 1 | 1 | [5 empty] | 2.8023 | 15.2824 | 570.7763 | 26826.484 | 684.9315 | 0.097343 | 0.080635 | 0.088153 | 0.10053 | 0.092704 | 0.097343 | 0.080636 | 0.088153 | 0.10053 | 0.092704 | 100000 | 100000 | 0 | 0 | 0
7994 |  |  |  | 9795.2055 |  |  |  |  | 2205.8011 | 2306.4461 | 2407.0911 | 2507.7361 | 2608.3811 | 35163.596 | 34213.5964 | 33263.5969 | 32313.5973 | 31363.5977 |  | 0 |  |  |  |  | 1 | 1 | 1 | 1 | 1 | [5 empty] | 2.5635 | 13.8985 | 570.7763 | 26826.484 | 684.9315 | 0.099287 | 0.08415 | 0.09003 | 0.10206 | 0.093526 | 0.099287 | 0.08415 | 0.09003 | 0.10206 | 0.093526 | 100000 | 100000 | 0 | 0 | 0
7995 |  |  |  | 9795.2055 |  |  |  |  | 1667.5383 | 1718.6858 | 1769.8333 | 1820.9808 | 1872.1283 | 35871.1126 | 34901.9983 | 33932.8841 | 32963.7698 | 31994.6556 |  | 0 |  |  |  |  | 1 | 1 | 1 | 1 | 1 | [5 empty] | 1.712 | 12.2402 | 570.7763 | 26826.484 | 684.9315 | 0.09988 | 0.0867 | 0.091736 | 0.10314 | 0.094178 | 0.09988 | 0.0867 | 0.091736 | 0.10314 | 0.094178 | 100000 | 100000 | 0 | 0 | 0
7996 |  |  |  | 9795.2055 |  |  |  |  | 1562.0388 | 1603.8363 | 1645.6338 | 1687.4313 | 1729.2288 | 38072.4473 | 37043.8605 | 36015.2738 | 34986.687 | 33958.1002 |  | 0 |  |  |  |  | 1 | 1 | 1 | 1 | 1 | [5 empty] | 0.68962 | 11.5545 | 570.7763 | 26826.484 | 684.9315 | 0.094721 | 0.081566 | 0.084576 | 0.10077 | 0.093498 | 0.094721 | 0.081566 | 0.084576 | 0.10077 | 0.093498 | 100000 | 100000 | 0 | 0 | 0
7997 |  |  |  | 9795.2055 |  |  |  |  | 1763.3491 | 1805.2841 | 1847.2191 | 1889.1541 | 1931.0891 | 43392.2104 | 42219.9019 | 41047.5934 | 39875.2849 | 38702.9764 |  | 0 |  |  |  |  | 1 | 1 | 1 | 1 | 1 | [5 empty] | 1.01 | 11.4374 | 570.7763 | 26826.484 | 684.9315 | 0.09633 | 0.084466 | 0.084322 | 0.10097 | 0.094111 | 0.09633 | 0.084466 | 0.084322 | 0.10097 | 0.094111 | 100000 | 100000 | 0 | 0 | 0
7998 |  |  |  | 9795.2055 |  |  |  |  | 2573.9729 | 2615.6329 | 2657.2929 | 2698.9529 | 2740.6129 | 59588.9609 | 57979.0719 | 56369.1828 | 54759.2938 | 53149.4047 |  | 0 |  |  |  |  | 1 | 1 | 1 | 1 | 1 | [5 empty] | 3.3519 | 10.9102 | 570.7763 | 26826.484 | 684.9315 | 0.098478 | 0.085641 | 0.08858 | 0.10473 | 0.094282 | 0.098478 | 0.085641 | 0.08858 | 0.10473 | 0.094282 | 100000 | 100000 | 0 | 0 | 0
7999 |  |  |  | 9795.2055 |  |  |  |  | 4039.1244 | 4079.1344 | 4119.1444 | 4159.1544 | 4199.1644 | 71059.7167 | 69139.9272 | 67220.1377 | 65300.3482 | 63380.5587 |  | 0 |  |  |  |  | 1 | 1 | 1 | 1 | 1 | [5 empty] | 5.1324 | 10.6333 | 570.7763 | 26826.484 | 684.9315 | 0.10663 | 0.095631 | 0.092365 | 0.11238 | 0.1054 | 0.10663 | 0.095631 | 0.092365 | 0.11238 | 0.1054 | 100000 | 100000 | 0 | 0 | 0
8000 |  |  |  | 9795.2055 |  |  |  |  | 5282.5116 | 5324.4466 | 5366.3816 | 5408.3166 | 5450.2516 | 65872.7368 | 64093.0817 | 62313.4266 | 60533.7715 | 58754.1164 |  | 0 |  |  |  |  | 1 | 1 | 1 | 1 | 1 | [5 empty] | 7.0357 | 10.613 | 570.7763 | 26826.484 | 684.9315 | 0.11214 | 0.10512 | 0.10575 | 0.1252 | 0.11698 | 0.11214 | 0.10512 | 0.10575 | 0.1252 | 0.11698 | 100000 | 100000 | 0 | 0 | 0
8001 |  |  |  | 9795.2055 |  |  |  |  | 4472.9643 | 4522.7918 | 4572.6193 | 4622.4468 | 4672.2743 | 64485.1452 | 62742.9781 | 61000.8109 | 59258.6438 | 57516.4766 |  | 0.02109 |  |  |  |  | 1 | 1 | 1 | 1 | 1 | [5 empty] | 9.1289 | 10.2748 | 570.7763 | 26826.484 | 684.9315 | 0.1098 | 0.096945 | 0.10163 | 0.12252 | 0.11657 | 0.1098 | 0.096945 | 0.10163 | 0.12252 | 0.11657 | 100000 | 100000 | 0 | 0 | 0
8002 |  |  |  | 9795.2055 |  |  |  |  | 3966.9972 | 4041.9872 | 4116.9772 | 4191.9672 | 4266.9572 | 62781.9711 | 61085.8179 | 59389.6646 | 57693.5114 | 55997.3582 |  | 0.12115 |  |  |  |  | 1 | 1 | 1 | 1 | 1 | [5 empty] | 10.3435 | 10.5878 | 570.7763 | 26826.484 | 684.9315 | 0.10614 | 0.086166 | 0.084191 | 0.11263 | 0.1012 | 0.10614 | 0.086166 | 0.084191 | 0.11263 | 0.1012 | 100000 | 100000 | 0 | 0 | 0
8003 |  |  |  | 9795.2055 |  |  |  |  | 4038.0479 | 4147.0804 | 4256.1129 | 4365.1454 | 4474.1779 | 61104.69 | 59453.8511 | 57803.0123 | 56152.1734 | 54501.3346 |  | 0.27823 |  |  |  |  | 1 | 1 | 1 | 1 | 1 | [5 empty] | 9.1053 | 10.4459 | 570.7763 | 26826.484 | 684.9315 | 0.10566 | 0.085597 | 0.085222 | 0.11256 | 0.10111 | 0.10566 | 0.085597 | 0.085222 | 0.11256 | 0.10111 | 100000 | 100000 | 0 | 0 | 0
8004 |  |  |  | 9795.2055 |  |  |  |  | 4668.8919 | 4834.4344 | 4999.9769 | 5165.5194 | 5331.0619 | 58537.3142 | 56955.837 | 55374.3598 | 53792.8827 | 52211.4055 |  | 0.16787 |  |  |  |  | 1 | 1 | 1 | 1 | 1 | [5 empty] | 9.7699 | 10.1469 | 570.7763 | 26826.484 | 684.9315 | 0.10489 | 0.084198 | 0.084063 | 0.11115 | 0.09966 | 0.10489 | 0.084198 | 0.084063 | 0.11115 | 0.09966 | 100000 | 100000 | 0 | 0 | 0
8005 |  |  |  | 9795.2055 |  |  |  |  | 4504.1835 | 4706.9885 | 4909.7935 | 5112.5985 | 5315.4035 | 57646.3347 | 56088.9287 | 54531.5227 | 52974.1167 | 51416.7108 |  | 0.25216 |  |  |  |  | 1 | 1 | 1 | 1 | 1 | [5 empty] | 10.3236 | 9.8754 | 570.7763 | 26826.484 | 684.9315 | 0.10489 | 0.084306 | 0.083855 | 0.11038 | 0.098811 | 0.10489 | 0.084306 | 0.083855 | 0.11038 | 0.098811 | 100000 | 100000 | 0 | 0 | 0
8006 |  |  |  | 9795.2055 |  |  |  |  | 4494.4948 | 4767.2848 | 5040.0748 | 5312.8648 | 5585.6548 | 56702.9055 | 55170.9877 | 53639.07 | 52107.1522 | 50575.2345 |  | 0.12962 |  |  |  |  | 1 | 1 | 1 | 1 | 1 | [5 empty] | 10.6802 | 9.9728 | 570.7763 | 26826.484 | 684.9315 | 0.10423 | 0.084815 | 0.083739 | 0.10951 | 0.099722 | 0.10423 | 0.084815 | 0.083739 | 0.10951 | 0.099722 | 100000 | 100000 | 0 | 0 | 0
8007 |  |  |  | 9795.2055 |  |  |  |  | 4476.1938 | 4801.1488 | 5126.1038 | 5451.0588 | 5776.0138 | 57593.2214 | 56037.2503 | 54481.2793 | 52925.3083 | 51369.3372 |  | 0 |  |  |  |  | 1 | 1 | 1 | 1 | 1 | [5 empty] | 11.7918 | 10.4375 | 570.7763 | 26826.484 | 684.9315 | 0.10526 | 0.088127 | 0.087058 | 0.11288 | 0.10617 | 0.10526 | 0.088127 | 0.087058 | 0.11288 | 0.10617 | 100000 | 100000 | 0 | 0 | 0
8008 |  |  |  | 9795.2055 |  |  |  |  | 4209.2155 | 4639.628 | 5070.0405 | 5500.453 | 5930.8655 | 58143.3891 | 56572.5545 | 55001.7198 | 53430.8851 | 51860.0504 |  | 0.00434 |  |  |  |  | 1 | 1 | 1 | 1 | 1 | [5 empty] | 13.1836 | 10.6887 | 570.7763 | 26826.484 | 684.9315 | 0.10595 | 0.087921 | 0.087096 | 0.11205 | 0.10439 | 0.10595 | 0.087921 | 0.087096 | 0.11205 | 0.10439 | 100000 | 100000 | 0 | 0 | 0
8009 |  |  |  | 9795.2055 |  |  |  |  | 4550.4741 | 5202.1991 | 5853.9241 | 6505.6491 | 7157.3741 | 61470.5098 | 59809.7878 | 58149.0657 | 56488.3437 | 54827.6216 |  | 0 |  |  |  |  | 1 | 1 | 1 | 1 | 1 | [5 empty] | 14.3212 | 10.7238 | 570.7763 | 26826.484 | 684.9315 | 0.1053 | 0.088538 | 0.086442 | 0.11187 | 0.10451 | 0.1053 | 0.088538 | 0.086442 | 0.11187 | 0.10451 | 100000 | 100000 | 0 | 0 | 0
8010 |  |  |  | 9795.2055 |  |  |  |  | 6201.8645 | 6985.5837 | 7769.3029 | 8553.022 | 9336.7412 | 62990.4422 | 61288.6568 | 59586.8714 | 57885.0859 | 56183.3005 |  | 0 |  |  |  |  | 1 | 1 | 1 | 1 | 1 | [5 empty] | 14.8684 | 10.5316 | 570.7763 | 26826.484 | 684.9315 | 0.10534 | 0.087568 | 0.086248 | 0.11094 | 0.10448 | 0.10534 | 0.087568 | 0.086248 | 0.11094 | 0.10448 | 100000 | 100000 | 0 | 0 | 0
8011 |  |  |  | 9795.2055 |  |  |  |  | 7260.0893 | 8093.3068 | 8926.5243 | 9759.7418 | 10592.9593 | 63540.8311 | 61824.1761 | 60107.5211 | 58390.8661 | 56674.211 |  | 0 |  |  |  |  | 1 | 1 | 1 | 1 | 1 | [5 empty] | 15.5496 | 10.8575 | 570.7763 | 26826.484 | 684.9315 | 0.10497 | 0.087467 | 0.08653 | 0.11098 | 0.10459 | 0.10497 | 0.087467 | 0.08653 | 0.11098 | 0.10459 | 100000 | 100000 | 0 | 0 | 0
8012 |  |  |  | 9795.2055 |  |  |  |  | 7620.7254 | 8427.2146 | 9233.7037 | 10040.1929 | 10846.6821 | 63095.5626 | 61390.9372 | 59686.3118 | 57981.6864 | 56277.061 |  | 0 |  |  |  |  | 1 | 1 | 1 | 1 | 1 | [5 empty] | 15.8518 | 10.8781 | 570.7763 | 26826.484 | 684.9315 | 0.10327 | 0.084309 | 0.080526 | 0.10865 | 0.10249 | 0.10327 | 0.084309 | 0.080526 | 0.10865 | 0.10249 | 100000 | 100000 | 0 | 0 | 0
8013 |  |  |  | 9795.2055 |  |  |  |  | 6761.6579 | 7376.0937 | 7990.5296 | 8604.9654 | 9219.4012 | 61104.2475 | 59453.4206 | 57802.5937 | 56151.7668 | 54500.9399 |  | 0 |  |  |  |  | 1 | 1 | 1 | 1 | 1 | [5 empty] | 15.4382 | 9.9068 | 570.7763 | 26826.484 | 684.9315 | 0.10186 | 0.084361 | 0.077744 | 0.10487 | 0.10076 | 0.10186 | 0.084361 | 0.077744 | 0.10487 | 0.10076 | 100000 | 100000 | 0 | 0 | 0
8014 |  |  |  | 9795.2055 |  |  |  |  | 5743.2646 | 6256.2571 | 6769.2496 | 7282.2421 | 7795.2346 | 55182.9732 | 53692.1188 | 52201.2644 | 50710.41 | 49219.5556 |  | 0 |  |  |  |  | 1 | 1 | 1 | 1 | 1 | [5 empty] | 13.8943 | 10.9322 | 570.7763 | 26826.484 | 684.9315 | 0.10056 | 0.079214 | 0.071718 | 0.099393 | 0.094513 | 0.10056 | 0.079214 | 0.071718 | 0.099393 | 0.094513 | 100000 | 100000 | 0 | 0 | 0
8015 |  |  |  | 9795.2055 |  |  |  |  | 5515.0411 | 5964.2361 | 6413.4311 | 6862.6261 | 7311.8211 | 45463.4166 | 44235.1512 | 43006.8859 | 41778.6205 | 40550.3551 |  | 0 |  |  |  |  | 1 | 1 | 1 | 1 | 1 | [5 empty] | 12.4303 | 9.6118 | 570.7763 | 26826.484 | 684.9315 | 0.098028 | 0.075863 | 0.069073 | 0.092613 | 0.08249 | 0.098028 | 0.075863 | 0.069073 | 0.092613 | 0.08249 | 100000 | 100000 | 0 | 0 | 0
8016 |  |  |  | 9795.2055 |  |  |  |  | 4110.1751 | 4501.7876 | 4893.4001 | 5285.0126 | 5676.6251 | 36657.1929 | 35666.8415 | 34676.49 | 33686.1386 | 32695.7871 |  | 0 |  |  |  |  | 1 | 1 | 1 | 1 | 1 | [5 empty] | 11.8463 | 8.9131 | 570.7763 | 26826.484 | 684.9315 | 0.091311 | 0.066158 | 0.068881 | 0.085088 | 0.079459 | 0.091311 | 0.066158 | 0.068881 | 0.085088 | 0.079459 | 100000 | 100000 | 0 | 0 | 0
8017 |  |  |  | 9795.2055 |  |  |  |  | 3106.4484 | 3314.7534 | 3523.0584 | 3731.3634 | 3939.6684 | 34721.9042 | 33783.8376 | 32845.771 | 31907.7044 | 30969.6378 |  | 0 |  |  |  |  | 1 | 1 | 1 | 1 | 1 | [5 empty] | 10.1462 | 8.5158 | 570.7763 | 26826.484 | 684.9315 | 0.090635 | 0.065109 | 0.068653 | 0.085153 | 0.07832 | 0.090635 | 0.065109 | 0.068653 | 0.085153 | 0.07832 | 100000 | 100000 | 0 | 0 | 0
8018 |  |  |  | 9795.2055 |  |  |  |  | 2213.1825 | 2310.5283 | 2407.8742 | 2505.22 | 2602.5658 | 35380.9232 | 34425.0522 | 33469.1812 | 32513.3102 | 31557.4391 |  | 0 |  |  |  |  | 1 | 1 | 1 | 1 | 1 | [5 empty] | 9.8856 | 8.373 | 570.7763 | 26826.484 | 684.9315 | 0.09037 | 0.064252 | 0.068051 | 0.084559 | 0.077202 | 0.09037 | 0.064252 | 0.068051 | 0.084559 | 0.077202 | 100000 | 100000 | 0 | 0 | 0
8019 |  |  |  | 9795.2055 |  |  |  |  | 1673.1184 | 1720.4709 | 1767.8234 | 1815.1759 | 1862.5284 | 36092.7397 | 35117.6378 | 34142.5359 | 33167.4341 | 32192.3322 |  | 0 |  |  |  |  | 1 | 1 | 1 | 1 | 1 | [5 empty] | 9.6059 | 9.4242 | 570.7763 | 26826.484 | 684.9315 | 0.090038 | 0.062917 | 0.067564 | 0.083785 | 0.076093 | 0.090038 | 0.062917 | 0.067564 | 0.083785 | 0.076093 | 100000 | 100000 | 0 | 0 | 0
8020 |  |  |  | 9795.2055 |  |  |  |  | 1567.2659 | 1608.5134 | 1649.7609 | 1691.0084 | 1732.2559 | 38307.2126 | 37272.2833 | 36237.3539 | 35202.4246 | 34167.4953 |  | 0 |  |  |  |  | 1 | 1 | 1 | 1 | 1 | [5 empty] | 9.11 | 10.2422 | 570.7763 | 26826.484 | 684.9315 | 0.081081 | 0.05697 | 0.061606 | 0.072318 | 0.069939 | 0.081081 | 0.05697 | 0.061606 | 0.072318 | 0.069939 | 100000 | 100000 | 0 | 0 | 0
8021 |  |  |  | 9795.2055 |  |  |  |  | 1769.2498 | 1810.2223 | 1851.1948 | 1892.1673 | 1933.1398 | 43658.9057 | 42479.3921 | 41299.8784 | 40120.3647 | 38940.851 |  | 0 |  |  |  |  | 1 | 1 | 1 | 1 | 1 | [5 empty] | 7.5435 | 10.6425 | 570.7763 | 26826.484 | 684.9315 | 0.081405 | 0.054407 | 0.061631 | 0.072057 | 0.069405 | 0.081405 | 0.054407 | 0.061631 | 0.072057 | 0.069405 | 100000 | 100000 | 0 | 0 | 0
8022 |  |  |  | 9795.2055 |  |  |  |  | 2582.5863 | 2624.3838 | 2666.1813 | 2707.9788 | 2749.7763 | 59950.6256 | 58330.9656 | 56711.3056 | 55091.6456 | 53471.9856 |  | 0 |  |  |  |  | 1 | 1 | 1 | 1 | 1 | [5 empty] | 5.3264 | 11.3055 | 570.7763 | 26826.484 | 684.9315 | 0.084804 | 0.050417 | 0.061825 | 0.071287 | 0.070396 | 0.084804 | 0.050417 | 0.061825 | 0.071287 | 0.070396 | 100000 | 100000 | 0 | 0 | 0
8023 |  |  |  | 9795.2055 |  |  |  |  | 4052.6407 | 4094.1632 | 4135.6857 | 4177.2082 | 4218.7307 | 71500.4923 | 69568.7946 | 67637.0969 | 65705.3991 | 63773.7014 |  | 0 |  |  |  |  | 1 | 1 | 1 | 1 | 1 | [5 empty] | 4.7405 | 12.6113 | 570.7763 | 26826.484 | 684.9315 | 0.087082 | 0.052181 | 0.062478 | 0.072156 | 0.071376 | 0.087082 | 0.052181 | 0.062478 | 0.072156 | 0.071376 | 100000 | 100000 | 0 | 0 | 0
8024 |  |  |  | 9795.2055 |  |  |  |  | 5300.1886 | 5341.5736 | 5382.9586 | 5424.3436 | 5465.7286 | 66279.931 | 64489.2749 | 62698.6188 | 60907.9627 | 59117.3066 |  | 0 |  |  |  |  | 1 | 1 | 1 | 1 | 1 | [5 empty] | 4.8571 | 12.428 | 570.7763 | 26826.484 | 684.9315 | 0.08907 | 0.053344 | 0.063347 | 0.073961 | 0.072545 | 0.08907 | 0.053344 | 0.063347 | 0.073961 | 0.072545 | 100000 | 100000 | 0 | 0 | 0
8025 |  |  |  | 9795.2055 |  |  |  |  | 4487.9323 | 4535.6148 | 4583.2973 | 4630.9798 | 4678.6623 | 64882.18 | 63129.2863 | 61376.3926 | 59623.499 | 57870.6053 |  | 0.00817 |  |  |  |  | 1 | 1 | 1 | 1 | 1 | [5 empty] | 4.3398 | 13.7772 | 570.7763 | 26826.484 | 684.9315 | 0.088963 | 0.056084 | 0.064432 | 0.074911 | 0.07315 | 0.088963 | 0.056084 | 0.064432 | 0.074911 | 0.07315 | 100000 | 100000 | 0 | 0 | 0
8026 |  |  |  | 9795.2055 |  |  |  |  | 3980.2721 | 4056.2521 | 4132.2321 | 4208.2121 | 4284.1921 | 63168.5064 | 61461.9103 | 59755.3142 | 58048.7181 | 56342.122 |  | 0.02535 |  |  |  |  | 1 | 1 | 1 | 1 | 1 | [5 empty] | 3.5947 | 14.2576 | 570.7763 | 26826.484 | 684.9315 | 0.087261 | 0.054916 | 0.06425 | 0.072925 | 0.072256 | 0.087261 | 0.054916 | 0.06425 | 0.072925 | 0.072256 | 100000 | 100000 | 0 | 0 | 0
8027 |  |  |  | 9795.2055 |  |  |  |  | 4051.5605 | 4158.8055 | 4266.0505 | 4373.2955 | 4480.5405 | 61481.3176 | 59820.3036 | 58159.2896 | 56498.2755 | 54837.2615 |  | 0.10793 |  |  |  |  | 1 | 1 | 1 | 1 | 1 | [5 empty] | 2.3262 | 15.0959 | 570.7763 | 26826.484 | 684.9315 | 0.087433 | 0.055182 | 0.062828 | 0.070698 | 0.071065 | 0.087433 | 0.055182 | 0.062828 | 0.070698 | 0.071065 | 100000 | 100000 | 0 | 0 | 0
8028 |  |  |  | 9795.2055 |  |  |  |  | 4684.5156 | 4850.0581 | 5015.6006 | 5181.1431 | 5346.6856 | 58897.4356 | 57306.2292 | 55715.0228 | 54123.8164 | 52532.6099 |  | 0.16542 |  |  |  |  | 1 | 1 | 1 | 1 | 1 | [5 empty] | 1.0942 | 15.605 | 570.7763 | 26826.484 | 684.9315 | 0.087217 | 0.054737 | 0.06251 | 0.070372 | 0.069823 | 0.087217 | 0.054737 | 0.06251 | 0.070372 | 0.069823 | 100000 | 100000 | 0 | 0 | 0
8029 |  |  |  | 9795.2055 |  |  |  |  | 4519.256 | 4730.311 | 4941.366 | 5152.421 | 5363.476 | 58001.087 | 56434.0968 | 54867.1067 | 53300.1165 | 51733.1264 |  | 0.14451 |  |  |  |  | 1 | 1 | 1 | 1 | 1 | [5 empty] | 0.5073 | 16.6739 | 570.7763 | 26826.484 | 684.9315 | 0.087311 | 0.053806 | 0.062066 | 0.070065 | 0.069339 | 0.087311 | 0.053806 | 0.062066 | 0.070065 | 0.069339 | 100000 | 100000 | 0 | 0 | 0
8030 |  |  |  | 9795.2055 |  |  |  |  | 4509.5349 | 4767.3649 | 5025.1949 | 5283.0249 | 5540.8549 | 57052.0272 | 55510.6774 | 53969.3275 | 52427.9777 | 50886.6279 |  | 0.05675 |  |  |  |  | 1 | 1 | 1 | 1 | 1 | [5 empty] | 0.65517 | 17.3641 | 570.7763 | 26826.484 | 684.9315 | 0.08758 | 0.054976 | 0.061974 | 0.070368 | 0.075694 | 0.08758 | 0.054976 | 0.061974 | 0.070368 | 0.075694 | 100000 | 100000 | 0 | 0 | 0
8031 |  |  |  | 9795.2055 |  |  |  |  | 4491.1727 | 4806.4752 | 5121.7777 | 5437.0802 | 5752.3827 | 57948.6343 | 56383.0612 | 54817.4881 | 53251.9151 | 51686.342 |  | 0.02807 |  |  |  |  | 1 | 1 | 1 | 1 | 1 | [5 empty] | 0.85501 | 17.6923 | 570.7763 | 26826.484 | 684.9315 | 0.087858 | 0.059986 | 0.062768 | 0.074849 | 0.083288 | 0.087858 | 0.059986 | 0.062768 | 0.074849 | 0.083288 | 100000 | 100000 | 0 | 0 | 0
8032 |  |  |  | 9795.2055 |  |  |  |  | 4223.3009 | 4656.5734 | 5089.8459 | 5523.1184 | 5956.3909 | 58502.3171 | 56921.7854 | 55341.2538 | 53760.7221 | 52180.1904 |  | 0.01724 |  |  |  |  | 1 | 1 | 1 | 1 | 1 | [5 empty] | 1.6856 | 17.7783 | 570.7763 | 26826.484 | 684.9315 | 0.089165 | 0.061167 | 0.067148 | 0.089215 | 0.086013 | 0.089165 | 0.061167 | 0.067148 | 0.089215 | 0.086014 | 100000 | 100000 | 0 | 0 | 0
8033 |  |  |  | 9795.2055 |  |  |  |  | 4565.7015 | 5188.5524 | 5811.4032 | 6434.254 | 7057.1049 | 61850.8129 | 60179.8163 | 58508.8198 | 56837.8232 | 55166.8267 |  | 0 |  |  |  |  | 1 | 1 | 1 | 1 | 1 | [5 empty] | 2.8617 | 18.2309 | 570.7763 | 26826.484 | 684.9315 | 0.090273 | 0.062123 | 0.068419 | 0.089968 | 0.086612 | 0.090273 | 0.062123 | 0.068419 | 0.089968 | 0.086612 | 100000 | 100000 | 0 | 0 | 0
8034 |  |  |  | 9795.2055 |  |  |  |  | 6222.618 | 7001.113 | 7779.608 | 8558.103 | 9336.598 | 63379.868 | 61667.5617 | 59955.2553 | 58242.949 | 56530.6426 |  | 0 |  |  |  |  | 1 | 1 | 1 | 1 | 1 | [5 empty] | 3.9499 | 18.3043 | 570.7763 | 26826.484 | 684.9315 | 0.090653 | 0.062671 | 0.068334 | 0.089957 | 0.085729 | 0.090653 | 0.062671 | 0.068334 | 0.089957 | 0.085729 | 100000 | 100000 | 0 | 0 | 0
8035 |  |  |  | 9795.2055 |  |  |  |  | 7284.384 | 8095.6023 | 8906.8206 | 9718.039 | 10529.2573 | 63933.4647 | 62206.2021 | 60478.9395 | 58751.6768 | 57024.4142 |  | 0 |  |  |  |  | 1 | 1 | 1 | 1 | 1 | [5 empty] | 4.4 | 18.3084 | 570.7763 | 26826.484 | 684.9315 | 0.090475 | 0.061943 | 0.068146 | 0.089226 | 0.084443 | 0.090475 | 0.061943 | 0.068146 | 0.089226 | 0.084443 | 100000 | 100000 | 0 | 0 | 0
8036 |  |  |  | 9795.2055 |  |  |  |  | 7646.2269 | 8421.6969 | 9197.1669 | 9972.6369 | 10748.1069 | 63485.2043 | 61770.0521 | 60054.8999 | 58339.7477 | 56624.5956 |  | 0 |  |  |  |  | 1 | 1 | 1 | 1 | 1 | [5 empty] | 5.8676 | 17.9352 | 570.7763 | 26826.484 | 684.9315 | 0.089866 | 0.061022 | 0.067192 | 0.087209 | 0.083204 | 0.089866 | 0.061022 | 0.067192 | 0.087209 | 0.083204 | 100000 | 100000 | 0 | 0 | 0
8037 |  |  |  | 9795.2055 |  |  |  |  | 6784.2847 | 7440.5188 | 8096.753 | 8752.9872 | 9409.2213 | 61481.4899 | 59820.4712 | 58159.4525 | 56498.4338 | 54837.4151 |  | 0 |  |  |  |  | 1 | 1 | 1 | 1 | 1 | [5 empty] | 6.9308 | 17.9211 | 570.7763 | 26826.484 | 684.9315 | 0.087738 | 0.059748 | 0.065974 | 0.086195 | 0.081743 | 0.087738 | 0.059748 | 0.065974 | 0.086195 | 0.081743 | 100000 | 100000 | 0 | 0 | 0
8038 |  |  |  | 9795.2055 |  |  |  |  | 5762.4835 | 6311.2243 | 6859.9651 | 7408.706 | 7957.4468 | 55522.972 | 54022.932 | 52522.892 | 51022.852 | 49522.812 |  | 0 |  |  |  |  | 1 | 1 | 1 | 1 | 1 | [5 empty] | 8.307 | 17.9879 | 570.7763 | 26826.484 | 684.9315 | 0.087071 | 0.059008 | 0.063701 | 0.085442 | 0.081696 | 0.087071 | 0.059008 | 0.063701 | 0.085442 | 0.081696 | 100000 | 100000 | 0 | 0 | 0
8039 |  |  |  | 9795.2055 |  |  |  |  | 5533.4963 | 5985.7155 | 6437.9346 | 6890.1538 | 7342.373 | 45741.213 | 44505.4425 | 43269.6721 | 42033.9016 | 40798.1311 |  | 0 |  |  |  |  | 1 | 1 | 1 | 1 | 1 | [5 empty] | 8.793 | 17.6745 | 570.7763 | 26826.484 | 684.9315 | 0.083724 | 0.057475 | 0.062306 | 0.084976 | 0.083129 | 0.083724 | 0.057475 | 0.062306 | 0.084976 | 0.083129 | 100000 | 100000 | 0 | 0 | 0
8040 |  |  |  | 9795.2055 |  |  |  |  | 4123.9291 | 4516.8341 | 4909.7391 | 5302.6441 | 5695.5491 | 36883.6659 | 35887.1959 | 34890.726 | 33894.256 | 32897.786 |  | 0 |  |  |  |  | 1 | 1 | 1 | 1 | 1 | [5 empty] | 9.5984 | 17.5545 | 570.7763 | 26826.484 | 684.9315 | 0.083377 | 0.0575 | 0.062683 | 0.08447 | 0.082264 | 0.083377 | 0.0575 | 0.062683 | 0.08447 | 0.082264 | 100000 | 100000 | 0 | 0 | 0
8041 |  |  |  | 9795.2055 |  |  |  |  | 3116.7417 | 3331.9208 | 3547.1 | 3762.2792 | 3977.4583 | 35215.4208 | 34264.0211 | 33312.6214 | 32361.2216 | 31409.8219 |  | 0 |  |  |  |  | 1 | 1 | 1 | 1 | 1 | [5 empty] | 11.8765 | 17.1559 | 570.7763 | 26826.484 | 684.9315 | 0.082508 | 0.057938 | 0.062034 | 0.084194 | 0.081617 | 0.082508 | 0.057938 | 0.062034 | 0.084194 | 0.081617 | 100000 | 100000 | 0 | 0 | 0
8042 |  |  |  | 9795.2055 |  |  |  |  | 2220.5159 | 2321.8209 | 2423.1259 | 2524.4309 | 2625.7359 | 35883.0412 | 34913.6047 | 33944.1682 | 32974.7316 | 32005.2951 |  | 0 |  |  |  |  | 1 | 1 | 1 | 1 | 1 | [5 empty] | 12.7238 | 16.8807 | 570.7763 | 26826.484 | 684.9315 | 0.085108 | 0.059952 | 0.062992 | 0.083472 | 0.081641 | 0.085108 | 0.059953 | 0.062992 | 0.083472 | 0.081641 | 100000 | 100000 | 0 | 0 | 0
8043 |  |  |  | 9795.2055 |  |  |  |  | 1678.6623 | 1726.3448 | 1774.0273 | 1821.7098 | 1869.3923 | 36604.7879 | 35615.8522 | 34626.9166 | 33637.9809 | 32649.0453 |  | 0 |  |  |  |  | 1 | 1 | 1 | 1 | 1 | [5 empty] | 12.3413 | 16.3086 | 570.7763 | 26826.484 | 684.9315 | 0.085052 | 0.059106 | 0.063923 | 0.083938 | 0.081195 | 0.085051 | 0.059106 | 0.063923 | 0.083938 | 0.081195 | 100000 | 100000 | 0 | 0 | 0
8044 |  |  |  | 9795.2055 |  |  |  |  | 1572.459 | 1613.019 | 1653.579 | 1694.139 | 1734.699 | 38849.5885 | 37800.006 | 36750.4236 | 35700.8411 | 34651.2587 |  | 0 |  |  |  |  | 1 | 1 | 1 | 1 | 1 | [5 empty] | 11.3327 | 15.651 | 570.7763 | 26826.484 | 684.9315 | 0.082382 | 0.056423 | 0.060605 | 0.082225 | 0.078915 | 0.082382 | 0.056424 | 0.060605 | 0.082225 | 0.078915 | 100000 | 100000 | 0 | 0 | 0
8045 |  |  |  | 9795.2055 |  |  |  |  | 1775.1123 | 1815.6723 | 1856.2323 | 1896.7923 | 1937.3523 | 44274.9983 | 43078.84 | 41882.6816 | 40686.5232 | 39490.3648 |  | 0 |  |  |  |  | 1 | 1 | 1 | 1 | 1 | [5 empty] | 11.5672 | 14.8013 | 570.7763 | 26826.484 | 684.9315 | 0.083158 | 0.056657 | 0.061057 | 0.082268 | 0.080093 | 0.083158 | 0.056657 | 0.061057 | 0.082268 | 0.080093 | 100000 | 100000 | 0 | 0 | 0
8046 |  |  |  | 9795.2055 |  |  |  |  | 2591.1437 | 2633.4912 | 2675.8387 | 2718.1862 | 2760.5337 | 60785.8386 | 59143.6141 | 57501.3895 | 55859.1649 | 54216.9403 |  | 0 |  |  |  |  | 1 | 1 | 1 | 1 | 1 | [5 empty] | 11.6974 | 14.627 | 570.7763 | 26826.484 | 684.9315 | 0.085115 | 0.055861 | 0.062153 | 0.082895 | 0.0803 | 0.085115 | 0.05586 | 0.062153 | 0.082895 | 0.0803 | 100000 | 100000 | 0 | 0 | 0
8047 |  |  |  | 9795.2055 |  |  |  |  | 4066.0691 | 4107.4541 | 4148.8391 | 4190.2241 | 4231.6091 | 72518.9637 | 70559.7503 | 68600.537 | 66641.3237 | 64682.1103 |  | 0 |  |  |  |  | 1 | 1 | 1 | 1 | 1 | [5 empty] | 11.4858 | 14.0875 | 570.7763 | 26826.484 | 684.9315 | 0.091366 | 0.061102 | 0.067431 | 0.090711 | 0.085719 | 0.091366 | 0.061102 | 0.067431 | 0.090711 | 0.085719 | 100000 | 100000 | 0 | 0 | 0
8048 |  |  |  | 9795.2055 |  |  |  |  | 5317.7508 | 5358.7233 | 5399.6958 | 5440.6683 | 5481.6408 | 67220.7264 | 65404.6532 | 63588.5801 | 61772.5069 | 59956.4338 |  | 0 |  |  |  |  | 1 | 1 | 1 | 1 | 1 | [5 empty] | 11.2506 | 12.1565 | 570.7763 | 26826.484 | 684.9315 | 0.097736 | 0.07949 | 0.076854 | 0.099148 | 0.092798 | 0.097736 | 0.079491 | 0.076854 | 0.099148 | 0.092798 | 100000 | 100000 | 0 | 0 | 0
8049 |  |  |  | 9795.2055 |  |  |  |  | 4502.8031 | 4553.2906 | 4603.7781 | 4654.2656 | 4704.7531 | 65799.4105 | 64021.7364 | 62244.0623 | 60466.3882 | 58688.7141 |  | 0.35251 |  |  |  |  | 1 | 1 | 1 | 1 | 1 | [5 empty] | 11.176 | 10.3754 | 570.7763 | 26826.484 | 684.9315 | 0.10053 | 0.090758 | 0.085055 | 0.10583 | 0.098527 | 0.10053 | 0.090758 | 0.085055 | 0.10583 | 0.098527 | 100000 | 100000 | 0 | 0 | 0
8050 |  |  |  | 9795.2055 |  |  |  |  | 3993.4607 | 4067.2132 | 4140.9657 | 4214.7182 | 4288.4707 | 64061.4802 | 62330.759 | 60600.0379 | 58869.3167 | 57138.5955 |  | 0.34423 |  |  |  |  | 1 | 1 | 1 | 1 | 1 | [5 empty] | 9.9067 | 9.09 | 570.7763 | 26826.484 | 684.9315 | 0.10259 | 0.08892 | 0.08331 | 0.10575 | 0.098021 | 0.10259 | 0.08892 | 0.08331 | 0.10575 | 0.098021 | 100000 | 100000 | 0 | 0 | 0
8051 |  |  |  | 9795.2055 |  |  |  |  | 4064.9854 | 4171.5154 | 4278.0454 | 4384.5754 | 4491.1054 | 62351.4273 | 60666.9059 | 58982.3845 | 57297.8631 | 55613.3417 |  | 0.37939 |  |  |  |  | 1 | 1 | 1 | 1 | 1 | [5 empty] | 8.5326 | 7.9427 | 570.7763 | 26826.484 | 684.9315 | 0.10404 | 0.095589 | 0.085638 | 0.10801 | 0.10185 | 0.10404 | 0.095589 | 0.085638 | 0.10801 | 0.10185 | 100000 | 100000 | 0 | 0 | 0
8052 |  |  |  | 9795.2055 |  |  |  |  | 4700.0378 | 4866.1311 | 5032.2245 | 5198.3178 | 5364.4111 | 59729.3718 | 58115.6893 | 56502.0069 | 54888.3244 | 53274.6419 |  | 0.52476 |  |  |  |  | 1 | 1 | 1 | 1 | 1 | [5 empty] | 6.7693 | 7.0966 | 570.7763 | 26826.484 | 684.9315 | 0.10556 | 0.096344 | 0.086326 | 0.10897 | 0.10439 | 0.10556 | 0.096344 | 0.086326 | 0.10897 | 0.10439 | 100000 | 100000 | 0 | 0 | 0
8053 |  |  |  | 9795.2055 |  |  |  |  | 4534.2306 | 4743.9106 | 4953.5906 | 5163.2706 | 5372.9506 | 58820.6263 | 57231.495 | 55642.3637 | 54053.2324 | 52464.1011 |  | 0.25592 |  |  |  |  | 1 | 1 | 1 | 1 | 1 | [5 empty] | 5.169 | 5.9102 | 570.7763 | 26826.484 | 684.9315 | 0.10789 | 0.097375 | 0.087263 | 0.11055 | 0.10549 | 0.10789 | 0.097375 | 0.087263 | 0.11055 | 0.10549 | 100000 | 100000 | 0 | 0 | 0
8054 |  |  |  | 9795.2055 |  |  |  |  | 4524.4772 | 4798.1464 | 5071.8156 | 5345.4847 | 5619.1539 | 57858.5689 | 56295.4291 | 54732.2893 | 53169.1495 | 51606.0097 |  | 0.19145 |  |  |  |  | 1 | 1 | 1 | 1 | 1 | [5 empty] | 4.8178 | 4.9724 | 570.7763 | 26826.484 | 684.9315 | 0.10906 | 0.099952 | 0.089376 | 0.11432 | 0.10787 | 0.10906 | 0.099952 | 0.089376 | 0.11432 | 0.10787 | 100000 | 100000 | 0 | 0 | 0
8055 |  |  |  | 9795.2055 |  |  |  |  | 4506.0542 | 4827.7917 | 5149.5292 | 5471.2667 | 5793.0042 | 58769.7573 | 57182.0003 | 55594.2433 | 54006.4863 | 52418.7293 |  | 0.16358 |  |  |  |  | 1 | 1 | 1 | 1 | 1 | [5 empty] | 4.9082 | 3.9709 | 570.7763 | 26826.484 | 684.9315 | 0.11697 | 0.13455 | 0.1385 | 0.13584 | 0.12781 | 0.11697 | 0.13455 | 0.1385 | 0.13584 | 0.12781 | 100000 | 100000 | 0 | 0 | 0
8056 |  |  |  | 9795.2055 |  |  |  |  | 4237.2948 | 4660.5582 | 5083.8215 | 5507.0848 | 5930.3482 | 59331.5682 | 57728.633 | 56125.6978 | 54522.7626 | 52919.8274 |  | 0.15981 |  |  |  |  | 1 | 1 | 1 | 1 | 1 | [5 empty] | 5.6586 | 4.2688 | 570.7763 | 26826.484 | 684.9315 | 0.12327 | 0.16197 | 0.151 | 0.14774 | 0.14142 | 0.12327 | 0.16197 | 0.151 | 0.14774 | 0.14142 | 100000 | 100000 | 0 | 0 | 0
8057 |  |  |  | 9795.2055 |  |  |  |  | 4580.83 | 5197.4933 | 5814.1567 | 6430.82 | 7047.4833 | 62729.4965 | 61034.761 | 59340.0254 | 57645.2899 | 55950.5543 |  | 0 |  |  |  |  | 1 | 1 | 1 | 1 | 1 | [5 empty] | 5.7772 | 3.6183 | 570.7763 | 26826.484 | 684.9315 | 0.12365 | 0.16664 | 0.15502 | 0.15589 | 0.14112 | 0.12365 | 0.16664 | 0.15502 | 0.15589 | 0.14112 | 100000 | 100000 | 0 | 0 | 0
8058 |  |  |  | 9795.2055 |  |  |  |  | 6243.2367 | 7026.9559 | 7810.6751 | 8594.3942 | 9378.1134 | 64279.6136 | 62542.9993 | 60806.3849 | 59069.7705 | 57333.1561 |  | 0 |  |  |  |  | 1 | 1 | 1 | 1 | 1 | [5 empty] | 5.0142 | 3.0826 | 570.7763 | 26826.484 | 684.9315 | 0.12355 | 0.16037 | 0.15394 | 0.15549 | 0.14026 | 0.12355 | 0.16037 | 0.15394 | 0.15549 | 0.14026 | 100000 | 100000 | 0 | 0 | 0
8059 |  |  |  | 9795.2055 |  |  |  |  | 7308.5208 | 8111.4892 | 8914.4575 | 9717.4258 | 10520.3942 | 64840.6102 | 63088.8396 | 61337.069 | 59585.2985 | 57833.5279 |  | 0 |  |  |  |  | 1 | 1 | 1 | 1 | 1 | [5 empty] | 4.7804 | 3.0027 | 570.7763 | 26826.484 | 684.9315 | 0.12355 | 0.15645 | 0.15304 | 0.15251 | 0.13968 | 0.12355 | 0.15645 | 0.15304 | 0.15251 | 0.13968 | 100000 | 100000 | 0 | 0 | 0
8060 |  |  |  | 9795.2055 |  |  |  |  | 7671.5627 | 8423.7677 | 9175.9727 | 9928.1777 | 10680.3827 | 64385.4232 | 62645.9502 | 60906.4772 | 59167.0042 | 57427.5312 |  | 0 |  |  |  |  | 1 | 1 | 1 | 1 | 1 | [5 empty] | 5.1114 | 2.2216 | 570.7763 | 26826.484 | 684.9315 | 0.12348 | 0.15332 | 0.15208 | 0.15096 | 0.13922 | 0.12348 | 0.15332 | 0.15208 | 0.15096 | 0.13922 | 100000 | 100000 | 0 | 0 | 0
8061 |  |  |  | 9795.2055 |  |  |  |  | 6806.7644 | 7429.5603 | 8052.3561 | 8675.1519 | 9297.9478 | 62353.0559 | 60668.4905 | 58983.9251 | 57299.3597 | 55614.7943 |  | 0 |  |  |  |  | 1 | 1 | 1 | 1 | 1 | [5 empty] | 5.3123 | 1.5233 | 570.7763 | 26826.484 | 684.9315 | 0.12322 | 0.15113 | 0.15068 | 0.14934 | 0.13811 | 0.12322 | 0.15113 | 0.15068 | 0.14934 | 0.13811 | 100000 | 100000 | 0 | 0 | 0
8062 |  |  |  | 9795.2055 |  |  |  |  | 5781.5775 | 6330.3183 | 6879.0592 | 7427.8 | 7976.5408 | 56308.4518 | 54787.1908 | 53265.9299 | 51744.6689 | 50223.4079 |  | 0 |  |  |  |  | 1 | 1 | 1 | 1 | 1 | [5 empty] | 4.691 | 1.3085 | 570.7763 | 26826.484 | 684.9315 | 0.12061 | 0.14578 | 0.14682 | 0.14851 | 0.13778 | 0.12061 | 0.14578 | 0.14682 | 0.14851 | 0.13778 | 100000 | 100000 | 0 | 0 | 0
8063 |  |  |  | 9795.2055 |  |  |  |  | 5551.8316 | 5999.5141 | 6447.1966 | 6894.8791 | 7342.5616 | 46382.8549 | 45129.7494 | 43876.644 | 42623.5386 | 41370.4331 |  | 0 |  |  |  |  | 1 | 1 | 1 | 1 | 1 | [5 empty] | 4.1756 | 1.2676 | 570.7763 | 26826.484 | 684.9315 | 0.11654 | 0.12759 | 0.14332 | 0.14731 | 0.1382 | 0.11654 | 0.1276 | 0.14332 | 0.14731 | 0.1382 | 100000 | 100000 | 0 | 0 | 0
8064 |  |  |  | 9795.2055 |  |  |  |  | 4137.5938 | 4530.4988 | 4923.4038 | 5316.3088 | 5709.2138 | 37406.9095 | 36396.3033 | 35385.6971 | 34375.0909 | 33364.4846 |  | 0 |  |  |  |  | 1 | 1 | 1 | 1 | 1 | [5 empty] | 3.6282 | 1.5318 | 570.7763 | 26826.484 | 684.9315 | 0.11162 | 0.12415 | 0.14346 | 0.14692 | 0.1386 | 0.11162 | 0.12415 | 0.14346 | 0.14692 | 0.1386 | 100000 | 100000 | 0 | 0 | 0
8065 |  |  |  | 9795.2055 |  |  |  |  | 3126.9643 | 3333.8943 | 3540.8243 | 3747.7543 | 3954.6843 | 40659.7242 | 39561.2381 | 38462.752 | 37364.2659 | 36265.7798 |  | 0 |  |  |  |  | 1 | 1 | 1 | 1 | 1 | [5 empty] | 3.3844 | 1.8096 | 570.7763 | 26826.484 | 684.9315 | 0.11115 | 0.12407 | 0.14338 | 0.14654 | 0.13735 | 0.11115 | 0.12407 | 0.14338 | 0.14654 | 0.13735 | 100000 | 100000 | 0 | 0 | 0
8066 |  |  |  | 9795.2055 |  |  |  |  | 2227.799 | 2322.8348 | 2417.8706 | 2512.9065 | 2607.9423 | 39852.1673 | 38775.4986 | 37698.83 | 36622.1613 | 35545.4926 |  | 0 |  |  |  |  | 1 | 1 | 1 | 1 | 1 | [5 empty] | 3.3286 | 2.9465 | 570.7763 | 26826.484 | 684.9315 | 0.11137 | 0.12411 | 0.14403 | 0.14752 | 0.13797 | 0.11137 | 0.12411 | 0.14403 | 0.14752 | 0.13797 | 100000 | 100000 | 0 | 0 | 0
8067 |  |  |  | 9795.2055 |  |  |  |  | 1684.1682 | 1734.6557 | 1785.1432 | 1835.6307 | 1886.1182 | 40024.0344 | 38942.7224 | 37861.4105 | 36780.0985 | 35698.7866 |  | 0 |  |  |  |  | 1 | 1 | 1 | 1 | 1 | [5 empty] | 3.4569 | 3.3825 | 570.7763 | 26826.484 | 684.9315 | 0.11132 | 0.12408 | 0.1442 | 0.14753 | 0.13779 | 0.11132 | 0.12408 | 0.1442 | 0.14753 | 0.13779 | 100000 | 100000 | 0 | 0 | 0
8068 |  |  |  | 9795.2055 |  |  |  |  | 1577.6165 | 1618.4515 | 1659.2865 | 1700.1215 | 1740.9565 | 41444.5546 | 40324.865 | 39205.1755 | 38085.486 | 36965.7965 |  | 0 |  |  |  |  | 1 | 1 | 1 | 1 | 1 | [5 empty] | 3.8176 | 3.4236 | 570.7763 | 26826.484 | 684.9315 | 0.10731 | 0.12124 | 0.13981 | 0.14461 | 0.13558 | 0.10731 | 0.12124 | 0.13981 | 0.14461 | 0.13558 | 100000 | 100000 | 0 | 0 | 0
8069 |  |  |  | 9795.2055 |  |  |  |  | 1780.9345 | 1822.182 | 1863.4295 | 1904.677 | 1945.9245 | 45051.0575 | 43833.9326 | 42616.8078 | 41399.683 | 40182.5581 |  | 0 |  |  |  |  | 1 | 1 | 1 | 1 | 1 | [5 empty] | 5.3181 | 3.4368 | 570.7763 | 26826.484 | 684.9315 | 0.10885 | 0.12209 | 0.14195 | 0.14548 | 0.13673 | 0.10885 | 0.12209 | 0.14195 | 0.14548 | 0.13673 | 100000 | 100000 | 0 | 0 | 0
8070 |  |  |  | 9795.2055 |  |  |  |  | 2599.6424 | 2639.7899 | 2679.9374 | 2720.0849 | 2760.2324 | 61367.8681 | 59709.9191 | 58051.9701 | 56394.0211 | 54736.0721 |  | 0 |  |  |  |  | 1 | 1 | 1 | 1 | 1 | [5 empty] | 5.9839 | 2.2208 | 570.7763 | 26826.484 | 684.9315 | 0.1123 | 0.12306 | 0.14595 | 0.14912 | 0.13922 | 0.1123 | 0.12306 | 0.14595 | 0.14912 | 0.13922 | 100000 | 100000 | 0 | 0 | 0
8071 |  |  |  | 9795.2055 |  |  |  |  | 4079.4054 | 4122.0279 | 4164.6504 | 4207.2729 | 4249.8954 | 80673.8131 | 78494.2837 | 76314.7543 | 74135.225 | 71955.6956 |  | 0 |  |  |  |  | 1 | 1 | 1 | 1 | 1 | [5 empty] | 7.4512 | 1.2336 | 570.7763 | 26826.484 | 684.9315 | 0.11751 | 0.12859 | 0.14951 | 0.15146 | 0.14183 | 0.11751 | 0.12859 | 0.14951 | 0.15146 | 0.14183 | 100000 | 100000 | 0 | 0 | 0
8072 |  |  |  | 9795.2055 |  |  |  |  | 5335.1926 | 5376.8526 | 5418.5126 | 5460.1726 | 5501.8326 | 71748.5929 | 69810.1923 | 67871.7917 | 65933.3912 | 63994.9906 |  | 0 |  |  |  |  | 1 | 1 | 1 | 1 | 1 | [5 empty] | 7.534 | 5.0675 | 570.7763 | 26826.484 | 684.9315 | 0.1254 | 0.14841 | 0.15915 | 0.16763 | 0.15699 | 0.1254 | 0.14841 | 0.15915 | 0.16763 | 0.15699 | 100000 | 100000 | 0 | 0 | 0
8073 |  |  |  | 9795.2055 |  |  |  |  | 4517.5719 | 4564.9244 | 4612.2769 | 4659.6294 | 4706.9819 | 67798.4867 | 65966.8044 | 64135.1222 | 62303.4399 | 60471.7577 |  | 0.04269 |  |  |  |  | 1 | 1 | 1 | 1 | 1 | [5 empty] | 7.261 | 4.5734 | 570.7763 | 26826.484 | 684.9315 | 0.12527 | 0.14512 | 0.15584 | 0.16244 | 0.15056 | 0.12527 | 0.14512 | 0.15584 | 0.16244 | 0.15056 | 100000 | 100000 | 0 | 0 | 0
8074 |  |  |  | 9795.2055 |  |  |  |  | 4006.5589 | 4078.5789 | 4150.5989 | 4222.6189 | 4294.6389 | 65035.3099 | 63278.2792 | 61521.2485 | 59764.2178 | 58007.1871 |  | 0.13184 |  |  |  |  | 1 | 1 | 1 | 1 | 1 | [5 empty] | 7.5176 | 3.699 | 570.7763 | 26826.484 | 684.9315 | 0.11861 | 0.12015 | 0.13445 | 0.13805 | 0.13013 | 0.11861 | 0.12015 | 0.13445 | 0.13805 | 0.13013 | 100000 | 100000 | 0 | 0 | 0
8075 |  |  |  | 9795.2055 |  |  |  |  | 4078.3182 | 4181.9882 | 4285.6582 | 4389.3282 | 4492.9982 | 62787.7342 | 61091.4253 | 59395.1163 | 57698.8074 | 56002.4985 |  | 0.15288 |  |  |  |  | 1 | 1 | 1 | 1 | 1 | [5 empty] | 7.1661 | 3.349 | 570.7763 | 26826.484 | 684.9315 | 0.11287 | 0.11882 | 0.13506 | 0.13829 | 0.12982 | 0.11287 | 0.11882 | 0.13506 | 0.13829 | 0.12982 | 100000 | 100000 | 0 | 0 | 0
8076 |  |  |  | 9795.2055 |  |  |  |  | 4715.4535 | 4885.396 | 5055.3385 | 5225.281 | 5395.2235 | 60721.9711 | 59081.472 | 57440.9729 | 55800.4738 | 54159.9747 |  | 0.14227 |  |  |  |  | 1 | 1 | 1 | 1 | 1 | [5 empty] | 7.3597 | 3.2836 | 570.7763 | 26826.484 | 684.9315 | 0.11285 | 0.11876 | 0.13496 | 0.13805 | 0.1296 | 0.11285 | 0.11876 | 0.13496 | 0.13805 | 0.1296 | 100000 | 100000 | 0 | 0 | 0
8077 |  |  |  | 9795.2055 |  |  |  |  | 4549.1024 | 4760.1574 | 4971.2124 | 5182.2674 | 5393.3224 | 58766.3512 | 57178.6862 | 55591.0213 | 54003.3563 | 52415.6913 |  | 0.09138 |  |  |  |  | 1 | 1 | 1 | 1 | 1 | [5 empty] | 8.4069 | 3.207 | 570.7763 | 26826.484 | 684.9315 | 0.11286 | 0.11882 | 0.135 | 0.13816 | 0.12952 | 0.11286 | 0.11882 | 0.135 | 0.13816 | 0.12952 | 100000 | 100000 | 0 | 0 | 0
8078 |  |  |  | 9795.2055 |  |  |  |  | 4539.3171 | 4809.4663 | 5079.6154 | 5349.7646 | 5619.9138 | 58461.4835 | 56882.055 | 55302.6265 | 53723.198 | 52143.7696 |  | 0.34005 |  |  |  |  | 1 | 1 | 1 | 1 | 1 | [5 empty] | 10.81 | 2.9456 | 570.7763 | 26826.484 | 684.9315 | 0.11404 | 0.11917 | 0.1352 | 0.13917 | 0.13049 | 0.11404 | 0.11917 | 0.1352 | 0.13917 | 0.13049 | 100000 | 100000 | 0 | 0 | 0
8079 |  |  |  | 9795.2055 |  |  |  |  | 4520.8336 | 4853.2961 | 5185.7586 | 5518.2211 | 5850.6836 | 57786.9273 | 56225.723 | 54664.5187 | 53103.3144 | 51542.1101 |  | 0.13056 |  |  |  |  | 1 | 1 | 1 | 1 | 1 | [5 empty] | 11.5729 | 3.6251 | 570.7763 | 26826.484 | 684.9315 | 0.12139 | 0.15616 | 0.1565 | 0.15778 | 0.1456 | 0.12139 | 0.15616 | 0.1565 | 0.15778 | 0.1456 | 100000 | 100000 | 0 | 0 | 0
8080 |  |  |  | 9795.2055 |  |  |  |  | 4251.1928 | 4674.4561 | 5097.7194 | 5520.9828 | 5944.2461 | 60021.4603 | 58399.8866 | 56778.3129 | 55156.7392 | 53535.1655 |  | 0.02328 |  |  |  |  | 1 | 1 | 1 | 1 | 1 | [5 empty] | 12.6151 | 4.7136 | 570.7763 | 26826.484 | 684.9315 | 0.12585 | 0.18148 | 0.16561 | 0.20935 | 0.15101 | 0.12585 | 0.18148 | 0.16561 | 0.20935 | 0.15101 | 100000 | 100000 | 0 | 0 | 0
8081 |  |  |  | 9795.2055 |  |  |  |  | 4595.8547 | 5222.8297 | 5849.8047 | 6476.7797 | 7103.7547 | 64788.8072 | 63038.4362 | 61288.0651 | 59537.6941 | 57787.323 |  | 0 |  |  |  |  | 1 | 1 | 1 | 1 | 1 | [5 empty] | 12.5946 | 5.2272 | 570.7763 | 26826.484 | 684.9315 | 0.12598 | 0.17757 | 0.16074 | 0.20432 | 0.14763 | 0.12598 | 0.17757 | 0.16074 | 0.20432 | 0.14763 | 100000 | 100000 | 0 | 0 | 0
8082 |  |  |  | 9795.2055 |  |  |  |  | 6263.714 | 7050.0456 | 7836.3773 | 8622.709 | 9409.0406 | 66734.7432 | 64931.7997 | 63128.8561 | 61325.9126 | 59522.969 |  | 0 |  |  |  |  | 1 | 1 | 1 | 1 | 1 | [5 empty] | 11.95 | 5.7966 | 570.7763 | 26826.484 | 684.9315 | 0.12599 | 0.17579 | 0.1598 | 0.2028 | 0.14604 | 0.12599 | 0.17579 | 0.1598 | 0.2028 | 0.14604 | 100000 | 100000 | 0 | 0 | 0
8083 |  |  |  | 9795.2055 |  |  |  |  | 7332.4921 | 8151.9604 | 8971.4288 | 9790.8971 | 10610.3654 | 65641.8173 | 63868.4008 | 62094.9844 | 60321.5679 | 58548.1515 |  | 0 |  |  |  |  | 1 | 1 | 1 | 1 | 1 | [5 empty] | 11.1579 | 4.72 | 570.7763 | 26826.484 | 684.9315 | 0.12571 | 0.17628 | 0.15984 | 0.20223 | 0.1464 | 0.12571 | 0.17628 | 0.15984 | 0.20223 | 0.1464 | 100000 | 100000 | 0 | 0 | 0
8084 |  |  |  | 9795.2055 |  |  |  |  | 7696.7247 | 8446.3447 | 9195.9647 | 9945.5847 | 10695.2047 | 65966.1836 | 64184.0038 | 62401.8241 | 60619.6444 | 58837.4647 |  | 0 |  |  |  |  | 1 | 1 | 1 | 1 | 1 | [5 empty] | 12.0099 | 5.0975 | 570.7763 | 26826.484 | 684.9315 | 0.12323 | 0.17583 | 0.15946 | 0.2009 | 0.14651 | 0.12323 | 0.17583 | 0.15946 | 0.2009 | 0.14651 | 100000 | 100000 | 0 | 0 | 0
8085 |  |  |  | 9795.2055 |  |  |  |  | 6829.09 | 7472.785 | 8116.48 | 8760.175 | 9403.87 | 64711.0745 | 62962.8035 | 61214.5325 | 59466.2615 | 57717.9905 |  | 0 |  |  |  |  | 1 | 1 | 1 | 1 | 1 | [5 empty] | 10.9111 | 5.1615 | 570.7763 | 26826.484 | 684.9315 | 0.1192 | 0.14614 | 0.15495 | 0.15208 | 0.13904 | 0.1192 | 0.14614 | 0.15495 | 0.15208 | 0.13904 | 100000 | 100000 | 0 | 0 | 0
8086 |  |  |  | 9795.2055 |  |  |  |  | 5800.5405 | 6322.4705 | 6844.4005 | 7366.3305 | 7888.2605 | 60015.0044 | 58393.6051 | 56772.2058 | 55150.8065 | 53529.4072 |  | 0 |  |  |  |  | 1 | 1 | 1 | 1 | 1 | [5 empty] | 8.5296 | 4.511 | 570.7763 | 26826.484 | 684.9315 | 0.11351 | 0.11539 | 0.11228 | 0.1473 | 0.13653 | 0.11351 | 0.11539 | 0.11228 | 0.1473 | 0.13653 | 100000 | 100000 | 0 | 0 | 0
8087 |  |  |  | 9795.2055 |  |  |  |  | 5570.0411 | 6029.8236 | 6489.6061 | 6949.3886 | 7409.1711 | 52215.3822 | 50804.7019 | 49394.0217 | 47983.3414 | 46572.6611 |  | 0 |  |  |  |  | 1 | 1 | 1 | 1 | 1 | [5 empty] | 6.8713 | 3.659 | 570.7763 | 26826.484 | 684.9315 | 0.10415 | 0.098808 | 0.090832 | 0.11282 | 0.11092 | 0.10415 | 0.098809 | 0.090832 | 0.11282 | 0.11092 | 100000 | 100000 | 0 | 0 | 0
8088 |  |  |  | 9795.2055 |  |  |  |  | 4151.1647 | 4540.1922 | 4929.2197 | 5318.2472 | 5707.2747 | 42485.7023 | 41337.8845 | 40190.0668 | 39042.249 | 37894.4313 |  | 0 |  |  |  |  | 1 | 1 | 1 | 1 | 1 | [5 empty] | 6.7277 | 2.7069 | 570.7763 | 26826.484 | 684.9315 | 0.10109 | 0.093865 | 0.086752 | 0.093587 | 0.086179 | 0.10109 | 0.093865 | 0.086752 | 0.093587 | 0.086179 | 100000 | 100000 | 0 | 0 | 0
8089 |  |  |  | 9795.2055 |  |  |  |  | 3289.8236 | 3610.6261 | 3931.4286 | 4252.2311 | 4573.0336 | 40781.9786 | 39680.1896 | 38578.4006 | 37476.6116 | 36374.8226 |  | 0 |  |  |  |  | 1 | 1 | 1 | 1 | 1 | [5 empty] | 7.5754 | 1.6089 | 570.7763 | 26826.484 | 684.9315 | 0.10001 | 0.090672 | 0.084449 | 0.089345 | 0.082506 | 0.10001 | 0.090672 | 0.084449 | 0.089345 | 0.082506 | 100000 | 100000 | 0 | 0 | 0
8090 |  |  |  | 9795.2055 |  |  |  |  | 2411.7374 | 2591.3324 | 2770.9274 | 2950.5224 | 3130.1174 | 39972.0576 | 38892.1499 | 37812.2422 | 36732.3345 | 35652.4268 |  | 0 |  |  |  |  | 1 | 1 | 1 | 1 | 1 | [5 empty] | 7.4803 | 0.52409 | 570.7763 | 26826.484 | 684.9315 | 0.10006 | 0.089566 | 0.083385 | 0.087628 | 0.081171 | 0.10006 | 0.089566 | 0.083385 | 0.087628 | 0.081171 | 100000 | 100000 | 0 | 0 | 0
8091 |  |  |  | 9795.2055 |  |  |  |  | 1771.4435 | 1880.8335 | 1990.2235 | 2099.6135 | 2209.0035 | 40144.689 | 39060.1174 | 37975.5458 | 36890.9742 | 35806.4025 |  | 0 |  |  |  |  | 1 | 1 | 1 | 1 | 1 | [5 empty] | 7.3274 | 1.9503 | 570.7763 | 26826.484 | 684.9315 | 0.098883 | 0.088097 | 0.081643 | 0.08459 | 0.077981 | 0.098883 | 0.088097 | 0.081643 | 0.08459 | 0.07798 | 100000 | 100000 | 0 | 0 | 0
8092 |  |  |  | 9795.2055 |  |  |  |  | 1568.5565 | 1623.4165 | 1678.2765 | 1733.1365 | 1787.9965 | 41569.3859 | 40446.3239 | 39323.2618 | 38200.1998 | 37077.1378 |  | 0 |  |  |  |  | 1 | 1 | 1 | 1 | 1 | [5 empty] | 7.5619 | 2.5981 | 570.7763 | 26826.484 | 684.9315 | 0.08082 | 0.057364 | 0.060569 | 0.068959 | 0.06783 | 0.08082 | 0.057364 | 0.060569 | 0.068959 | 0.06783 | 100000 | 100000 | 0 | 0 | 0
8093 |  |  |  | 9795.2055 |  |  |  |  | 1723.4487 | 1772.9462 | 1822.4437 | 1871.9412 | 1921.4387 | 45185.7054 | 43964.9428 | 42744.1803 | 41523.4177 | 40302.6551 |  | 0 |  |  |  |  | 1 | 1 | 1 | 1 | 1 | [5 empty] | 7.9235 | 2.7086 | 570.7763 | 26826.484 | 684.9315 | 0.079975 | 0.05325 | 0.058487 | 0.067987 | 0.067616 | 0.079975 | 0.05325 | 0.058487 | 0.067987 | 0.067616 | 100000 | 100000 | 0 | 0 | 0
8094 |  |  |  | 9795.2055 |  |  |  |  | 2168.4912 | 2217.4937 | 2266.4962 | 2315.4987 | 2364.5012 | 61547.1657 | 59884.3726 | 58221.5796 | 56558.7866 | 54895.9936 |  | 0 |  |  |  |  | 1 | 1 | 1 | 1 | 1 | [5 empty] | 8.1895 | 3.152 | 570.7763 | 26826.484 | 684.9315 | 0.079509 | 0.041071 | 0.057764 | 0.067606 | 0.067297 | 0.079509 | 0.041071 | 0.057764 | 0.067606 | 0.067297 | 100000 | 100000 | 0 | 0 | 0
8095 |  |  |  | 9795.2055 |  |  |  |  | 2814.239 | 2856.449 | 2898.659 | 2940.869 | 2983.079 | 80919.1899 | 78733.0313 | 76546.8727 | 74360.7141 | 72174.5555 |  | 0 |  |  |  |  | 1 | 1 | 1 | 1 | 1 | [5 empty] | 7.9706 | 4.5684 | 570.7763 | 26826.484 | 684.9315 | 0.080723 | 0.040688 | 0.057682 | 0.068367 | 0.067667 | 0.080723 | 0.040688 | 0.057682 | 0.068367 | 0.067667 | 100000 | 100000 | 0 | 0 | 0
8096 |  |  |  | 9795.2055 |  |  |  |  | 4033.7426 | 4075.2651 | 4116.7876 | 4158.3101 | 4199.8326 | 71967.0641 | 70022.7612 | 68078.4583 | 66134.1554 | 64189.8525 |  | 0 |  |  |  |  | 1 | 1 | 1 | 1 | 1 | [5 empty] | 7.5599 | 4.1735 | 570.7763 | 26826.484 | 684.9315 | 0.083421 | 0.042446 | 0.05904 | 0.069576 | 0.066895 | 0.083421 | 0.042446 | 0.05904 | 0.069576 | 0.066895 | 100000 | 100000 | 0 | 0 | 0
8097 |  |  |  | 9795.2055 |  |  |  |  | 4332.6191 | 4408.3516 | 4484.0841 | 4559.8166 | 4635.5491 | 68004.1003 | 66166.8631 | 64329.6258 | 62492.3886 | 60655.1514 |  | 0.1088 |  |  |  |  | 1 | 1 | 1 | 1 | 1 | [5 empty] | 6.2087 | 7.8178 | 570.7763 | 26826.484 | 684.9315 | 0.080593 | 0.036766 | 0.046135 | 0.054798 | 0.05485 | 0.080593 | 0.036766 | 0.046135 | 0.054798 | 0.05485 | 100000 | 100000 | 0 | 0 | 0
8098 |  |  |  | 9795.2055 |  |  |  |  | 4713.305 | 4833.75 | 4954.195 | 5074.64 | 5195.085 | 65232.4882 | 63470.1304 | 61707.7726 | 59945.4148 | 58183.0571 |  | 0.18225 |  |  |  |  | 1 | 1 | 1 | 1 | 1 | [5 empty] | 4.7587 | 8.7739 | 570.7763 | 26826.484 | 684.9315 | 0.067803 | 0.021991 | 0.0028099 | 0.0044992 | 0.032184 | 0.067803 | 0.021991 | 0.0028099 | 0.0044992 | 0.032184 | 100000 | 100000 | 0 | 0 | 0
8099 |  |  |  | 9795.2055 |  |  |  |  | 5053.6315 | 5301.699 | 5549.7665 | 5797.834 | 6045.9015 | 62978.7703 | 61277.3003 | 59575.8302 | 57874.3601 | 56172.89 |  | 0.12815 |  |  |  |  | 1 | 1 | 1 | 1 | 1 | [5 empty] | 3.6692 | 10.4024 | 570.7763 | 26826.484 | 684.9315 | 0.066869 | 0.0085615 | 0.0024981 | 0.004293 | 0.027199 | 0.066869 | 0.0085615 | 0.0024981 | 0.004293 | 0.027199 | 100000 | 100000 | 0 | 0 | 0
8100 |  |  |  | 9795.2055 |  |  |  |  | 5767.0084 | 6082.3109 | 6397.6134 | 6712.9159 | 7028.2184 | 60905.1615 | 59259.7133 | 57614.265 | 55968.8167 | 54323.3684 |  | 0.12744 |  |  |  |  | 1 | 1 | 1 | 1 | 1 | [5 empty] | 3.4878 | 11.3827 | 570.7763 | 26826.484 | 684.9315 | 0.067738 | 0.009302 | 0.002524 | 0.0042983 | 0.027141 | 0.067738 | 0.009302 | 0.002524 | 0.0042983 | 0.027141 | 100000 | 100000 | 0 | 0 | 0
8101 |  |  |  | 9795.2055 |  |  |  |  | 5544.4872 | 5991.4547 | 6438.4222 | 6885.3897 | 7332.3572 | 58943.4704 | 57351.0203 | 55758.5702 | 54166.12 | 52573.6699 |  | 0.5478 |  |  |  |  | 1 | 1 | 1 | 1 | 1 | [5 empty] | 3.9138 | 11.7477 | 570.7763 | 26826.484 | 684.9315 | 0.071986 | 0.0095333 | 0.0024859 | 0.0043124 | 0.027162 | 0.071986 | 0.0095333 | 0.0024859 | 0.0043124 | 0.027162 | 100000 | 100000 | 0 | 0 | 0
8102 |  |  |  | 9795.2055 |  |  |  |  | 5347.0541 | 5851.7141 | 6356.3741 | 6861.0341 | 7365.6941 | 58637.7893 | 57053.5976 | 55469.4059 | 53885.2142 | 52301.0226 |  | 0.26388 |  |  |  |  | 1 | 1 | 1 | 1 | 1 | [5 empty] | 3.7002 | 12.0884 | 570.7763 | 26826.484 | 684.9315 | 0.074105 | 0.02344 | 0.0059928 | 0.036125 | 0.041065 | 0.074105 | 0.023441 | 0.0059928 | 0.036125 | 0.041065 | 100000 | 100000 | 0 | 0 | 0
8103 |  |  |  | 9795.2055 |  |  |  |  | 5652.4754 | 6154.0279 | 6655.5804 | 7157.1329 | 7658.6854 | 57960.9181 | 56395.0131 | 54829.1082 | 53263.2033 | 51697.2983 |  | 0.20059 |  |  |  |  | 1 | 1 | 1 | 1 | 1 | [5 empty] | 4.0657 | 13.7212 | 570.7763 | 26826.484 | 684.9315 | 0.077612 | 0.039622 | 0.047795 | 0.055144 | 0.054623 | 0.077612 | 0.039622 | 0.047795 | 0.055144 | 0.054624 | 100000 | 100000 | 0 | 0 | 0
8104 |  |  |  | 9795.2055 |  |  |  |  | 5968.8046 | 6461.6405 | 6954.4763 | 7447.3121 | 7940.148 | 60202.3631 | 58575.902 | 56949.4409 | 55322.9799 | 53696.5188 |  | 0.11972 |  |  |  |  | 1 | 1 | 1 | 1 | 1 | [5 empty] | 4.5711 | 15.8747 | 570.7763 | 26826.484 | 684.9315 | 0.079919 | 0.043586 | 0.053046 | 0.065445 | 0.059723 | 0.079919 | 0.043586 | 0.053046 | 0.065445 | 0.059723 | 100000 | 100000 | 0 | 0 | 0
8105 |  |  |  | 9795.2055 |  |  |  |  | 6579.6472 | 7058.1289 | 7536.6105 | 8015.0922 | 8493.5739 | 64985.4887 | 63229.804 | 61474.1193 | 59718.4346 | 57962.7499 |  | 0 |  |  |  |  | 1 | 1 | 1 | 1 | 1 | [5 empty] | 4.3621 | 17.2766 | 570.7763 | 26826.484 | 684.9315 | 0.079179 | 0.038616 | 0.048425 | 0.063155 | 0.058156 | 0.079179 | 0.038616 | 0.048425 | 0.063155 | 0.058156 | 100000 | 100000 | 0 | 0 | 0
8106 |  |  |  | 9795.2055 |  |  |  |  | 8218.0143 | 8706.3951 | 9194.7759 | 9683.1568 | 10171.5376 | 66936.939 | 65128.5328 | 63320.1266 | 61511.7204 | 59703.3142 |  | 0 |  |  |  |  | 1 | 1 | 1 | 1 | 1 | [5 empty] | 5.0793 | 18.0262 | 570.7763 | 26826.484 | 684.9315 | 0.080018 | 0.039687 | 0.047782 | 0.062563 | 0.057947 | 0.080018 | 0.039687 | 0.047782 | 0.062563 | 0.057947 | 100000 | 100000 | 0 | 0 | 0
8107 |  |  |  | 9795.2055 |  |  |  |  | 8571.4303 | 9060.7453 | 9550.0603 | 10039.3753 | 10528.6903 | 65840.4369 | 64061.6545 | 62282.872 | 60504.0895 | 58725.307 |  | 0 |  |  |  |  | 1 | 1 | 1 | 1 | 1 | [5 empty] | 5.8397 | 16.9226 | 570.7763 | 26826.484 | 684.9315 | 0.07985 | 0.03967 | 0.04803 | 0.063307 | 0.058213 | 0.07985 | 0.03967 | 0.04803 | 0.063307 | 0.058213 | 100000 | 100000 | 0 | 0 | 0
8108 |  |  |  | 9795.2055 |  |  |  |  | 7954.043 | 8447.2638 | 8940.4847 | 9433.7055 | 9926.9263 | 66165.2181 | 64377.6612 | 62590.1043 | 60802.5473 | 59014.9904 |  | 0 |  |  |  |  | 1 | 1 | 1 | 1 | 1 | [5 empty] | 6.6042 | 15.4795 | 570.7763 | 26826.484 | 684.9315 | 0.080385 | 0.04056 | 0.050179 | 0.064895 | 0.059322 | 0.080385 | 0.04056 | 0.050179 | 0.064895 | 0.059322 | 100000 | 100000 | 0 | 0 | 0
8109 |  |  |  | 9795.2055 |  |  |  |  | 6706.1789 | 7138.1314 | 7570.0839 | 8002.0364 | 8433.9889 | 64906.3255 | 63152.7795 | 61399.2335 | 59645.6875 | 57892.1415 |  | 0 |  |  |  |  | 1 | 1 | 1 | 1 | 1 | [5 empty] | 6.9802 | 14.4662 | 570.7763 | 26826.484 | 684.9315 | 0.075558 | 0.039087 | 0.049027 | 0.064215 | 0.058955 | 0.075558 | 0.039087 | 0.049027 | 0.064215 | 0.058955 | 100000 | 100000 | 0 | 0 | 0
8110 |  |  |  | 9795.2055 |  |  |  |  | 5692.8347 | 6077.9847 | 6463.1347 | 6848.2847 | 7233.4347 | 60195.5359 | 58569.2593 | 56942.9826 | 55316.706 | 53690.4294 |  | 0 |  |  |  |  | 1 | 1 | 1 | 1 | 1 | [5 empty] | 6.7612 | 13.4871 | 570.7763 | 26826.484 | 684.9315 | 0.073768 | 0.03761 | 0.0483 | 0.063643 | 0.058573 | 0.073768 | 0.03761 | 0.0483 | 0.063643 | 0.058573 | 100000 | 100000 | 0 | 0 | 0
8111 |  |  |  | 9795.2055 |  |  |  |  | 5852.0901 | 6207.8167 | 6563.5434 | 6919.2701 | 7274.9967 | 52369.9035 | 50955.0486 | 49540.1937 | 48125.3388 | 46710.4839 |  | 0 |  |  |  |  | 1 | 1 | 1 | 1 | 1 | [5 empty] | 6.8608 | 12.5679 | 570.7763 | 26826.484 | 684.9315 | 0.071041 | 0.036375 | 0.047578 | 0.063465 | 0.058404 | 0.071041 | 0.036375 | 0.047578 | 0.063465 | 0.058404 | 100000 | 100000 | 0 | 0 | 0
8112 |  |  |  | 9795.2055 |  |  |  |  | 4662.0378 | 5007.3695 | 5352.7012 | 5698.0328 | 6043.3645 | 42612.652 | 41461.4045 | 40310.157 | 39158.9095 | 38007.662 |  | 0 |  |  |  |  | 1 | 1 | 1 | 1 | 1 | [5 empty] | 6.3907 | 10.5028 | 570.7763 | 26826.484 | 684.9315 | 0.069872 | 0.036693 | 0.047843 | 0.063699 | 0.058444 | 0.069872 | 0.036693 | 0.047843 | 0.063699 | 0.058443 | 100000 | 100000 | 0 | 0 | 0
8113 |  |  |  | 9795.2055 |  |  |  |  | 3752.3279 | 4131.8129 | 4511.2979 | 4890.7829 | 5270.2679 | 35351.4763 | 34396.4008 | 33441.3253 | 32486.2499 | 31531.1744 |  | 0 |  |  |  |  | 1 | 1 | 1 | 1 | 1 | [5 empty] | 6.9784 | 10.7257 | 570.7763 | 26826.484 | 684.9315 | 0.070471 | 0.036717 | 0.048151 | 0.064308 | 0.058501 | 0.070471 | 0.036717 | 0.048151 | 0.064308 | 0.058501 | 100000 | 100000 | 0 | 0 | 0
8114 |  |  |  | 9795.2055 |  |  |  |  | 2881.2713 | 3198.9388 | 3516.6063 | 3834.2738 | 4151.9413 | 36021.4633 | 35048.2871 | 34075.1109 | 33101.9346 | 32128.7584 |  | 0 |  |  |  |  | 1 | 1 | 1 | 1 | 1 | [5 empty] | 7.6119 | 10.8377 | 570.7763 | 26826.484 | 684.9315 | 0.071589 | 0.039362 | 0.048972 | 0.067328 | 0.059407 | 0.071589 | 0.039362 | 0.048972 | 0.067328 | 0.059407 | 100000 | 100000 | 0 | 0 | 0
8115 |  |  |  | 9795.2055 |  |  |  |  | 2125.1154 | 2326.0229 | 2526.9304 | 2727.8379 | 2928.7454 | 36745.9464 | 35753.1971 | 34760.4479 | 33767.6986 | 32774.9493 |  | 0 |  |  |  |  | 1 | 1 | 1 | 1 | 1 | [5 empty] | 7.8074 | 9.5238 | 570.7763 | 26826.484 | 684.9315 | 0.07246 | 0.045115 | 0.050346 | 0.068077 | 0.059647 | 0.07246 | 0.045115 | 0.050346 | 0.068077 | 0.059647 | 100000 | 100000 | 0 | 0 | 0
8116 |  |  |  | 9795.2055 |  |  |  |  | 1888.7483 | 1988.0733 | 2087.3983 | 2186.7233 | 2286.0483 | 38999.101 | 37945.4792 | 36891.8574 | 35838.2357 | 34784.6139 |  | 0 |  |  |  |  | 1 | 1 | 1 | 1 | 1 | [5 empty] | 8.0785 | 8.6389 | 570.7763 | 26826.484 | 684.9315 | 0.068371 | 0.043738 | 0.048872 | 0.05904 | 0.056101 | 0.068371 | 0.043738 | 0.048872 | 0.05904 | 0.056101 | 100000 | 100000 | 0 | 0 | 0
8117 |  |  |  | 9795.2055 |  |  |  |  | 1999.2718 | 2057.5968 | 2115.9218 | 2174.2468 | 2232.5718 | 44444.8191 | 43244.0728 | 42043.3264 | 40842.58 | 39641.8337 |  | 0 |  |  |  |  | 1 | 1 | 1 | 1 | 1 | [5 empty] | 8.3405 | 7.8982 | 570.7763 | 26826.484 | 684.9315 | 0.069447 | 0.045798 | 0.052174 | 0.059324 | 0.056073 | 0.069447 | 0.045798 | 0.052174 | 0.059324 | 0.056073 | 100000 | 100000 | 0 | 0 | 0
8118 |  |  |  | 9795.2055 |  |  |  |  | 2333.0309 | 2372.3534 | 2411.6759 | 2450.9984 | 2490.3209 | 61015.9919 | 59367.5494 | 57719.1069 | 56070.6643 | 54422.2218 |  | 0 |  |  |  |  | 1 | 1 | 1 | 1 | 1 | [5 empty] | 8.9803 | 7.893 | 570.7763 | 26826.484 | 684.9315 | 0.076296 | 0.050289 | 0.054042 | 0.060207 | 0.056306 | 0.076296 | 0.050289 | 0.054042 | 0.060207 | 0.056306 | 100000 | 100000 | 0 | 0 | 0
8119 |  |  |  | 9795.2055 |  |  |  |  | 2764.182 | 2805.7045 | 2847.227 | 2888.7495 | 2930.272 | 72799.7551 | 70832.9557 | 68866.1564 | 66899.357 | 64932.5577 |  | 0 |  |  |  |  | 1 | 1 | 1 | 1 | 1 | [5 empty] | 9.7391 | 7.3785 | 570.7763 | 26826.484 | 684.9315 | 0.083745 | 0.047661 | 0.055072 | 0.060513 | 0.056708 | 0.083745 | 0.047661 | 0.055072 | 0.060513 | 0.056708 | 100000 | 100000 | 0 | 0 | 0
8120 |  |  |  | 9795.2055 |  |  |  |  | 4115.6329 | 4158.1179 | 4200.6029 | 4243.0879 | 4285.5729 | 67480.0825 | 65657.0024 | 63833.9223 | 62010.8423 | 60187.7622 |  | 0 |  |  |  |  | 1 | 1 | 1 | 1 | 1 | [5 empty] | 10.683 | 8.2582 | 570.7763 | 26826.484 | 684.9315 | 0.085466 | 0.048827 | 0.055056 | 0.060952 | 0.056661 | 0.085466 | 0.048827 | 0.055056 | 0.060952 | 0.056661 | 100000 | 100000 | 0 | 0 | 0
8121 |  |  |  | 9795.2055 |  |  |  |  | 5099.4015 | 5140.5115 | 5181.6215 | 5222.7315 | 5263.8415 | 66052.2475 | 64267.7426 | 62483.2378 | 60698.7329 | 58914.228 |  | 0.03641 |  |  |  |  | 1 | 1 | 1 | 1 | 1 | [5 empty] | 11.3042 | 7.8879 | 570.7763 | 26826.484 | 684.9315 | 0.0882 | 0.048906 | 0.054332 | 0.059407 | 0.056198 | 0.0882 | 0.048906 | 0.054332 | 0.059407 | 0.056198 | 100000 | 100000 | 0 | 0 | 0
8122 |  |  |  | 9795.2055 |  |  |  |  | 6024.0784 | 6079.9009 | 6135.7234 | 6191.5459 | 6247.3684 | 64307.6306 | 62570.2593 | 60832.888 | 59095.5167 | 57358.1454 |  | 0.05014 |  |  |  |  | 1 | 1 | 1 | 1 | 1 | [5 empty] | 11.8585 | 8.4367 | 570.7763 | 26826.484 | 684.9315 | 0.088153 | 0.049225 | 0.053752 | 0.058898 | 0.055656 | 0.088153 | 0.049225 | 0.053752 | 0.058898 | 0.055656 | 100000 | 100000 | 0 | 0 | 0
8123 |  |  |  | 9795.2055 |  |  |  |  | 6760.537 | 6833.547 | 6906.557 | 6979.567 | 7052.577 | 62591.2813 | 60900.2798 | 59209.2784 | 57518.2769 | 55827.2755 |  | 0.10349 |  |  |  |  | 1 | 1 | 1 | 1 | 1 | [5 empty] | 9.819 | 10.1853 | 570.7763 | 26826.484 | 684.9315 | 0.087897 | 0.050198 | 0.054372 | 0.058911 | 0.055715 | 0.087897 | 0.050198 | 0.054372 | 0.058911 | 0.055715 | 100000 | 100000 | 0 | 0 | 0
8124 |  |  |  | 9795.2055 |  |  |  |  | 7811.0575 | 7925.3975 | 8039.7375 | 8154.0775 | 8268.4175 | 59958.693 | 58338.8151 | 56718.9371 | 55099.0592 | 53479.1812 |  | 0.11185 |  |  |  |  | 1 | 1 | 1 | 1 | 1 | [5 empty] | 9.3649 | 7.5945 | 570.7763 | 26826.484 | 684.9315 | 0.088334 | 0.051215 | 0.054998 | 0.058933 | 0.055779 | 0.088334 | 0.051215 | 0.054998 | 0.058933 | 0.055779 | 100000 | 100000 | 0 | 0 | 0
8125 |  |  |  | 9795.2055 |  |  |  |  | 7348.1719 | 7527.1894 | 7706.2069 | 7885.2244 | 8064.2419 | 59046.532 | 57451.2975 | 55856.063 | 54260.8285 | 52665.594 |  | 0.07709 |  |  |  |  | 1 | 1 | 1 | 1 | 1 | [5 empty] | 8.2856 | 7.8542 | 570.7763 | 26826.484 | 684.9315 | 0.088661 | 0.050664 | 0.054855 | 0.058865 | 0.055854 | 0.088661 | 0.050664 | 0.054855 | 0.058865 | 0.055854 | 100000 | 100000 | 0 | 0 | 0
8126 |  |  |  | 9795.2055 |  |  |  |  | 6461.7953 | 6697.8461 | 6933.897 | 7169.9478 | 7405.9986 | 58080.8943 | 56511.748 | 54942.6018 | 53373.4555 | 51804.3092 |  | 0.10228 |  |  |  |  | 1 | 1 | 1 | 1 | 1 | [5 empty] | 6.2955 | 11.7536 | 570.7763 | 26826.484 | 684.9315 | 0.089758 | 0.048873 | 0.055294 | 0.059171 | 0.055777 | 0.089758 | 0.048873 | 0.055294 | 0.059171 | 0.055777 | 100000 | 100000 | 0 | 0 | 0
8127 |  |  |  | 9795.2055 |  |  |  |  | 5928.875 | 6278.3867 | 6627.8983 | 6977.41 | 7326.9217 | 58996.1138 | 57402.2414 | 55808.369 | 54214.4966 | 52620.6243 |  | 0.08351 |  |  |  |  | 1 | 1 | 1 | 1 | 1 | [5 empty] | 11.0464 | 9.1794 | 570.7763 | 26826.484 | 684.9315 | 0.091613 | 0.053944 | 0.062105 | 0.067715 | 0.059446 | 0.091613 | 0.053944 | 0.062105 | 0.067715 | 0.059446 | 100000 | 100000 | 0 | 0 | 0
8128 |  |  |  | 9795.2055 |  |  |  |  | 5723.1481 | 6042.7406 | 6362.3331 | 6681.9256 | 7001.5181 | 59560.167 | 57951.0558 | 56341.9447 | 54732.8335 | 53123.7224 |  | 0.04428 |  |  |  |  | 1 | 1 | 1 | 1 | 1 | [5 empty] | 11.9215 | 7.8973 | 570.7763 | 26826.484 | 684.9315 | 0.093363 | 0.058219 | 0.071024 | 0.088573 | 0.082021 | 0.093363 | 0.058219 | 0.071024 | 0.088574 | 0.082021 | 100000 | 100000 | 0 | 0 | 0
8129 |  |  |  | 9795.2055 |  |  |  |  | 6177.2793 | 6535.4243 | 6893.5693 | 7251.7143 | 7609.8593 | 62971.7345 | 61270.4545 | 59569.1745 | 57867.8945 | 56166.6145 |  | 0 |  |  |  |  | 1 | 1 | 1 | 1 | 1 | [5 empty] | 11.5703 | 7.3062 | 570.7763 | 26826.484 | 684.9315 | 0.095594 | 0.059532 | 0.07188 | 0.089368 | 0.082814 | 0.095594 | 0.059532 | 0.07188 | 0.089368 | 0.082814 | 100000 | 100000 | 0 | 0 | 0
8130 |  |  |  | 9795.2055 |  |  |  |  | 7801.2089 | 8194.5539 | 8587.8989 | 8981.2439 | 9374.5889 | 64527.6539 | 62784.3383 | 61041.0228 | 59297.7072 | 57554.3916 |  | 0 |  |  |  |  | 1 | 1 | 1 | 1 | 1 | [5 empty] | 8.5346 | 5.5751 | 570.7763 | 26826.484 | 684.9315 | 0.097483 | 0.061884 | 0.072105 | 0.08938 | 0.082563 | 0.097483 | 0.061884 | 0.072105 | 0.08938 | 0.082563 | 100000 | 100000 | 0 | 0 | 0
8131 |  |  |  | 9795.2055 |  |  |  |  | 8225.7943 | 8724.0743 | 9222.3543 | 9720.6343 | 10218.9143 | 65090.6877 | 63332.1609 | 61573.6341 | 59815.1072 | 58056.5804 |  | 0 |  |  |  |  | 1 | 1 | 1 | 1 | 1 | [5 empty] | 8.7447 | 7.1074 | 570.7763 | 26826.484 | 684.9315 | 0.098881 | 0.067912 | 0.075022 | 0.09223 | 0.085164 | 0.098881 | 0.067912 | 0.075022 | 0.09223 | 0.085164 | 100000 | 100000 | 0 | 0 | 0
8132 |  |  |  | 9795.2055 |  |  |  |  | 7795.7374 | 8328.9966 | 8862.2558 | 9395.5149 | 9928.7741 | 64633.5877 | 62887.4102 | 61141.2326 | 59395.0551 | 57648.8775 |  | 0 |  |  |  |  | 1 | 1 | 1 | 1 | 1 | [5 empty] | 9.9599 | 7.8947 | 570.7763 | 26826.484 | 684.9315 | 0.098907 | 0.074189 | 0.075376 | 0.094323 | 0.087013 | 0.098907 | 0.074189 | 0.075376 | 0.094323 | 0.087013 | 100000 | 100000 | 0 | 0 | 0
8133 |  |  |  | 9795.2055 |  |  |  |  | 6734.274 | 7221.0049 | 7707.7357 | 8194.4665 | 8681.1974 | 62593.3202 | 60902.2637 | 59211.2071 | 57520.1506 | 55829.0941 |  | 0 |  |  |  |  | 1 | 1 | 1 | 1 | 1 | [5 empty] | 8.9995 | 9.8922 | 570.7763 | 26826.484 | 684.9315 | 0.097839 | 0.075145 | 0.076198 | 0.098274 | 0.089249 | 0.097839 | 0.075145 | 0.076198 | 0.098274 | 0.089249 | 100000 | 100000 | 0 | 0 | 0
8134 |  |  |  | 9795.2055 |  |  |  |  | 5704.5451 | 6107.4318 | 6510.3184 | 6913.2051 | 7316.0918 | 56524.9748 | 54997.8642 | 53470.7535 | 51943.6428 | 50416.5321 |  | 0 |  |  |  |  | 1 | 1 | 1 | 1 | 1 | [5 empty] | 7.1704 | 7.419 | 570.7763 | 26826.484 | 684.9315 | 0.0979 | 0.076689 | 0.076529 | 0.098339 | 0.08856 | 0.0979 | 0.076689 | 0.076529 | 0.098339 | 0.08856 | 100000 | 100000 | 0 | 0 | 0
8135 |  |  |  | 9795.2055 |  |  |  |  | 5591.833 | 5919.6197 | 6247.4063 | 6575.193 | 6902.9797 | 46559.6945 | 45301.8115 | 44043.9284 | 42786.0454 | 41528.1624 |  | 0 |  |  |  |  | 1 | 1 | 1 | 1 | 1 | [5 empty] | 6.1763 | 6.7367 | 570.7763 | 26826.484 | 684.9315 | 0.097629 | 0.085166 | 0.077109 | 0.098287 | 0.089638 | 0.097629 | 0.085166 | 0.077109 | 0.098287 | 0.089638 | 100000 | 100000 | 0 | 0 | 0
8136 |  |  |  | 9795.2055 |  |  |  |  | 4312.6055 | 4573.9555 | 4835.3055 | 5096.6555 | 5358.0055 | 37551.1542 | 36536.651 | 35522.1478 | 34507.6445 | 33493.1413 |  | 0 |  |  |  |  | 1 | 1 | 1 | 1 | 1 | [5 empty] | 5.7027 | 7.2686 | 570.7763 | 26826.484 | 684.9315 | 0.098813 | 0.086735 | 0.078881 | 0.099983 | 0.10362 | 0.098813 | 0.086735 | 0.078881 | 0.099983 | 0.10362 | 100000 | 100000 | 0 | 0 | 0
8137 |  |  |  | 9795.2055 |  |  |  |  | 3157.1749 | 3369.6041 | 3582.0332 | 3794.4624 | 4006.8916 | 32054.4618 | 31188.4604 | 30322.4589 | 29456.4574 | 28590.456 |  | 0 |  |  |  |  | 1 | 1 | 1 | 1 | 1 | [5 empty] | 4.8997 | 6.9596 | 570.7763 | 26826.484 | 684.9315 | 0.099719 | 0.087651 | 0.080625 | 0.10413 | 0.10492 | 0.099719 | 0.087651 | 0.080625 | 0.10413 | 0.10492 | 100000 | 100000 | 0 | 0 | 0
8138 |  |  |  | 9795.2055 |  |  |  |  | 2249.3225 | 2348.9775 | 2448.6325 | 2548.2875 | 2647.9425 | 32666.542 | 31784.0042 | 30901.4665 | 30018.9287 | 29136.3909 |  | 0 |  |  |  |  | 1 | 1 | 1 | 1 | 1 | [5 empty] | 4.1473 | 8.7249 | 570.7763 | 26826.484 | 684.9315 | 0.10015 | 0.08835 | 0.082029 | 0.10975 | 0.10569 | 0.10015 | 0.08835 | 0.082029 | 0.10975 | 0.10569 | 100000 | 100000 | 0 | 0 | 0
8139 |  |  |  | 9795.2055 |  |  |  |  | 1700.4395 | 1748.782 | 1797.1245 | 1845.467 | 1893.8095 | 33324.5761 | 32424.2606 | 31523.945 | 30623.6294 | 29723.3138 |  | 0 |  |  |  |  | 1 | 1 | 1 | 1 | 1 | [5 empty] | 4.2307 | 7.6716 | 570.7763 | 26826.484 | 684.9315 | 0.1005 | 0.089771 | 0.083864 | 0.1168 | 0.10501 | 0.1005 | 0.089771 | 0.083864 | 0.1168 | 0.10501 | 100000 | 100000 | 0 | 0 | 0
8140 |  |  |  | 9795.2055 |  |  |  |  | 1592.8584 | 1634.3809 | 1675.9034 | 1717.4259 | 1758.9484 | 35374.456 | 34418.7597 | 33463.0634 | 32507.367 | 31551.6707 |  | 0 |  |  |  |  | 1 | 1 | 1 | 1 | 1 | [5 empty] | 5.0549 | 7.6981 | 570.7763 | 26826.484 | 684.9315 | 0.10136 | 0.092815 | 0.088156 | 0.1183 | 0.11143 | 0.10136 | 0.092815 | 0.088156 | 0.1183 | 0.11143 | 100000 | 100000 | 0 | 0 | 0
8141 |  |  |  | 9795.2055 |  |  |  |  | 1798.1406 | 1838.8381 | 1879.5356 | 1920.2331 | 1960.9306 | 40326.3353 | 39236.8562 | 38147.3771 | 37057.8981 | 35968.419 |  | 0 |  |  |  |  | 1 | 1 | 1 | 1 | 1 | [5 empty] | 6.1368 | 6.2784 | 570.7763 | 26826.484 | 684.9315 | 0.10546 | 0.099473 | 0.097056 | 0.13438 | 0.13228 | 0.10546 | 0.099473 | 0.097056 | 0.13438 | 0.13228 | 100000 | 100000 | 0 | 0 | 0
8142 |  |  |  | 9795.2055 |  |  |  |  | 2624.7584 | 2665.8684 | 2706.9784 | 2748.0884 | 2789.1984 | 55426.4218 | 53928.9902 | 52431.5587 | 50934.1271 | 49436.6956 |  | 0 |  |  |  |  | 1 | 1 | 1 | 1 | 1 | [5 empty] | 4.8832 | 6.4601 | 570.7763 | 26826.484 | 684.9315 | 0.11005 | 0.11686 | 0.12768 | 0.14452 | 0.13607 | 0.11005 | 0.11686 | 0.12768 | 0.14452 | 0.13607 | 100000 | 100000 | 0 | 0 | 0
8143 |  |  |  | 9795.2055 |  |  |  |  | 4118.8179 | 4159.7904 | 4200.7629 | 4241.7354 | 4282.7079 | 65996.9789 | 64213.9672 | 62430.9555 | 60647.9438 | 58864.9321 |  | 0 |  |  |  |  | 1 | 1 | 1 | 1 | 1 | [5 empty] | 3.3462 | 4.5093 | 570.7763 | 26826.484 | 684.9315 | 0.12653 | 0.17569 | 0.20749 | 0.18081 | 0.18267 | 0.12653 | 0.17569 | 0.20749 | 0.18081 | 0.18267 | 100000 | 100000 | 0 | 0 | 0
8144 |  |  |  | 9795.2055 |  |  |  |  | 5386.7376 | 5428.6726 | 5470.6076 | 5512.5426 | 5554.4776 | 61194.2169 | 59540.9594 | 57887.7018 | 56234.4442 | 54581.1867 |  | 0 |  |  |  |  | 1 | 1 | 1 | 1 | 1 | [5 empty] | 2.6592 | 5.9021 | 570.7763 | 26826.484 | 684.9315 | 0.14283 | 0.23975 | 0.22128 | 0.20151 | 0.1924 | 0.14283 | 0.23975 | 0.22128 | 0.20151 | 0.1924 | 100000 | 100000 | 0 | 0 | 0
8145 |  |  |  | 9795.2055 |  |  |  |  | 4561.2176 | 4610.7151 | 4660.2126 | 4709.7101 | 4759.2076 | 59921.6651 | 58302.7875 | 56683.9099 | 55065.0323 | 53446.1548 |  | 0.02521 |  |  |  |  | 1 | 1 | 1 | 1 | 1 | [5 empty] | 1.7735 | 6.972 | 570.7763 | 26826.484 | 684.9315 | 0.14358 | 0.2433 | 0.22287 | 0.20367 | 0.19162 | 0.14358 | 0.2433 | 0.22287 | 0.20367 | 0.19162 | 100000 | 100000 | 0 | 0 | 0
8146 |  |  |  | 9795.2055 |  |  |  |  | 4045.2676 | 4120.0101 | 4194.7526 | 4269.4951 | 4344.2376 | 58339.1571 | 56763.0334 | 55186.9098 | 53610.7861 | 52034.6625 |  | 0.01589 |  |  |  |  | 1 | 1 | 1 | 1 | 1 | [5 empty] | 2.1326 | 5.6571 | 570.7763 | 26826.484 | 684.9315 | 0.14232 | 0.23727 | 0.22152 | 0.19999 | 0.19024 | 0.14232 | 0.23727 | 0.22152 | 0.19999 | 0.19024 | 100000 | 100000 | 0 | 0 | 0
8147 |  |  |  | 9795.2055 |  |  |  |  | 4117.7201 | 4222.4626 | 4327.2051 | 4431.9476 | 4536.6901 | 56776.2028 | 55242.3048 | 53708.4068 | 52174.5088 | 50640.6108 |  | 0.02384 |  |  |  |  | 1 | 1 | 1 | 1 | 1 | [5 empty] | 2.9025 | 3.9492 | 570.7763 | 26826.484 | 684.9315 | 0.14118 | 0.23667 | 0.22121 | 0.19925 | 0.18771 | 0.14118 | 0.23667 | 0.22121 | 0.19926 | 0.18771 | 100000 | 100000 | 0 | 0 | 0
8148 |  |  |  | 9795.2055 |  |  |  |  | 4761.011 | 4928.7543 | 5096.4976 | 5264.241 | 5431.9843 | 54397.7988 | 52928.1571 | 51458.5154 | 49988.8737 | 48519.232 |  | 0.05587 |  |  |  |  | 1 | 1 | 1 | 1 | 1 | [5 empty] | 3.6259 | 4.4509 | 570.7763 | 26826.484 | 684.9315 | 0.14119 | 0.23671 | 0.22104 | 0.19905 | 0.18681 | 0.14119 | 0.23671 | 0.22104 | 0.19905 | 0.18681 | 100000 | 100000 | 0 | 0 | 0
8149 |  |  |  | 9795.2055 |  |  |  |  | 4593.0528 | 4797.9203 | 5002.7878 | 5207.6553 | 5412.5228 | 53568.6561 | 52121.415 | 50674.1739 | 49226.9328 | 47779.6917 |  | 0.11993 |  |  |  |  | 1 | 1 | 1 | 1 | 1 | [5 empty] | 4.6941 | 5.7012 | 570.7763 | 26826.484 | 684.9315 | 0.14121 | 0.23663 | 0.22121 | 0.19929 | 0.18707 | 0.14121 | 0.23663 | 0.22121 | 0.19929 | 0.18707 | 100000 | 100000 | 0 | 0 | 0
8150 |  |  |  | 9795.2055 |  |  |  |  | 4583.1729 | 4844.5229 | 5105.8729 | 5367.2229 | 5628.5729 | 52690.1362 | 51266.6296 | 49843.1231 | 48419.6166 | 46996.1101 |  | 0.02301 |  |  |  |  | 1 | 1 | 1 | 1 | 1 | [5 empty] | 5.2627 | 3.6487 | 570.7763 | 26826.484 | 684.9315 | 0.14119 | 0.2367 | 0.22135 | 0.19957 | 0.18718 | 0.14119 | 0.2367 | 0.22135 | 0.19957 | 0.18718 | 100000 | 100000 | 0 | 0 | 0
8151 |  |  |  | 9795.2055 |  |  |  |  | 4564.5109 | 4879.8134 | 5195.1159 | 5510.4184 | 5825.7209 | 53509.0091 | 52063.3795 | 50617.7499 | 49172.1202 | 47726.4906 |  | 0.02008 |  |  |  |  | 1 | 1 | 1 | 1 | 1 | [5 empty] | 5.2591 | 3.616 | 570.7763 | 26826.484 | 684.9315 | 0.14331 | 0.24007 | 0.22254 | 0.20147 | 0.18893 | 0.14331 | 0.24007 | 0.22254 | 0.20147 | 0.18893 | 100000 | 100000 | 0 | 0 | 0
8152 |  |  |  | 9795.2055 |  |  |  |  | 4292.2649 | 4725.5374 | 5158.8099 | 5592.0824 | 6025.3549 | 54018.9117 | 52559.5062 | 51100.1007 | 49640.6953 | 48181.2898 |  | 0.04394 |  |  |  |  | 1 | 1 | 1 | 1 | 1 | [5 empty] | 5.1557 | 5.3812 | 570.7763 | 26826.484 | 684.9315 | 0.14509 | 0.24599 | 0.22508 | 0.20457 | 0.19411 | 0.14509 | 0.24599 | 0.22508 | 0.20457 | 0.19411 | 100000 | 100000 | 0 | 0 | 0
8153 |  |  |  | 9795.2055 |  |  |  |  | 4640.2567 | 5267.2317 | 5894.2067 | 6521.1817 | 7148.1567 | 57101.3038 | 55558.6227 | 54015.9416 | 52473.2604 | 50930.5793 |  | 0 |  |  |  |  | 1 | 1 | 1 | 1 | 1 | [5 empty] | 5.1219 | 5.9228 | 570.7763 | 26826.484 | 684.9315 | 0.14509 | 0.24717 | 0.22434 | 0.20513 | 0.19322 | 0.14509 | 0.24717 | 0.22434 | 0.20513 | 0.19322 | 100000 | 100000 | 0 | 0 | 0
8154 |  |  |  | 9795.2055 |  |  |  |  | 6324.2297 | 7102.7239 | 7881.218 | 8659.7122 | 9438.2064 | 58516.1264 | 56935.2217 | 55354.3169 | 53773.4122 | 52192.5074 |  | 0 |  |  |  |  | 1 | 1 | 1 | 1 | 1 | [5 empty] | 5.1639 | 7.7366 | 570.7763 | 26826.484 | 684.9315 | 0.14513 | 0.24759 | 0.22418 | 0.20272 | 0.19258 | 0.14513 | 0.24759 | 0.22418 | 0.20272 | 0.19258 | 100000 | 100000 | 0 | 0 | 0
8155 |  |  |  | 9795.2055 |  |  |  |  | 7403.3337 | 8277.7995 | 9152.2653 | 10026.7312 | 10901.197 | 59029.4522 | 57434.6792 | 55839.9061 | 54245.133 | 52650.36 |  | 0 |  |  |  |  | 1 | 1 | 1 | 1 | 1 | [5 empty] | 5.3925 | 7.994 | 570.7763 | 26826.484 | 684.9315 | 0.14513 | 0.24233 | 0.2239 | 0.20191 | 0.19029 | 0.14513 | 0.24233 | 0.22391 | 0.20191 | 0.19029 | 100000 | 100000 | 0 | 0 | 0
8156 |  |  |  | 9795.2055 |  |  |  |  | 7771.0853 | 8520.7053 | 9270.3253 | 10019.9453 | 10769.5653 | 58618.3041 | 57034.6388 | 55450.9736 | 53867.3083 | 52283.6431 |  | 0 |  |  |  |  | 1 | 1 | 1 | 1 | 1 | [5 empty] | 5.53 | 8.3066 | 570.7763 | 26826.484 | 684.9315 | 0.14515 | 0.24207 | 0.22486 | 0.20302 | 0.19092 | 0.14515 | 0.24207 | 0.22486 | 0.20302 | 0.19092 | 100000 | 100000 | 0 | 0 | 0
8157 |  |  |  | 9795.2055 |  |  |  |  | 6895.068 | 7534.583 | 8174.098 | 8813.613 | 9453.128 | 56769.3563 | 55235.6433 | 53701.9303 | 52168.2172 | 50634.5042 |  | 0 |  |  |  |  | 1 | 1 | 1 | 1 | 1 | [5 empty] | 5.6615 | 8.7922 | 570.7763 | 26826.484 | 684.9315 | 0.14402 | 0.24161 | 0.22445 | 0.20141 | 0.19055 | 0.14402 | 0.24161 | 0.22445 | 0.20141 | 0.19055 | 100000 | 100000 | 0 | 0 | 0
8158 |  |  |  | 9795.2055 |  |  |  |  | 5856.5814 | 6387.4481 | 6918.3147 | 7449.1814 | 7980.0481 | 51275.3135 | 49890.0306 | 48504.7478 | 47119.4649 | 45734.182 |  | 0 |  |  |  |  | 1 | 1 | 1 | 1 | 1 | [5 empty] | 6.7083 | 9.7862 | 570.7763 | 26826.484 | 684.9315 | 0.13305 | 0.20621 | 0.21932 | 0.17939 | 0.18457 | 0.13305 | 0.20621 | 0.21932 | 0.17939 | 0.18457 | 100000 | 100000 | 0 | 0 | 0
8159 |  |  |  | 9795.2055 |  |  |  |  | 5623.855 | 6083.6375 | 6543.42 | 7003.2025 | 7462.985 | 42268.1767 | 41126.2357 | 39984.2948 | 38842.3538 | 37700.4129 |  | 0 |  |  |  |  | 1 | 1 | 1 | 1 | 1 | [5 empty] | 6.7872 | 10.451 | 570.7763 | 26826.484 | 684.9315 | 0.12696 | 0.18599 | 0.19246 | 0.175 | 0.18155 | 0.12696 | 0.18599 | 0.19246 | 0.175 | 0.18155 | 100000 | 100000 | 0 | 0 | 0
8160 |  |  |  | 9795.2055 |  |  |  |  | 4191.2704 | 4594.5154 | 4997.7604 | 5401.0054 | 5804.2504 | 34054.9645 | 33134.9163 | 32214.8681 | 31294.8199 | 30374.7718 |  | 0 |  |  |  |  | 1 | 1 | 1 | 1 | 1 | [5 empty] | 7.619 | 10.2452 | 570.7763 | 26826.484 | 684.9315 | 0.12259 | 0.18536 | 0.19223 | 0.17488 | 0.18128 | 0.12259 | 0.18536 | 0.19223 | 0.17488 | 0.18128 | 100000 | 100000 | 0 | 0 | 0
8161 |  |  |  | 9795.2055 |  |  |  |  | 3167.0814 | 3366.4489 | 3565.8164 | 3765.1839 | 3964.5514 | 23636.2084 | 22997.6392 | 22359.07 | 21720.5009 | 21081.9317 |  | 0 |  |  |  |  | 1 | 1 | 1 | 1 | 1 | [5 empty] | 8.6175 | 10.6491 | 570.7763 | 26826.484 | 684.9315 | 0.12255 | 0.18532 | 0.19217 | 0.17476 | 0.18103 | 0.12255 | 0.18532 | 0.19217 | 0.17476 | 0.18103 | 100000 | 100000 | 0 | 0 | 0
8162 |  |  |  | 9795.2055 |  |  |  |  | 2256.3803 | 2357.0253 | 2457.6703 | 2558.3153 | 2658.9603 | 24827.6726 | 24156.9142 | 23486.1557 | 22815.3973 | 22144.6389 |  | 0 |  |  |  |  | 1 | 1 | 1 | 1 | 1 | [5 empty] | 8.4211 | 10.6049 | 570.7763 | 26826.484 | 684.9315 | 0.12254 | 0.18533 | 0.19225 | 0.17493 | 0.18111 | 0.12254 | 0.18533 | 0.19225 | 0.17493 | 0.18111 | 100000 | 100000 | 0 | 0 | 0
8163 |  |  |  | 9795.2055 |  |  |  |  | 1705.7751 | 1756.9226 | 1808.0701 | 1859.2176 | 1910.3651 | 25216.3837 | 24535.1236 | 23853.8635 | 23172.6035 | 22491.3434 |  | 0 |  |  |  |  | 1 | 1 | 1 | 1 | 1 | [5 empty] | 10.9307 | 10.6924 | 570.7763 | 26826.484 | 684.9315 | 0.12254 | 0.18531 | 0.19229 | 0.17505 | 0.18131 | 0.12254 | 0.18531 | 0.19229 | 0.17505 | 0.18131 | 100000 | 100000 | 0 | 0 | 0
8164 |  |  |  | 9795.2055 |  |  |  |  | 1597.8564 | 1639.6539 | 1681.4514 | 1723.2489 | 1765.0464 | 27396.5818 | 26656.4202 | 25916.2587 | 25176.0971 | 24435.9356 |  | 0 |  |  |  |  | 1 | 1 | 1 | 1 | 1 | [5 empty] | 12.3072 | 10.4906 | 570.7763 | 26826.484 | 684.9315 | 0.11948 | 0.17629 | 0.18697 | 0.17185 | 0.17897 | 0.11948 | 0.17629 | 0.18697 | 0.17185 | 0.17897 | 100000 | 100000 | 0 | 0 | 0
8165 |  |  |  | 9795.2055 |  |  |  |  | 1803.7828 | 1845.7178 | 1887.6528 | 1929.5878 | 1971.5228 | 32255.5116 | 31384.0785 | 30512.6453 | 29641.2122 | 28769.779 |  | 0 |  |  |  |  | 1 | 1 | 1 | 1 | 1 | [5 empty] | 15.0367 | 10.531 | 570.7763 | 26826.484 | 684.9315 | 0.11959 | 0.17614 | 0.1863 | 0.17141 | 0.17897 | 0.11959 | 0.17614 | 0.1863 | 0.17141 | 0.17897 | 100000 | 100000 | 0 | 0 | 0
8166 |  |  |  | 9795.2055 |  |  |  |  | 2632.9943 | 2674.6543 | 2716.3143 | 2757.9743 | 2799.6343 | 47339.416 | 46060.4676 | 44781.5191 | 43502.5707 | 42223.6223 |  | 0 |  |  |  |  | 1 | 1 | 1 | 1 | 1 | [5 empty] | 15.7629 | 10.5384 | 570.7763 | 26826.484 | 684.9315 | 0.12132 | 0.17607 | 0.18629 | 0.17158 | 0.17844 | 0.12132 | 0.17607 | 0.18629 | 0.17158 | 0.17844 | 100000 | 100000 | 0 | 0 | 0
8167 |  |  |  | 9795.2055 |  |  |  |  | 4131.7418 | 4171.7518 | 4211.7618 | 4251.7718 | 4291.7818 | 56052.8646 | 54538.5087 | 53024.1529 | 51509.797 | 49995.4411 |  | 0 |  |  |  |  | 1 | 1 | 1 | 1 | 1 | [5 empty] | 14.9335 | 9.3455 | 570.7763 | 26826.484 | 684.9315 | 0.13373 | 0.20182 | 0.21517 | 0.20065 | 0.19295 | 0.13373 | 0.20182 | 0.21517 | 0.20065 | 0.19295 | 100000 | 100000 | 0 | 0 | 0
8168 |  |  |  | 9795.2055 |  |  |  |  | 5403.6399 | 5445.5749 | 5487.5099 | 5529.4449 | 5571.3799 | 52740.033 | 51315.1784 | 49890.3239 | 48465.4693 | 47040.6148 |  | 0 |  |  |  |  | 1 | 1 | 1 | 1 | 1 | [5 empty] | 13.6512 | 9.1995 | 570.7763 | 26826.484 | 684.9315 | 0.1446 | 0.25816 | 0.22593 | 0.22013 | 0.19666 | 0.1446 | 0.25816 | 0.22593 | 0.22013 | 0.19666 | 100000 | 100000 | 0 | 0 | 0
8169 |  |  |  | 9795.2055 |  |  |  |  | 4575.5296 | 4625.3571 | 4675.1846 | 4725.0121 | 4774.8396 | 50416.0176 | 49053.9499 | 47691.8823 | 46329.8147 | 44967.747 |  | 0.28262 |  |  |  |  | 1 | 1 | 1 | 1 | 1 | [5 empty] | 11.1617 | 8.6881 | 570.7763 | 26826.484 | 684.9315 | 0.14507 | 0.26018 | 0.22686 | 0.22209 | 0.19793 | 0.14507 | 0.26018 | 0.22686 | 0.22209 | 0.19793 | 100000 | 100000 | 0 | 0 | 0
8170 |  |  |  | 9795.2055 |  |  |  |  | 4057.9607 | 4132.9507 | 4207.9407 | 4282.9307 | 4357.9207 | 48945.5824 | 47623.2409 | 46300.8993 | 44978.5578 | 43656.2163 |  | 0.11368 |  |  |  |  | 1 | 1 | 1 | 1 | 1 | [5 empty] | 9.7345 | 7.7015 | 570.7763 | 26826.484 | 684.9315 | 0.14466 | 0.26045 | 0.22718 | 0.22205 | 0.19834 | 0.14466 | 0.26045 | 0.22718 | 0.22205 | 0.19834 | 100000 | 100000 | 0 | 0 | 0
8171 |  |  |  | 9795.2055 |  |  |  |  | 4130.6406 | 4239.6731 | 4348.7056 | 4457.7381 | 4566.7706 | 47213.1736 | 45937.6358 | 44662.098 | 43386.5602 | 42111.0224 |  | 0.16323 |  |  |  |  | 1 | 1 | 1 | 1 | 1 | [5 empty] | 9.4622 | 6.6948 | 570.7763 | 26826.484 | 684.9315 | 0.14468 | 0.26076 | 0.22836 | 0.22205 | 0.19874 | 0.14468 | 0.26076 | 0.22836 | 0.22205 | 0.19874 | 100000 | 100000 | 0 | 0 | 0
8172 |  |  |  | 9795.2055 |  |  |  |  | 4775.9499 | 4941.4924 | 5107.0349 | 5272.5774 | 5438.1199 | 45227.2898 | 44005.4038 | 42783.5177 | 41561.6317 | 40339.7457 |  | 0.58769 |  |  |  |  | 1 | 1 | 1 | 1 | 1 | [5 empty] | 8.1018 | 6.0439 | 570.7763 | 26826.484 | 684.9315 | 0.14465 | 0.26049 | 0.22838 | 0.22262 | 0.19925 | 0.14465 | 0.26049 | 0.22838 | 0.22262 | 0.19925 | 100000 | 100000 | 0 | 0 | 0
8173 |  |  |  | 9795.2055 |  |  |  |  | 4607.4647 | 4810.2697 | 5013.0747 | 5215.8797 | 5418.6847 | 44585.0213 | 43380.4871 | 42175.953 | 40971.4188 | 39766.8847 |  | 0.66596 |  |  |  |  | 1 | 1 | 1 | 1 | 1 | [5 empty] | 5.6912 | 6.3656 | 570.7763 | 26826.484 | 684.9315 | 0.14469 | 0.26038 | 0.22778 | 0.22239 | 0.1989 | 0.14469 | 0.26038 | 0.22778 | 0.22239 | 0.1989 | 100000 | 100000 | 0 | 0 | 0
8174 |  |  |  | 9795.2055 |  |  |  |  | 4597.5538 | 4870.3438 | 5143.1338 | 5415.9238 | 5688.7138 | 44162.4805 | 42969.362 | 41776.2434 | 40583.1249 | 39390.0063 |  | 0.3262 |  |  |  |  | 1 | 1 | 1 | 1 | 1 | [5 empty] | 8.0441 | 5.7284 | 570.7763 | 26826.484 | 684.9315 | 0.14514 | 0.26094 | 0.22702 | 0.22154 | 0.19857 | 0.14514 | 0.26094 | 0.22702 | 0.22154 | 0.19857 | 100000 | 100000 | 0 | 0 | 0
8175 |  |  |  | 9795.2055 |  |  |  |  | 4578.8333 | 4903.7883 | 5228.7433 | 5553.6983 | 5878.6533 | 44661.0967 | 43454.5073 | 42247.9179 | 41041.3284 | 39834.739 |  | 0.01153 |  |  |  |  | 1 | 1 | 1 | 1 | 1 | [5 empty] | 10.6183 | 5.7002 | 570.7763 | 26826.484 | 684.9315 | 0.14542 | 0.26299 | 0.22818 | 0.22282 | 0.19864 | 0.14542 | 0.26299 | 0.22818 | 0.22282 | 0.19864 | 100000 | 100000 | 0 | 0 | 0
8176 |  |  |  | 9795.2055 |  |  |  |  | 4305.7331 | 4736.1456 | 5166.5581 | 5596.9706 | 6027.3831 | 45362.5259 | 44136.9863 | 42911.4466 | 41685.907 | 40460.3673 |  | 0.0586 |  |  |  |  | 1 | 1 | 1 | 1 | 1 | [5 empty] | 10.0207 | 5.179 | 570.7763 | 26826.484 | 684.9315 | 0.14651 | 0.26534 | 0.22825 | 0.22434 | 0.2018 | 0.14651 | 0.26534 | 0.22825 | 0.22434 | 0.2018 | 100000 | 100000 | 0 | 0 | 0
8177 |  |  |  | 9795.2055 |  |  |  |  | 4654.8168 | 5306.5418 | 5958.2668 | 6609.9918 | 7261.7168 | 47940.0163 | 46644.8417 | 45349.6671 | 44054.4925 | 42759.3179 |  | 0 |  |  |  |  | 1 | 1 | 1 | 1 | 1 | [5 empty] | 9.5555 | 3.9914 | 570.7763 | 26826.484 | 684.9315 | 0.14662 | 0.26502 | 0.22825 | 0.22551 | 0.20051 | 0.14662 | 0.26502 | 0.22825 | 0.22551 | 0.20051 | 100000 | 100000 | 0 | 0 | 0
8178 |  |  |  | 9795.2055 |  |  |  |  | 6344.0737 | 7127.7929 | 7911.512 | 8695.2312 | 9478.9504 | 49816.0774 | 48470.2181 | 47124.3588 | 45778.4994 | 44432.6401 |  | 0 |  |  |  |  | 1 | 1 | 1 | 1 | 1 | [5 empty] | 9.7839 | 3.4663 | 570.7763 | 26826.484 | 684.9315 | 0.14736 | 0.26462 | 0.22795 | 0.22338 | 0.19963 | 0.14736 | 0.26462 | 0.22795 | 0.22338 | 0.19963 | 100000 | 100000 | 0 | 0 | 0
8179 |  |  |  | 9795.2055 |  |  |  |  | 7426.5636 | 8259.7811 | 9092.9986 | 9926.2161 | 10759.4336 | 50618.8305 | 49251.2836 | 47883.7367 | 46516.1897 | 45148.6428 |  | 0 |  |  |  |  | 1 | 1 | 1 | 1 | 1 | [5 empty] | 10.3008 | 3.6018 | 570.7763 | 26826.484 | 684.9315 | 0.1463 | 0.26299 | 0.22696 | 0.22131 | 0.19813 | 0.1463 | 0.26299 | 0.22696 | 0.22131 | 0.19813 | 100000 | 100000 | 0 | 0 | 0
8180 |  |  |  | 9795.2055 |  |  |  |  | 7795.4691 | 8601.9583 | 9408.4475 | 10214.9366 | 11021.4258 | 50618.8305 | 49251.2836 | 47883.7367 | 46516.1897 | 45148.6428 |  | 0 |  |  |  |  | 1 | 1 | 1 | 1 | 1 | [5 empty] | 9.6595 | 3.5096 | 570.7763 | 26826.484 | 684.9315 | 0.14604 | 0.26116 | 0.22691 | 0.22118 | 0.19796 | 0.14604 | 0.26116 | 0.22691 | 0.22118 | 0.19796 | 100000 | 100000 | 0 | 0 | 0
8181 |  |  |  | 9795.2055 |  |  |  |  | 6916.7031 | 7531.139 | 8145.5748 | 8760.0106 | 9374.4465 | 49207.556 | 47878.1368 | 46548.7177 | 45219.2985 | 43889.8794 |  | 0 |  |  |  |  | 1 | 1 | 1 | 1 | 1 | [5 empty] | 8.0418 | 4.07 | 570.7763 | 26826.484 | 684.9315 | 0.14451 | 0.2602 | 0.22593 | 0.22078 | 0.19791 | 0.14451 | 0.2602 | 0.22593 | 0.22078 | 0.19791 | 100000 | 100000 | 0 | 0 | 0
8182 |  |  |  | 9795.2055 |  |  |  |  | 5874.958 | 6387.9505 | 6900.943 | 7413.9355 | 7926.928 | 44542.7754 | 43339.3826 | 42135.9898 | 40932.597 | 39729.2042 |  | 0 |  |  |  |  | 1 | 1 | 1 | 1 | 1 | [5 empty] | 7.5089 | 3.7093 | 570.7763 | 26826.484 | 684.9315 | 0.13633 | 0.25535 | 0.22281 | 0.21478 | 0.1976 | 0.13633 | 0.25535 | 0.22281 | 0.21478 | 0.1976 | 100000 | 100000 | 0 | 0 | 0
8183 |  |  |  | 9795.2055 |  |  |  |  | 5641.5014 | 6090.6964 | 6539.8914 | 6989.0864 | 7438.2814 | 34748.2627 | 33809.484 | 32870.7053 | 31931.9266 | 30993.1479 |  | 0 |  |  |  |  | 1 | 1 | 1 | 1 | 1 | [5 empty] | 6.8602 | 3.2097 | 570.7763 | 26826.484 | 684.9315 | 0.12924 | 0.17954 | 0.16852 | 0.20169 | 0.19378 | 0.12924 | 0.17954 | 0.16852 | 0.20169 | 0.19378 | 100000 | 100000 | 0 | 0 | 0
8184 |  |  |  | 9795.2055 |  |  |  |  | 4204.4217 | 4596.0342 | 4987.6467 | 5379.2592 | 5770.8717 | 26619.0771 | 25899.921 | 25180.765 | 24461.609 | 23742.4529 |  | 0 |  |  |  |  | 1 | 1 | 1 | 1 | 1 | [5 empty] | 7.1152 | 3.3678 | 570.7763 | 26826.484 | 684.9315 | 0.1189 | 0.17714 | 0.16727 | 0.20044 | 0.19304 | 0.1189 | 0.17714 | 0.16727 | 0.20044 | 0.19304 | 100000 | 100000 | 0 | 0 | 0
8185 |  |  |  | 9795.2055 |  |  |  |  | 3176.9003 | 3385.2053 | 3593.5103 | 3801.8153 | 4010.1203 | 20954.6295 | 20388.5074 | 19822.3853 | 19256.2632 | 18690.141 |  | 0 |  |  |  |  | 1 | 1 | 1 | 1 | 1 | [5 empty] | 7.1063 | 3.5238 | 570.7763 | 26826.484 | 684.9315 | 0.11816 | 0.17708 | 0.16698 | 0.20024 | 0.19309 | 0.11816 | 0.17708 | 0.16698 | 0.20024 | 0.19309 | 100000 | 100000 | 0 | 0 | 0
8186 |  |  |  | 9795.2055 |  |  |  |  | 2263.3758 | 2360.7216 | 2458.0674 | 2555.4133 | 2652.7591 | 22015.8305 | 21421.0383 | 20826.2462 | 20231.4541 | 19636.662 |  | 0 |  |  |  |  | 1 | 1 | 1 | 1 | 1 | [5 empty] | 7.3582 | 3.9147 | 570.7763 | 26826.484 | 684.9315 | 0.11811 | 0.17709 | 0.167 | 0.2003 | 0.19312 | 0.11811 | 0.17709 | 0.167 | 0.2003 | 0.19312 | 100000 | 100000 | 0 | 0 | 0
8187 |  |  |  | 9795.2055 |  |  |  |  | 1711.0635 | 1758.416 | 1805.7685 | 1853.121 | 1900.4735 | 22361.552 | 21757.4197 | 21153.2873 | 20549.155 | 19945.0227 |  | 0 |  |  |  |  | 1 | 1 | 1 | 1 | 1 | [5 empty] | 8.5017 | 4.4261 | 570.7763 | 26826.484 | 684.9315 | 0.11814 | 0.17717 | 0.16699 | 0.20022 | 0.19304 | 0.11814 | 0.17717 | 0.16699 | 0.20022 | 0.19304 | 100000 | 100000 | 0 | 0 | 0
8188 |  |  |  | 9795.2055 |  |  |  |  | 1602.8103 | 1644.0578 | 1685.3053 | 1726.5528 | 1767.8003 | 24297.8913 | 23641.4457 | 22985.0002 | 22328.5546 | 21672.109 |  | 0 |  |  |  |  | 1 | 1 | 1 | 1 | 1 | [5 empty] | 9.0601 | 4.5417 | 570.7763 | 26826.484 | 684.9315 | 0.11424 | 0.174 | 0.15633 | 0.17515 | 0.17711 | 0.11424 | 0.174 | 0.15633 | 0.17515 | 0.17711 | 100000 | 100000 | 0 | 0 | 0
8189 |  |  |  | 9795.2055 |  |  |  |  | 1809.3751 | 1850.3476 | 1891.3201 | 1932.2926 | 1973.2651 | 28616.2969 | 27843.1828 | 27070.0688 | 26296.9547 | 25523.8407 |  | 0 |  |  |  |  | 1 | 1 | 1 | 1 | 1 | [5 empty] | 8.8279 | 4.7083 | 570.7763 | 26826.484 | 684.9315 | 0.11495 | 0.17576 | 0.15701 | 0.1769 | 0.17835 | 0.11495 | 0.17576 | 0.15701 | 0.1769 | 0.17835 | 100000 | 100000 | 0 | 0 | 0
8190 |  |  |  | 9795.2055 |  |  |  |  | 2641.1574 | 2682.9549 | 2724.7524 | 2766.5499 | 2808.3474 | 42014.8734 | 40879.7758 | 39744.6782 | 38609.5806 | 37474.4831 |  | 0 |  |  |  |  | 1 | 1 | 1 | 1 | 1 | [5 empty] | 8.1563 | 5.0243 | 570.7763 | 26826.484 | 684.9315 | 0.11501 | 0.17634 | 0.15746 | 0.17729 | 0.1787 | 0.11501 | 0.17634 | 0.15746 | 0.17729 | 0.1787 | 100000 | 100000 | 0 | 0 | 0
8191 |  |  |  | 9795.2055 |  |  |  |  | 4144.5515 | 4186.074 | 4227.5965 | 4269.119 | 4310.6415 | 49669.1833 | 48327.2926 | 46985.4018 | 45643.5111 | 44301.6203 |  | 0 |  |  |  |  | 1 | 1 | 1 | 1 | 1 | [5 empty] | 8.1572 | 5.3897 | 570.7763 | 26826.484 | 684.9315 | 0.11905 | 0.18015 | 0.15941 | 0.18199 | 0.18219 | 0.11905 | 0.18015 | 0.15941 | 0.18199 | 0.18219 | 100000 | 100000 | 0 | 0 | 0
8192 |  |  |  | 9795.2055 |  |  |  |  | 5420.3929 | 5461.7779 | 5503.1629 | 5544.5479 | 5585.9329 | 46748.4865 | 45485.503 | 44222.5194 | 42959.5359 | 41696.5523 |  | 0 |  |  |  |  | 1 | 1 | 1 | 1 | 1 | [5 empty] | 9.4044 | 5.3299 | 570.7763 | 26826.484 | 684.9315 | 0.13092 | 0.18647 | 0.16594 | 0.19509 | 0.18742 | 0.13092 | 0.18647 | 0.16594 | 0.19509 | 0.18742 | 100000 | 100000 | 0 | 0 | 0
8193 |  |  |  | 9795.2055 |  |  |  |  | 4589.7152 | 4637.3977 | 4685.0802 | 4732.7627 | 4780.4452 | 44696.7004 | 43489.1491 | 42281.5978 | 41074.0464 | 39866.4951 |  | 0.09973 |  |  |  |  | 1 | 1 | 1 | 1 | 1 | [5 empty] | 6.8348 | 4.7832 | 570.7763 | 26826.484 | 684.9315 | 0.13221 | 0.20867 | 0.17213 | 0.20926 | 0.19586 | 0.13221 | 0.20867 | 0.17213 | 0.20926 | 0.19586 | 100000 | 100000 | 0 | 0 | 0
8194 |  |  |  | 9795.2055 |  |  |  |  | 4070.5416 | 4146.5216 | 4222.5016 | 4298.4816 | 4374.4616 | 43396.011 | 42223.5998 | 41051.1887 | 39878.7775 | 38706.3663 |  | 0.0315 |  |  |  |  | 1 | 1 | 1 | 1 | 1 | [5 empty] | 10.3529 | 4.2871 | 570.7763 | 26826.484 | 684.9315 | 0.13228 | 0.19179 | 0.16699 | 0.19062 | 0.19199 | 0.13228 | 0.19179 | 0.16699 | 0.19062 | 0.19199 | 100000 | 100000 | 0 | 0 | 0
8195 |  |  |  | 9795.2055 |  |  |  |  | 4143.4468 | 4250.6918 | 4357.9368 | 4465.1818 | 4572.4268 | 41863.5538 | 40732.5444 | 39601.5349 | 38470.5255 | 37339.516 |  | 0.10135 |  |  |  |  | 1 | 1 | 1 | 1 | 1 | [5 empty] | 9.9065 | 4.5592 | 570.7763 | 26826.484 | 684.9315 | 0.13168 | 0.1904 | 0.16593 | 0.18877 | 0.18737 | 0.13168 | 0.1904 | 0.16593 | 0.18877 | 0.18737 | 100000 | 100000 | 0 | 0 | 0
8196 |  |  |  | 9795.2055 |  |  |  |  | 4790.7568 | 4956.2993 | 5121.8418 | 5287.3843 | 5452.9268 | 40103.1891 | 39019.7387 | 37936.2882 | 36852.8378 | 35769.3874 |  | 0.42169 |  |  |  |  | 1 | 1 | 1 | 1 | 1 | [5 empty] | 9.4599 | 4.2723 | 570.7763 | 26826.484 | 684.9315 | 0.13165 | 0.1886 | 0.1649 | 0.18562 | 0.18566 | 0.13165 | 0.1886 | 0.1649 | 0.18562 | 0.18566 | 100000 | 100000 | 0 | 0 | 0
8197 |  |  |  | 9795.2055 |  |  |  |  | 4621.7493 | 4832.8043 | 5043.8593 | 5254.9143 | 5465.9693 | 39535.7877 | 38467.6665 | 37399.5453 | 36331.4241 | 35263.3029 |  | 0.0672 |  |  |  |  | 1 | 1 | 1 | 1 | 1 | [5 empty] | 9.312 | 3.8023 | 570.7763 | 26826.484 | 684.9315 | 0.13158 | 0.18781 | 0.16423 | 0.18503 | 0.18493 | 0.13158 | 0.18781 | 0.16423 | 0.18503 | 0.18493 | 100000 | 100000 | 0 | 0 | 0
8198 |  |  |  | 9795.2055 |  |  |  |  | 4611.8077 | 4869.6377 | 5127.4677 | 5385.2977 | 5643.1277 | 39162.1695 | 38104.1422 | 37046.1149 | 35988.0876 | 34930.0603 |  | 0.53987 |  |  |  |  | 1 | 1 | 1 | 1 | 1 | [5 empty] | 12.2093 | 3.2475 | 570.7763 | 26826.484 | 684.9315 | 0.13163 | 0.18761 | 0.16347 | 0.18453 | 0.18435 | 0.13163 | 0.18761 | 0.16347 | 0.18453 | 0.18435 | 100000 | 100000 | 0 | 0 | 0
8199 |  |  |  | 9795.2055 |  |  |  |  | 4593.029 | 4908.3315 | 5223.634 | 5538.9365 | 5854.239 | 39601.6689 | 38531.7678 | 37461.8667 | 36391.9656 | 35322.0646 |  | 0.09417 |  |  |  |  | 1 | 1 | 1 | 1 | 1 | [5 empty] | 14.7292 | 3.0446 | 570.7763 | 26826.484 | 684.9315 | 0.13161 | 0.18498 | 0.16287 | 0.18415 | 0.18419 | 0.13161 | 0.18498 | 0.16287 | 0.18415 | 0.18419 | 100000 | 100000 | 0 | 0 | 0
8200 |  |  |  | 9795.2055 |  |  |  |  | 4319.0821 | 4752.3546 | 5185.6271 | 5618.8996 | 6052.1721 | 40221.0032 | 39134.3698 | 38047.7364 | 36961.1031 | 35874.4697 |  | 0.08016 |  |  |  |  | 1 | 1 | 1 | 1 | 1 | [5 empty] | 16.32 | 3.4105 | 570.7763 | 26826.484 | 684.9315 | 0.13098 | 0.18497 | 0.16337 | 0.18339 | 0.18378 | 0.13098 | 0.18497 | 0.16337 | 0.18339 | 0.18378 | 100000 | 100000 | 0 | 0 | 0
8201 |  |  |  | 9795.2055 |  |  |  |  | 4669.2481 | 5292.099 | 5914.9498 | 6537.8006 | 7160.6515 | 42500.6967 | 41352.4739 | 40204.251 | 39056.0281 | 37907.8053 |  | 0 |  |  |  |  | 1 | 1 | 1 | 1 | 1 | [5 empty] | 17.9142 | 3.5026 | 570.7763 | 26826.484 | 684.9315 | 0.13149 | 0.18477 | 0.16213 | 0.18297 | 0.18343 | 0.13149 | 0.18477 | 0.16213 | 0.18297 | 0.18343 | 100000 | 100000 | 0 | 0 | 0
8202 |  |  |  | 9795.2055 |  |  |  |  | 6363.7423 | 7142.2373 | 7920.7323 | 8699.2273 | 9477.7223 | 44161.056 | 42967.9759 | 41774.8959 | 40581.8158 | 39388.7357 |  | 0 |  |  |  |  | 1 | 1 | 1 | 1 | 1 | [5 empty] | 17.5006 | 2.6395 | 570.7763 | 26826.484 | 684.9315 | 0.1314 | 0.18392 | 0.15979 | 0.16557 | 0.15676 | 0.1314 | 0.18392 | 0.15979 | 0.16557 | 0.15676 | 100000 | 100000 | 0 | 0 | 0
8203 |  |  |  | 9795.2055 |  |  |  |  | 7449.5882 | 8260.8066 | 9072.0249 | 9883.2432 | 10694.4616 | 44876.5354 | 43664.1255 | 42451.7157 | 41239.3058 | 40026.8959 |  | 0 |  |  |  |  | 1 | 1 | 1 | 1 | 1 | [5 empty] | 18.1475 | 2.6816 | 570.7763 | 26826.484 | 684.9315 | 0.12974 | 0.18102 | 0.15469 | 0.14752 | 0.13571 | 0.12974 | 0.18102 | 0.15469 | 0.14752 | 0.13571 | 100000 | 100000 | 0 | 0 | 0
8204 |  |  |  | 9795.2055 |  |  |  |  | 7819.6375 | 8595.1075 | 9370.5775 | 10146.0475 | 10921.5175 | 44876.5354 | 43664.1255 | 42451.7157 | 41239.3058 | 40026.8959 |  | 0 |  |  |  |  | 1 | 1 | 1 | 1 | 1 | [5 empty] | 17.8238 | 2.7208 | 570.7763 | 26826.484 | 684.9315 | 0.11997 | 0.15334 | 0.11396 | 0.14056 | 0.12818 | 0.11997 | 0.15334 | 0.11396 | 0.14056 | 0.12818 | 100000 | 100000 | 0 | 0 | 0
8205 |  |  |  | 9795.2055 |  |  |  |  | 6938.147 | 7594.3812 | 8250.6154 | 8906.8495 | 9563.0837 | 43627.7788 | 42449.1061 | 41270.4333 | 40091.7606 | 38913.0879 |  | 0 |  |  |  |  | 1 | 1 | 1 | 1 | 1 | [5 empty] | 15.9809 | 1.7837 | 570.7763 | 26826.484 | 684.9315 | 0.11461 | 0.10964 | 0.089066 | 0.10473 | 0.069904 | 0.11462 | 0.10964 | 0.089066 | 0.10473 | 0.069904 | 100000 | 100000 | 0 | 0 | 0
8206 |  |  |  | 9795.2055 |  |  |  |  | 5893.1722 | 6441.913 | 6990.6538 | 7539.3947 | 8088.1355 | 39497.8031 | 38430.7081 | 37363.6131 | 36296.5182 | 35229.4232 |  | 0 |  |  |  |  | 1 | 1 | 1 | 1 | 1 | [5 empty] | 11.2351 | 2.0705 | 570.7763 | 26826.484 | 684.9315 | 0.10986 | 0.094724 | 0.085571 | 0.070105 | 0.062172 | 0.10986 | 0.094724 | 0.085571 | 0.070105 | 0.062172 | 100000 | 100000 | 0 | 0 | 0
8207 |  |  |  | 9795.2055 |  |  |  |  | 5658.9918 | 6111.2109 | 6563.4301 | 7015.6493 | 7467.8684 | 30838.7042 | 30005.5483 | 29172.3925 | 28339.2366 | 27506.0807 |  | 0 |  |  |  |  | 1 | 1 | 1 | 1 | 1 | [5 empty] | 13.7883 | 3.91 | 570.7763 | 26826.484 | 684.9315 | 0.10522 | 0.084049 | 0.067422 | 0.063227 | 0.057958 | 0.10522 | 0.084049 | 0.067422 | 0.063227 | 0.057958 | 100000 | 100000 | 0 | 0 | 0
8208 |  |  |  | 9795.2055 |  |  |  |  | 4217.4567 | 4610.3617 | 5003.2667 | 5396.1717 | 5789.0767 | 23612.6758 | 22974.7424 | 22336.809 | 21698.8756 | 21060.9422 |  | 0 |  |  |  |  | 1 | 1 | 1 | 1 | 1 | [5 empty] | 14.6617 | 6.0407 | 570.7763 | 26826.484 | 684.9315 | 0.10179 | 0.077424 | 0.063791 | 0.061764 | 0.056667 | 0.1018 | 0.077424 | 0.063791 | 0.061764 | 0.056667 | 100000 | 100000 | 0 | 0 | 0
8209 |  |  |  | 9795.2055 |  |  |  |  | 3186.6282 | 3401.8074 | 3616.9865 | 3832.1657 | 4047.3449 | 24391.48 | 23732.5059 | 23073.5319 | 22414.5579 | 21755.5839 |  | 0 |  |  |  |  | 1 | 1 | 1 | 1 | 1 | [5 empty] | 14.796 | 13.9022 | 570.7763 | 26826.484 | 684.9315 | 0.096011 | 0.068486 | 0.060207 | 0.060584 | 0.055474 | 0.096011 | 0.068486 | 0.060207 | 0.060584 | 0.055474 | 100000 | 100000 | 0 | 0 | 0
8210 |  |  |  | 9795.2055 |  |  |  |  | 2270.3064 | 2371.6114 | 2472.9164 | 2574.2214 | 2675.5264 | 25619.3603 | 24927.2132 | 24235.0661 | 23542.919 | 22850.7718 |  | 0 |  |  |  |  | 1 | 1 | 1 | 1 | 1 | [5 empty] | 12.1192 | 14.3998 | 570.7763 | 26826.484 | 684.9315 | 0.09424 | 0.068634 | 0.060093 | 0.060554 | 0.055448 | 0.09424 | 0.068634 | 0.060093 | 0.060554 | 0.055448 | 100000 | 100000 | 0 | 0 | 0
8211 |  |  |  | 9795.2055 |  |  |  |  | 1716.3029 | 1763.9854 | 1811.6679 | 1859.3504 | 1907.0329 | 26020.1178 | 25317.1436 | 24614.1694 | 23911.1952 | 23208.221 |  | 0 |  |  |  |  | 1 | 1 | 1 | 1 | 1 | [5 empty] | 10.7645 | 14.0936 | 570.7763 | 26826.484 | 684.9315 | 0.094055 | 0.068657 | 0.059904 | 0.060479 | 0.055371 | 0.094055 | 0.068657 | 0.059904 | 0.060479 | 0.055371 | 100000 | 100000 | 0 | 0 | 0
8212 |  |  |  | 9795.2055 |  |  |  |  | 1607.7182 | 1648.2782 | 1688.8382 | 1729.3982 | 1769.9582 | 28268.8053 | 27505.0793 | 26741.3533 | 25977.6273 | 25213.9012 |  | 0 |  |  |  |  | 1 | 1 | 1 | 1 | 1 | [5 empty] | 10.0191 | 13.9267 | 570.7763 | 26826.484 | 684.9315 | 0.080198 | 0.051478 | 0.045927 | 0.054259 | 0.052402 | 0.080198 | 0.051478 | 0.045927 | 0.054259 | 0.052402 | 100000 | 100000 | 0 | 0 | 0
8213 |  |  |  | 9795.2055 |  |  |  |  | 1814.9155 | 1855.4755 | 1896.0355 | 1936.5955 | 1977.1555 | 33279.3787 | 32380.2842 | 31481.1897 | 30582.0952 | 29683.0007 |  | 0 |  |  |  |  | 1 | 1 | 1 | 1 | 1 | [5 empty] | 10.0635 | 14.2395 | 570.7763 | 26826.484 | 684.9315 | 0.080253 | 0.050577 | 0.045448 | 0.05461 | 0.052727 | 0.080253 | 0.050577 | 0.045448 | 0.05461 | 0.052727 | 100000 | 100000 | 0 | 0 | 0
8214 |  |  |  | 9795.2055 |  |  |  |  | 2649.2448 | 2691.5923 | 2733.9398 | 2776.2873 | 2818.6348 | 48836.5162 | 47517.1213 | 46197.7264 | 44878.3314 | 43558.9365 |  | 0 |  |  |  |  | 1 | 1 | 1 | 1 | 1 | [5 empty] | 10.0551 | 13.5009 | 570.7763 | 26826.484 | 684.9315 | 0.080523 | 0.051336 | 0.045939 | 0.055477 | 0.052966 | 0.080524 | 0.051336 | 0.045939 | 0.055477 | 0.052966 | 100000 | 100000 | 0 | 0 | 0
8215 |  |  |  | 9795.2055 |  |  |  |  | 4157.2423 | 4198.6273 | 4240.0123 | 4281.3973 | 4322.7823 | 57852.1933 | 56289.2258 | 54726.2582 | 53163.2906 | 51600.3231 |  | 0 |  |  |  |  | 1 | 1 | 1 | 1 | 1 | [5 empty] | 9.7394 | 14.7682 | 570.7763 | 26826.484 | 684.9315 | 0.082659 | 0.052021 | 0.046959 | 0.056081 | 0.053559 | 0.082659 | 0.052021 | 0.046959 | 0.056081 | 0.053559 | 100000 | 100000 | 0 | 0 | 0
8216 |  |  |  | 9795.2055 |  |  |  |  | 5436.9905 | 5477.963 | 5518.9355 | 5559.908 | 5600.8805 | 54428.0115 | 52957.5536 | 51487.0957 | 50016.6377 | 48546.1798 |  | 0 |  |  |  |  | 1 | 1 | 1 | 1 | 1 | [5 empty] | 8.5543 | 10.7241 | 570.7763 | 26826.484 | 684.9315 | 0.08427 | 0.053299 | 0.047578 | 0.05697 | 0.054626 | 0.08427 | 0.053299 | 0.047578 | 0.05697 | 0.054626 | 100000 | 100000 | 0 | 0 | 0
8217 |  |  |  | 9795.2055 |  |  |  |  | 4603.7692 | 4654.2567 | 4704.7442 | 4755.2317 | 4805.7192 | 52026.8466 | 50621.2599 | 49215.6732 | 47810.0865 | 46404.4998 |  | 0.03198 |  |  |  |  | 1 | 1 | 1 | 1 | 1 | [5 empty] | 8.7296 | 15.3677 | 570.7763 | 26826.484 | 684.9315 | 0.083954 | 0.054029 | 0.046229 | 0.055484 | 0.054268 | 0.083954 | 0.054029 | 0.046229 | 0.055484 | 0.054268 | 100000 | 100000 | 0 | 0 | 0
8218 |  |  |  | 9795.2055 |  |  |  |  | 4083.0059 | 4156.7584 | 4230.5109 | 4304.2634 | 4378.0159 | 50508.4399 | 49143.8753 | 47779.3107 | 46414.7462 | 45050.1816 |  | 0.09411 |  |  |  |  | 1 | 1 | 1 | 1 | 1 | [5 empty] | 6.7774 | 13.2855 | 570.7763 | 26826.484 | 684.9315 | 0.083649 | 0.038922 | 0.032492 | 0.049535 | 0.052623 | 0.083649 | 0.038922 | 0.032492 | 0.049535 | 0.052623 | 100000 | 100000 | 0 | 0 | 0
8219 |  |  |  | 9795.2055 |  |  |  |  | 4156.1343 | 4262.6643 | 4369.1943 | 4475.7243 | 4582.2543 | 48719.5252 | 47403.2909 | 46087.0567 | 44770.8224 | 43454.5882 |  | 0.61274 |  |  |  |  | 1 | 1 | 1 | 1 | 1 | [5 empty] | 6.3545 | 12.2983 | 570.7763 | 26826.484 | 684.9315 | 0.081438 | 0.038212 | 0.031585 | 0.040353 | 0.051411 | 0.081438 | 0.038212 | 0.031585 | 0.040353 | 0.051411 | 100000 | 100000 | 0 | 0 | 0
8220 |  |  |  | 9795.2055 |  |  |  |  | 4805.4265 | 4971.5198 | 5137.6131 | 5303.7065 | 5469.7998 | 46670.1115 | 45409.2454 | 44148.3793 | 42887.5132 | 41626.647 |  | 0.72136 |  |  |  |  | 1 | 1 | 1 | 1 | 1 | [5 empty] | 6.2628 | 12.7362 | 570.7763 | 26826.484 | 684.9315 | 0.081375 | 0.038251 | 0.031508 | 0.040409 | 0.051413 | 0.081375 | 0.038251 | 0.031508 | 0.040409 | 0.051413 | 100000 | 100000 | 0 | 0 | 0
8221 |  |  |  | 9795.2055 |  |  |  |  | 4635.9014 | 4845.5814 | 5055.2614 | 5264.9414 | 5474.6214 | 46006.6454 | 44763.7039 | 43520.7623 | 42277.8208 | 41034.8792 |  | 0.68915 |  |  |  |  | 1 | 1 | 1 | 1 | 1 | [5 empty] | 7.1067 | 13.7909 | 570.7763 | 26826.484 | 684.9315 | 0.081325 | 0.038179 | 0.031506 | 0.040434 | 0.051392 | 0.081325 | 0.038179 | 0.031507 | 0.040434 | 0.051392 | 100000 | 100000 | 0 | 0 | 0
8222 |  |  |  | 9795.2055 |  |  |  |  | 4625.9293 | 4899.5985 | 5173.2676 | 5446.9368 | 5720.606 | 45570.2708 | 44339.1186 | 43107.9664 | 41876.8142 | 40645.662 |  | 0.11453 |  |  |  |  | 1 | 1 | 1 | 1 | 1 | [5 empty] | 7.934 | 13.8309 | 570.7763 | 26826.484 | 684.9315 | 0.081186 | 0.03796 | 0.0315 | 0.040346 | 0.051389 | 0.081186 | 0.03796 | 0.0315 | 0.040346 | 0.051389 | 100000 | 100000 | 0 | 0 | 0
8223 |  |  |  | 9795.2055 |  |  |  |  | 4607.0932 | 4928.8307 | 5250.5682 | 5572.3057 | 5894.0432 | 46085.679 | 44840.6022 | 43595.5255 | 42350.4487 | 41105.3719 |  | 0.1178 |  |  |  |  | 1 | 1 | 1 | 1 | 1 | [5 empty] | 9.063 | 13.7838 | 570.7763 | 26826.484 | 684.9315 | 0.083816 | 0.054462 | 0.040528 | 0.055272 | 0.054276 | 0.083816 | 0.054462 | 0.040528 | 0.055272 | 0.054276 | 100000 | 100000 | 0 | 0 | 0
8224 |  |  |  | 9795.2055 |  |  |  |  | 4332.3075 | 4755.5708 | 5178.8341 | 5602.0975 | 6025.3608 | 46810.3701 | 45545.7147 | 44281.0593 | 43016.4038 | 41751.7484 |  | 0.00039 |  |  |  |  | 1 | 1 | 1 | 1 | 1 | [5 empty] | 10.1151 | 14.1895 | 570.7763 | 26826.484 | 684.9315 | 0.089429 | 0.05532 | 0.052261 | 0.060811 | 0.055941 | 0.089429 | 0.05532 | 0.052261 | 0.060811 | 0.055941 | 100000 | 100000 | 0 | 0 | 0
8225 |  |  |  | 9795.2055 |  |  |  |  | 4683.5457 | 5300.209 | 5916.8723 | 6533.5357 | 7150.199 | 49472.034 | 48135.4695 | 46798.9051 | 45462.3406 | 44125.7762 |  | 0 |  |  |  |  | 1 | 1 | 1 | 1 | 1 | [5 empty] | 11.7158 | 13.8332 | 570.7763 | 26826.484 | 684.9315 | 0.089718 | 0.054853 | 0.055232 | 0.060738 | 0.056167 | 0.089718 | 0.054853 | 0.055232 | 0.060738 | 0.056166 | 100000 | 100000 | 0 | 0 | 0
8226 |  |  |  | 9795.2055 |  |  |  |  | 6383.2285 | 7166.9476 | 7950.6668 | 8734.386 | 9518.1051 | 51409.0067 | 50020.1119 | 48631.2171 | 47242.3223 | 45853.4275 |  | 0 |  |  |  |  | 1 | 1 | 1 | 1 | 1 | [5 empty] | 11.2506 | 14.7372 | 570.7763 | 26826.484 | 684.9315 | 0.090064 | 0.05526 | 0.055203 | 0.060486 | 0.055938 | 0.090064 | 0.05526 | 0.055203 | 0.060486 | 0.055938 | 100000 | 100000 | 0 | 0 | 0
8227 |  |  |  | 9795.2055 |  |  |  |  | 7472.3994 | 8275.3677 | 9078.336 | 9881.3044 | 10684.2727 | 52236.1296 | 50824.8888 | 49413.648 | 48002.4072 | 46591.1663 |  | 0 |  |  |  |  | 1 | 1 | 1 | 1 | 1 | [5 empty] | 10.6416 | 14.8014 | 570.7763 | 26826.484 | 684.9315 | 0.090424 | 0.0559 | 0.056227 | 0.060487 | 0.055884 | 0.090424 | 0.0559 | 0.056227 | 0.060487 | 0.055884 | 100000 | 100000 | 0 | 0 | 0
8228 |  |  |  | 9795.2055 |  |  |  |  | 7843.5817 | 8595.7867 | 9347.9917 | 10100.1967 | 10852.4017 | 52236.1296 | 50824.8888 | 49413.648 | 48002.4072 | 46591.1663 |  | 0 |  |  |  |  | 1 | 1 | 1 | 1 | 1 | [5 empty] | 9.6902 | 13.5035 | 570.7763 | 26826.484 | 684.9315 | 0.090158 | 0.057375 | 0.056204 | 0.060423 | 0.055766 | 0.090158 | 0.057375 | 0.056204 | 0.060423 | 0.055766 | 100000 | 100000 | 0 | 0 | 0
8229 |  |  |  | 9795.2055 |  |  |  |  | 6959.3921 | 7582.1879 | 8204.9838 | 8827.7796 | 9450.5754 | 50778.9479 | 49407.0751 | 48035.2024 | 46663.3296 | 45291.4568 |  | 0 |  |  |  |  | 1 | 1 | 1 | 1 | 1 | [5 empty] | 9.0533 | 14.3409 | 570.7763 | 26826.484 | 684.9315 | 0.088079 | 0.057196 | 0.056067 | 0.060463 | 0.055583 | 0.088079 | 0.057196 | 0.056067 | 0.060463 | 0.055583 | 100000 | 100000 | 0 | 0 | 0
8230 |  |  |  | 9795.2055 |  |  |  |  | 5911.2175 | 6459.9583 | 7008.6991 | 7557.44 | 8106.1808 | 45963.2289 | 44721.4603 | 43479.6918 | 42237.9232 | 40996.1546 |  | 0 |  |  |  |  | 1 | 1 | 1 | 1 | 1 | [5 empty] | 8.7765 | 13.3541 | 570.7763 | 26826.484 | 684.9315 | 0.087575 | 0.057419 | 0.055877 | 0.060329 | 0.055581 | 0.087575 | 0.057419 | 0.055877 | 0.060329 | 0.055581 | 100000 | 100000 | 0 | 0 | 0
8231 |  |  |  | 9795.2055 |  |  |  |  | 5676.32 | 6124.0025 | 6571.685 | 7019.3675 | 7467.05 | 35847.5804 | 34879.1019 | 33910.6234 | 32942.1449 | 31973.6664 |  | 0 |  |  |  |  | 1 | 1 | 1 | 1 | 1 | [5 empty] | 8.3108 | 11.4214 | 570.7763 | 26826.484 | 684.9315 | 0.087483 | 0.059307 | 0.056346 | 0.059954 | 0.05531 | 0.087483 | 0.059307 | 0.056346 | 0.059954 | 0.05531 | 100000 | 100000 | 0 | 0 | 0
8232 |  |  |  | 9795.2055 |  |  |  |  | 4230.3708 | 4623.2758 | 5016.1808 | 5409.0858 | 5801.9908 | 27465.0806 | 26723.0685 | 25981.0563 | 25239.0442 | 24497.0321 |  | 0 |  |  |  |  | 1 | 1 | 1 | 1 | 1 | [5 empty] | 8.5113 | 9.2338 | 570.7763 | 26826.484 | 684.9315 | 0.087436 | 0.06331 | 0.057051 | 0.059988 | 0.055328 | 0.087436 | 0.06331 | 0.057051 | 0.059988 | 0.055328 | 100000 | 100000 | 0 | 0 | 0
8233 |  |  |  | 9795.2055 |  |  |  |  | 3196.2615 | 3403.1915 | 3610.1215 | 3817.0515 | 4023.9815 | 26134.8318 | 25428.7584 | 24722.685 | 24016.6116 | 23310.5382 |  | 0 |  |  |  |  | 1 | 1 | 1 | 1 | 1 | [5 empty] | 9.2358 | 10.3676 | 570.7763 | 26826.484 | 684.9315 | 0.088083 | 0.062692 | 0.057298 | 0.060051 | 0.055319 | 0.088083 | 0.062692 | 0.057298 | 0.060051 | 0.055319 | 100000 | 100000 | 0 | 0 | 0
8234 |  |  |  | 9795.2055 |  |  |  |  | 2277.1696 | 2372.2055 | 2467.2413 | 2562.2771 | 2657.313 | 27446.2964 | 26704.7917 | 25963.2871 | 25221.7824 | 24480.2777 |  | 0 |  |  |  |  | 1 | 1 | 1 | 1 | 1 | [5 empty] | 10.2855 | 10.3323 | 570.7763 | 26826.484 | 684.9315 | 0.088304 | 0.061734 | 0.058493 | 0.06007 | 0.055319 | 0.088304 | 0.061734 | 0.058493 | 0.06007 | 0.055319 | 100000 | 100000 | 0 | 0 | 0
8235 |  |  |  | 9795.2055 |  |  |  |  | 1721.4914 | 1771.9789 | 1822.4664 | 1872.9539 | 1923.4414 | 27874.7529 | 27121.6728 | 26368.5927 | 25615.5126 | 24862.4326 |  | 0 |  |  |  |  | 1 | 1 | 1 | 1 | 1 | [5 empty] | 11.2758 | 9.8344 | 570.7763 | 26826.484 | 684.9315 | 0.088481 | 0.061271 | 0.058327 | 0.060098 | 0.055315 | 0.088481 | 0.061271 | 0.058327 | 0.060098 | 0.055315 | 100000 | 100000 | 0 | 0 | 0
8236 |  |  |  | 9795.2055 |  |  |  |  | 1612.5784 | 1653.4134 | 1694.2484 | 1735.0834 | 1775.9184 | 30281.1946 | 29463.1007 | 28645.0069 | 27826.913 | 27008.8191 |  | 0 |  |  |  |  | 1 | 1 | 1 | 1 | 1 | [5 empty] | 11.0095 | 9.2732 | 570.7763 | 26826.484 | 684.9315 | 0.089159 | 0.061579 | 0.058277 | 0.059843 | 0.054855 | 0.089159 | 0.061579 | 0.058277 | 0.059843 | 0.054855 | 100000 | 100000 | 0 | 0 | 0
8237 |  |  |  | 9795.2055 |  |  |  |  | 1820.4021 | 1861.6496 | 1902.8971 | 1944.1446 | 1985.3921 | 35640.7645 | 34677.8734 | 33714.9824 | 32752.0914 | 31789.2003 |  | 0 |  |  |  |  | 1 | 1 | 1 | 1 | 1 | [5 empty] | 10.4081 | 9.2024 | 570.7763 | 26826.484 | 684.9315 | 0.089834 | 0.064568 | 0.058627 | 0.060016 | 0.055264 | 0.089834 | 0.064568 | 0.058627 | 0.060016 | 0.055264 | 100000 | 100000 | 0 | 0 | 0
8238 |  |  |  | 9795.2055 |  |  |  |  | 2657.2536 | 2697.4011 | 2737.5486 | 2777.6961 | 2817.8436 | 52287.7372 | 50875.1021 | 49462.467 | 48049.832 | 46637.1969 |  | 0 |  |  |  |  | 1 | 1 | 1 | 1 | 1 | [5 empty] | 10.4025 | 8.9545 | 570.7763 | 26826.484 | 684.9315 | 0.092683 | 0.070004 | 0.061772 | 0.060901 | 0.055994 | 0.092683 | 0.070004 | 0.061772 | 0.060901 | 0.055994 | 100000 | 100000 | 0 | 0 | 0
8239 |  |  |  | 9795.2055 |  |  |  |  | 4169.8099 | 4212.4324 | 4255.0549 | 4297.6774 | 4340.2999 | 62007.8322 | 60332.5935 | 58657.3549 | 56982.1162 | 55306.8775 |  | 0 |  |  |  |  | 1 | 1 | 1 | 1 | 1 | [5 empty] | 10.5635 | 8.5158 | 570.7763 | 26826.484 | 684.9315 | 0.10082 | 0.081694 | 0.068721 | 0.063694 | 0.057473 | 0.10082 | 0.081694 | 0.068721 | 0.063694 | 0.057473 | 100000 | 100000 | 0 | 0 | 0
8240 |  |  |  | 9795.2055 |  |  |  |  | 5453.4268 | 5495.0868 | 5536.7468 | 5578.4068 | 5620.0668 | 58325.0577 | 56749.315 | 55173.5722 | 53597.8295 | 52022.0868 |  | 0 |  |  |  |  | 1 | 1 | 1 | 1 | 1 | [5 empty] | 10.5199 | 7.1165 | 570.7763 | 26826.484 | 684.9315 | 0.10564 | 0.095048 | 0.082474 | 0.09843 | 0.066082 | 0.10564 | 0.095048 | 0.082474 | 0.09843 | 0.066082 | 100000 | 100000 | 0 | 0 | 0
8241 |  |  |  | 9795.2055 |  |  |  |  | 4617.6866 | 4665.0391 | 4712.3916 | 4759.7441 | 4807.0966 | 55744.9874 | 54238.9493 | 52732.9112 | 51226.8731 | 49720.835 |  | 0.32167 |  |  |  |  | 1 | 1 | 1 | 1 | 1 | [5 empty] | 9.1666 | 5.4325 | 570.7763 | 26826.484 | 684.9315 | 0.10819 | 0.096491 | 0.075659 | 0.084324 | 0.06383 | 0.10819 | 0.096491 | 0.075659 | 0.084324 | 0.06383 | 100000 | 100000 | 0 | 0 | 0
8242 |  |  |  | 9795.2055 |  |  |  |  | 4095.349 | 4167.369 | 4239.389 | 4311.409 | 4383.429 | 54115.5692 | 52653.5524 | 51191.5356 | 49729.5188 | 48267.5019 |  | 0.08733 |  |  |  |  | 1 | 1 | 1 | 1 | 1 | [5 empty] | 8.0675 | 4.0765 | 570.7763 | 26826.484 | 684.9315 | 0.10546 | 0.083206 | 0.065685 | 0.061895 | 0.056776 | 0.10546 | 0.083206 | 0.065685 | 0.061895 | 0.056776 | 100000 | 100000 | 0 | 0 | 0
8243 |  |  |  | 9795.2055 |  |  |  |  | 4168.6986 | 4272.3686 | 4376.0386 | 4479.7086 | 4583.3786 | 52195.8968 | 50785.7429 | 49375.5891 | 47965.4352 | 46555.2814 |  | 0.14255 |  |  |  |  | 1 | 1 | 1 | 1 | 1 | [5 empty] | 7.1362 | 4.1686 | 570.7763 | 26826.484 | 684.9315 | 0.10257 | 0.081065 | 0.062726 | 0.061689 | 0.056938 | 0.10257 | 0.081065 | 0.062726 | 0.061689 | 0.056938 | 100000 | 100000 | 0 | 0 | 0
8244 |  |  |  | 9795.2055 |  |  |  |  | 4819.9535 | 4989.896 | 5159.8385 | 5329.781 | 5499.7235 | 49999.8198 | 48648.9964 | 47298.173 | 45947.3496 | 44596.5262 |  | 0.0797 |  |  |  |  | 1 | 1 | 1 | 1 | 1 | [5 empty] | 6.8064 | 6.1518 | 570.7763 | 26826.484 | 684.9315 | 0.09978 | 0.079873 | 0.062028 | 0.061421 | 0.056763 | 0.09978 | 0.079873 | 0.062028 | 0.061421 | 0.056763 | 100000 | 100000 | 0 | 0 | 0
8245 |  |  |  | 9795.2055 |  |  |  |  | 4649.916 | 4860.971 | 5072.026 | 5283.081 | 5494.136 | 49287.2318 | 47955.6601 | 46624.0883 | 45292.5166 | 43960.9449 |  | 0.02321 |  |  |  |  | 1 | 1 | 1 | 1 | 1 | [5 empty] | 7.1055 | 8.2375 | 570.7763 | 26826.484 | 684.9315 | 0.098746 | 0.079558 | 0.061801 | 0.061216 | 0.056184 | 0.098746 | 0.079558 | 0.0618 | 0.061216 | 0.056184 | 100000 | 100000 | 0 | 0 | 0
8246 |  |  |  | 9795.2055 |  |  |  |  | 4639.9138 | 4910.0629 | 5180.2121 | 5450.3613 | 5720.5104 | 48818.8305 | 47499.9134 | 46180.9963 | 44862.0792 | 43543.162 |  | 0.02467 |  |  |  |  | 1 | 1 | 1 | 1 | 1 | [5 empty] | 7.2487 | 9.4515 | 570.7763 | 26826.484 | 684.9315 | 0.097408 | 0.074459 | 0.060432 | 0.061188 | 0.056184 | 0.097408 | 0.074459 | 0.060432 | 0.061188 | 0.056184 | 100000 | 100000 | 0 | 0 | 0
8247 |  |  |  | 9795.2055 |  |  |  |  | 4621.0207 | 4953.4832 | 5285.9457 | 5618.4082 | 5950.8707 | 49373.244 | 48039.3485 | 46705.453 | 45371.5575 | 44037.6621 |  | 0.01451 |  |  |  |  | 1 | 1 | 1 | 1 | 1 | [5 empty] | 8.0427 | 10.6954 | 570.7763 | 26826.484 | 684.9315 | 0.097905 | 0.078311 | 0.060907 | 0.061376 | 0.05681 | 0.097905 | 0.078311 | 0.060907 | 0.061376 | 0.05681 | 100000 | 100000 | 0 | 0 | 0
8248 |  |  |  | 9795.2055 |  |  |  |  | 4345.4043 | 4768.6676 | 5191.9309 | 5615.1943 | 6038.4576 | 50151.8718 | 48796.9405 | 47442.0091 | 46087.0778 | 44732.1465 |  | 0.03153 |  |  |  |  | 1 | 1 | 1 | 1 | 1 | [5 empty] | 9.5433 | 11.1422 | 570.7763 | 26826.484 | 684.9315 | 0.096969 | 0.077496 | 0.061664 | 0.062189 | 0.057356 | 0.096969 | 0.077497 | 0.061664 | 0.062189 | 0.057356 | 100000 | 100000 | 0 | 0 | 0
8249 |  |  |  | 9795.2055 |  |  |  |  | 4697.7043 | 5324.6793 | 5951.6543 | 6578.6293 | 7205.6043 | 53008.3467 | 51576.2432 | 50144.1398 | 48712.0363 | 47279.9328 |  | 0 |  |  |  |  | 1 | 1 | 1 | 1 | 1 | [5 empty] | 10.327 | 9.4464 | 570.7763 | 26826.484 | 684.9315 | 0.093849 | 0.074649 | 0.060595 | 0.06164 | 0.057109 | 0.093849 | 0.074649 | 0.060595 | 0.06164 | 0.057109 | 100000 | 100000 | 0 | 0 | 0
8250 |  |  |  | 9795.2055 |  |  |  |  | 6402.5253 | 7188.857 | 7975.1886 | 8761.5203 | 9547.852 | 55086.1937 | 53597.954 | 52109.7142 | 50621.4745 | 49133.2347 |  | 0 |  |  |  |  | 1 | 1 | 1 | 1 | 1 | [5 empty] | 11.1283 | 11.7912 | 570.7763 | 26826.484 | 684.9315 | 0.092558 | 0.065505 | 0.057709 | 0.061356 | 0.057003 | 0.092558 | 0.065505 | 0.057709 | 0.061356 | 0.057003 | 100000 | 100000 | 0 | 0 | 0
8251 |  |  |  | 9795.2055 |  |  |  |  | 7494.9888 | 8314.4572 | 9133.9255 | 9953.3938 | 10772.8622 | 55969.2018 | 54457.1062 | 52945.0106 | 51432.915 | 49920.8194 |  | 0 |  |  |  |  | 1 | 1 | 1 | 1 | 1 | [5 empty] | 11.9298 | 11.9004 | 570.7763 | 26826.484 | 684.9315 | 0.091851 | 0.048661 | 0.056048 | 0.06066 | 0.056325 | 0.091851 | 0.048661 | 0.056048 | 0.06066 | 0.056325 | 100000 | 100000 | 0 | 0 | 0
8252 |  |  |  | 9795.2055 |  |  |  |  | 7867.2933 | 8616.9133 | 9366.5333 | 10116.1533 | 10865.7733 | 55969.2018 | 54457.1062 | 52945.0106 | 51432.915 | 49920.8194 |  | 0 |  |  |  |  | 1 | 1 | 1 | 1 | 1 | [5 empty] | 11.9303 | 13.0683 | 570.7763 | 26826.484 | 684.9315 | 0.091199 | 0.046513 | 0.052248 | 0.060776 | 0.055844 | 0.091199 | 0.046513 | 0.052248 | 0.060776 | 0.055844 | 100000 | 100000 | 0 | 0 | 0
8253 |  |  |  | 9795.2055 |  |  |  |  | 6980.4307 | 7624.1257 | 8267.8207 | 8911.5157 | 9555.2107 | 54405.8234 | 52935.965 | 51466.1065 | 49996.248 | 48526.3895 |  | 0 |  |  |  |  | 1 | 1 | 1 | 1 | 1 | [5 empty] | 11.7678 | 14.5896 | 570.7763 | 26826.484 | 684.9315 | 0.074651 | 0.040756 | 0.029433 | 0.056452 | 0.055036 | 0.074651 | 0.040756 | 0.029433 | 0.056452 | 0.055036 | 100000 | 100000 | 0 | 0 | 0
8254 |  |  |  | 9795.2055 |  |  |  |  | 5929.0874 | 6451.0174 | 6972.9474 | 7494.8774 | 8016.8074 | 49241.1644 | 47910.8372 | 46580.5101 | 45250.183 | 43919.8558 |  | 0 |  |  |  |  | 1 | 1 | 1 | 1 | 1 | [5 empty] | 12.1249 | 15.5013 | 570.7763 | 26826.484 | 684.9315 | 0.058147 | 0.037861 | 0.026355 | 0.047616 | 0.051347 | 0.058147 | 0.037861 | 0.026355 | 0.047616 | 0.051347 | 100000 | 100000 | 0 | 0 | 0
8255 |  |  |  | 9795.2055 |  |  |  |  | 5693.4798 | 6153.2623 | 6613.0448 | 7072.8273 | 7532.6098 | 38381.9236 | 37344.9758 | 36308.0281 | 35271.0803 | 34234.1326 |  | 0 |  |  |  |  | 1 | 1 | 1 | 1 | 1 | [5 empty] | 12.3354 | 17.1656 | 570.7763 | 26826.484 | 684.9315 | 0.052716 | 0.036479 | 0.025269 | 0.044974 | 0.04872 | 0.052716 | 0.036479 | 0.025269 | 0.044974 | 0.04872 | 100000 | 100000 | 0 | 0 | 0
8256 |  |  |  | 9795.2055 |  |  |  |  | 4243.1595 | 4632.187 | 5021.2145 | 5410.242 | 5799.2695 | 29416.5546 | 28621.8203 | 27827.0861 | 27032.3518 | 26237.6175 |  | 0 |  |  |  |  | 1 | 1 | 1 | 1 | 1 | [5 empty] | 12.5815 | 17.8172 | 570.7763 | 26826.484 | 684.9315 | 0.052956 | 0.038647 | 0.025782 | 0.04513 | 0.048801 | 0.052956 | 0.038647 | 0.025782 | 0.04513 | 0.048801 | 100000 | 100000 | 0 | 0 | 0
8257 |  |  |  | 9795.2055 |  |  |  |  | 3361.8509 | 3682.6534 | 4003.4559 | 4324.2584 | 4645.0609 | 25816.6925 | 25119.2142 | 24421.7358 | 23724.2575 | 23026.7791 |  | 0 |  |  |  |  | 1 | 1 | 1 | 1 | 1 | [5 empty] | 12.9192 | 19.2656 | 570.7763 | 26826.484 | 684.9315 | 0.052917 | 0.040276 | 0.026713 | 0.04523 | 0.048858 | 0.052917 | 0.040277 | 0.026713 | 0.04523 | 0.048858 | 100000 | 100000 | 0 | 0 | 0
8258 |  |  |  | 9795.2055 |  |  |  |  | 2464.5399 | 2644.1349 | 2823.7299 | 3003.3249 | 3182.9199 | 27112.954 | 26380.4551 | 25647.9562 | 24915.4573 | 24182.9584 |  | 0 |  |  |  |  | 1 | 1 | 1 | 1 | 1 | [5 empty] | 13.2114 | 20.0977 | 570.7763 | 26826.484 | 684.9315 | 0.052549 | 0.040517 | 0.02673 | 0.04525 | 0.048881 | 0.052549 | 0.040517 | 0.02673 | 0.04525 | 0.048881 | 100000 | 100000 | 0 | 0 | 0
8259 |  |  |  | 9795.2055 |  |  |  |  | 1810.2274 | 1919.6174 | 2029.0074 | 2138.3974 | 2247.7874 | 27536.3671 | 26792.429 | 26048.491 | 25304.5529 | 24560.6149 |  | 0 |  |  |  |  | 1 | 1 | 1 | 1 | 1 | [5 empty] | 13.7999 | 20.8436 | 570.7763 | 26826.484 | 684.9315 | 0.052296 | 0.040172 | 0.026313 | 0.045253 | 0.04886 | 0.052296 | 0.040172 | 0.026313 | 0.045253 | 0.04886 | 100000 | 100000 | 0 | 0 | 0
8260 |  |  |  | 9795.2055 |  |  |  |  | 1602.8984 | 1657.7584 | 1712.6184 | 1767.4784 | 1822.3384 | 29914.0562 | 29105.8811 | 28297.7061 | 27489.531 | 26681.356 |  | 0 |  |  |  |  | 1 | 1 | 1 | 1 | 1 | [5 empty] | 13.8015 | 20.9961 | 570.7763 | 26826.484 | 684.9315 | 0.047389 | 0.040045 | 0.025514 | 0.041691 | 0.047622 | 0.047389 | 0.040045 | 0.025514 | 0.041691 | 0.047622 | 100000 | 100000 | 0 | 0 | 0
8261 |  |  |  | 9795.2055 |  |  |  |  | 1761.1819 | 1810.6794 | 1860.1769 | 1909.6744 | 1959.1719 | 35210.0478 | 34258.7933 | 33307.5387 | 32356.2842 | 31405.0296 |  | 0 |  |  |  |  | 1 | 1 | 1 | 1 | 1 | [5 empty] | 13.7543 | 20.5701 | 570.7763 | 26826.484 | 684.9315 | 0.047756 | 0.039613 | 0.024539 | 0.041768 | 0.047572 | 0.047756 | 0.039613 | 0.02454 | 0.041768 | 0.047572 | 100000 | 100000 | 0 | 0 | 0
8262 |  |  |  | 9795.2055 |  |  |  |  | 2215.9681 | 2264.9706 | 2313.9731 | 2362.9756 | 2411.9781 | 51658.4037 | 50262.7711 | 48867.1384 | 47471.5058 | 46075.8732 |  | 0 |  |  |  |  | 1 | 1 | 1 | 1 | 1 | [5 empty] | 13.6291 | 20.065 | 570.7763 | 26826.484 | 684.9315 | 0.04711 | 0.0392 | 0.024177 | 0.041958 | 0.048123 | 0.04711 | 0.0392 | 0.024177 | 0.041958 | 0.048123 | 100000 | 100000 | 0 | 0 | 0
8263 |  |  |  | 9795.2055 |  |  |  |  | 2875.8539 | 2918.0639 | 2960.2739 | 3002.4839 | 3044.6939 | 61249.2339 | 59594.49 | 57939.746 | 56285.0021 | 54630.2582 |  | 0 |  |  |  |  | 1 | 1 | 1 | 1 | 1 | [5 empty] | 13.6624 | 20.158 | 570.7763 | 26826.484 | 684.9315 | 0.050607 | 0.038147 | 0.023813 | 0.042868 | 0.04831 | 0.050607 | 0.038147 | 0.023813 | 0.042868 | 0.04831 | 100000 | 100000 | 0 | 0 | 0
8264 |  |  |  | 9795.2055 |  |  |  |  | 4122.0573 | 4163.5798 | 4205.1023 | 4246.6248 | 4288.1473 | 57613.8149 | 56057.2875 | 54500.7601 | 52944.2327 | 51387.7053 |  | 0 |  |  |  |  | 1 | 1 | 1 | 1 | 1 | [5 empty] | 14.053 | 21.5773 | 570.7763 | 26826.484 | 684.9315 | 0.050903 | 0.038037 | 0.024308 | 0.043274 | 0.049014 | 0.050903 | 0.038037 | 0.024308 | 0.043274 | 0.049014 | 100000 | 100000 | 0 | 0 | 0
8265 |  |  |  | 9795.2055 |  |  |  |  | 4427.4774 | 4503.2099 | 4578.9424 | 4654.6749 | 4730.4074 | 55066.4796 | 53578.7724 | 52091.0653 | 50603.3581 | 49115.651 |  | 0.03755 |  |  |  |  | 1 | 1 | 1 | 1 | 1 | [5 empty] | 14.3291 | 22.5379 | 570.7763 | 26826.484 | 684.9315 | 0.052394 | 0.038132 | 0.024666 | 0.043397 | 0.048912 | 0.052394 | 0.038132 | 0.024666 | 0.043397 | 0.048912 | 100000 | 100000 | 0 | 0 | 0
8266 |  |  |  | 9795.2055 |  |  |  |  | 4816.498 | 4936.943 | 5057.388 | 5177.833 | 5298.278 | 53457.3493 | 52013.1153 | 50568.8813 | 49124.6473 | 47680.4134 |  | 0.09061 |  |  |  |  | 1 | 1 | 1 | 1 | 1 | [5 empty] | 14.456 | 20.6748 | 570.7763 | 26826.484 | 684.9315 | 0.055042 | 0.038364 | 0.025264 | 0.043416 | 0.0489 | 0.055042 | 0.038364 | 0.025264 | 0.043416 | 0.0489 | 100000 | 100000 | 0 | 0 | 0
8267 |  |  |  | 9795.2055 |  |  |  |  | 5164.2757 | 5412.3432 | 5660.4107 | 5908.4782 | 6156.5457 | 51561.5731 | 50168.5565 | 48775.5398 | 47382.5232 | 45989.5066 |  | 0.17603 |  |  |  |  | 1 | 1 | 1 | 1 | 1 | [5 empty] | 13.3812 | 20.1452 | 570.7763 | 26826.484 | 684.9315 | 0.057856 | 0.038809 | 0.02662 | 0.044193 | 0.0488 | 0.057856 | 0.038809 | 0.026621 | 0.044193 | 0.0488 | 100000 | 100000 | 0 | 0 | 0
8268 |  |  |  | 9795.2055 |  |  |  |  | 5893.2712 | 6208.5737 | 6523.8762 | 6839.1787 | 7154.4812 | 49392.2625 | 48057.8532 | 46723.4439 | 45389.0346 | 44054.6253 |  | 0.06215 |  |  |  |  | 1 | 1 | 1 | 1 | 1 | [5 empty] | 13.0157 | 20.1119 | 570.7763 | 26826.484 | 684.9315 | 0.05785 | 0.038992 | 0.026887 | 0.044279 | 0.048794 | 0.05785 | 0.038992 | 0.026887 | 0.044279 | 0.048794 | 100000 | 100000 | 0 | 0 | 0
8269 |  |  |  | 9795.2055 |  |  |  |  | 5665.8781 | 6112.8456 | 6559.8131 | 7006.7806 | 7453.7481 | 48688.6589 | 47373.2586 | 46057.8582 | 44742.4579 | 43427.0575 |  | 0.18667 |  |  |  |  | 1 | 1 | 1 | 1 | 1 | [5 empty] | 12.6497 | 19.8455 | 570.7763 | 26826.484 | 684.9315 | 0.05762 | 0.03825 | 0.02541 | 0.043864 | 0.04887 | 0.05762 | 0.038251 | 0.02541 | 0.043864 | 0.04887 | 100000 | 100000 | 0 | 0 | 0
8270 |  |  |  | 9795.2055 |  |  |  |  | 5464.1225 | 5968.7825 | 6473.4425 | 6978.1025 | 7482.7625 | 48226.1121 | 46923.2082 | 45620.3043 | 44317.4004 | 43014.4965 |  | 0.0475 |  |  |  |  | 1 | 1 | 1 | 1 | 1 | [5 empty] | 12.0968 | 19.8927 | 570.7763 | 26826.484 | 684.9315 | 0.057701 | 0.038713 | 0.025921 | 0.044058 | 0.048689 | 0.057701 | 0.038713 | 0.025921 | 0.044058 | 0.048689 | 100000 | 100000 | 0 | 0 | 0
8271 |  |  |  | 9795.2055 |  |  |  |  | 5776.2306 | 6277.7831 | 6779.3356 | 7280.8881 | 7782.4406 | 48773.3816 | 47455.6924 | 46138.0031 | 44820.3139 | 43502.6246 |  | 0.01926 |  |  |  |  | 1 | 1 | 1 | 1 | 1 | [5 empty] | 10.5654 | 19.9401 | 570.7763 | 26826.484 | 684.9315 | 0.05768 | 0.038282 | 0.025174 | 0.045162 | 0.048868 | 0.05768 | 0.038282 | 0.025174 | 0.045162 | 0.048868 | 100000 | 100000 | 0 | 0 | 0
8272 |  |  |  | 9795.2055 |  |  |  |  | 6099.4855 | 6592.3214 | 7085.1572 | 7577.993 | 8070.8289 | 49542.1412 | 48203.6827 | 46865.2242 | 45526.7657 | 44188.3072 |  | 0.00805 |  |  |  |  | 1 | 1 | 1 | 1 | 1 | [5 empty] | 11.0062 | 19.6808 | 570.7763 | 26826.484 | 684.9315 | 0.059475 | 0.037834 | 0.024094 | 0.044729 | 0.0488 | 0.059475 | 0.037834 | 0.024094 | 0.044729 | 0.0488 | 100000 | 100000 | 0 | 0 | 0
8273 |  |  |  | 9795.2055 |  |  |  |  | 6723.7019 | 7202.1836 | 7680.6652 | 8159.1469 | 8637.6286 | 52363.0109 | 50948.3422 | 49533.6735 | 48119.0048 | 46704.3361 |  | 0 |  |  |  |  | 1 | 1 | 1 | 1 | 1 | [5 empty] | 11.4892 | 19.9731 | 570.7763 | 26826.484 | 684.9315 | 0.059272 | 0.037257 | 0.024008 | 0.044648 | 0.04855 | 0.059272 | 0.037257 | 0.024008 | 0.044648 | 0.04855 | 100000 | 100000 | 0 | 0 | 0
8274 |  |  |  | 9795.2055 |  |  |  |  | 8397.9393 | 8886.3202 | 9374.701 | 9863.0818 | 10351.4627 | 54415.1211 | 52945.0114 | 51474.9018 | 50004.7921 | 48534.6824 |  | 0 |  |  |  |  | 1 | 1 | 1 | 1 | 1 | [5 empty] | 10.9417 | 20.4562 | 570.7763 | 26826.484 | 684.9315 | 0.059886 | 0.036591 | 0.023945 | 0.044619 | 0.048537 | 0.059886 | 0.036591 | 0.023945 | 0.044619 | 0.048537 | 100000 | 100000 | 0 | 0 | 0
8275 |  |  |  | 9795.2055 |  |  |  |  | 8759.0931 | 9248.4081 | 9737.7231 | 10227.0381 | 10716.3531 | 55287.9695 | 53794.2785 | 52300.5874 | 50806.8964 | 49313.2053 |  | 0 |  |  |  |  | 1 | 1 | 1 | 1 | 1 | [5 empty] | 10.5082 | 20.4673 | 570.7763 | 26826.484 | 684.9315 | 0.059574 | 0.03721 | 0.024285 | 0.044234 | 0.04855 | 0.059574 | 0.03721 | 0.024285 | 0.044234 | 0.04855 | 100000 | 100000 | 0 | 0 | 0
8276 |  |  |  | 9795.2055 |  |  |  |  | 8128.1887 | 8621.4095 | 9114.6304 | 9607.8512 | 10101.072 | 55287.9695 | 53794.2785 | 52300.5874 | 50806.8964 | 49313.2053 |  | 0 |  |  |  |  | 1 | 1 | 1 | 1 | 1 | [5 empty] | 9.4532 | 19.1322 | 570.7763 | 26826.484 | 684.9315 | 0.058642 | 0.037297 | 0.02412 | 0.044242 | 0.048592 | 0.058642 | 0.037297 | 0.02412 | 0.044242 | 0.048592 | 100000 | 100000 | 0 | 0 | 0
8277 |  |  |  | 9795.2055 |  |  |  |  | 6853.0039 | 7284.9564 | 7716.9089 | 8148.8614 | 8580.8139 | 53743.9951 | 52292.017 | 50840.0388 | 49388.0607 | 47936.0825 |  | 0 |  |  |  |  | 1 | 1 | 1 | 1 | 1 | [5 empty] | 9.2542 | 19.171 | 570.7763 | 26826.484 | 684.9315 | 0.053546 | 0.037642 | 0.024395 | 0.043563 | 0.048238 | 0.053546 | 0.037642 | 0.024395 | 0.043563 | 0.048238 | 100000 | 100000 | 0 | 0 | 0
8278 |  |  |  | 9795.2055 |  |  |  |  | 5817.4735 | 6202.6235 | 6587.7735 | 6972.9235 | 7358.0735 | 48643.0698 | 47328.9011 | 46014.7325 | 44700.5638 | 43386.3951 |  | 0 |  |  |  |  | 1 | 1 | 1 | 1 | 1 | [5 empty] | 8.0366 | 19.0069 | 570.7763 | 26826.484 | 684.9315 | 0.052822 | 0.036724 | 0.023648 | 0.04252 | 0.047791 | 0.052822 | 0.036724 | 0.023649 | 0.04252 | 0.047791 | 100000 | 100000 | 0 | 0 | 0
8279 |  |  |  | 9795.2055 |  |  |  |  | 5980.2156 | 6335.9423 | 6691.669 | 7047.3956 | 7403.1223 | 37919.7712 | 36895.3092 | 35870.8472 | 34846.3852 | 33821.9233 |  | 0 |  |  |  |  | 1 | 1 | 1 | 1 | 1 | [5 empty] | 7.6346 | 19.2807 | 570.7763 | 26826.484 | 684.9315 | 0.052002 | 0.037142 | 0.023678 | 0.042339 | 0.047886 | 0.052002 | 0.037142 | 0.023679 | 0.042339 | 0.047886 | 100000 | 100000 | 0 | 0 | 0
8280 |  |  |  | 9795.2055 |  |  |  |  | 4764.1084 | 5109.4401 | 5454.7717 | 5800.1034 | 6145.4351 | 29060.5739 | 28275.457 | 27490.3401 | 26705.2232 | 25920.1064 |  | 0 |  |  |  |  | 1 | 1 | 1 | 1 | 1 | [5 empty] | 8.2192 | 18.5183 | 570.7763 | 26826.484 | 684.9315 | 0.052014 | 0.037971 | 0.024065 | 0.042325 | 0.047898 | 0.052014 | 0.037971 | 0.024065 | 0.042325 | 0.047898 | 100000 | 100000 | 0 | 0 | 0
8281 |  |  |  | 9795.2055 |  |  |  |  | 3833.4582 | 4212.9432 | 4592.4282 | 4971.9132 | 5351.3982 | 26247.4787 | 25538.362 | 24829.2452 | 24120.1285 | 23411.0118 |  | 0 |  |  |  |  | 1 | 1 | 1 | 1 | 1 | [5 empty] | 7.9925 | 16.872 | 570.7763 | 26826.484 | 684.9315 | 0.052752 | 0.03809 | 0.024138 | 0.042369 | 0.047895 | 0.052752 | 0.03809 | 0.024138 | 0.042369 | 0.047895 | 100000 | 100000 | 0 | 0 | 0
8282 |  |  |  | 9795.2055 |  |  |  |  | 2943.5682 | 3261.2357 | 3578.9032 | 3896.5707 | 4214.2382 | 27564.321 | 26819.6277 | 26074.9344 | 25330.2411 | 24585.5479 |  | 0 |  |  |  |  | 1 | 1 | 1 | 1 | 1 | [5 empty] | 8.0757 | 13.9975 | 570.7763 | 26826.484 | 684.9315 | 0.05302 | 0.038309 | 0.024353 | 0.04237 | 0.047909 | 0.05302 | 0.038309 | 0.024353 | 0.04237 | 0.047909 | 100000 | 100000 | 0 | 0 | 0
8283 |  |  |  | 9795.2055 |  |  |  |  | 2171.0632 | 2371.9707 | 2572.8782 | 2773.7857 | 2974.6932 | 27994.562 | 27238.2451 | 26481.9282 | 25725.6113 | 24969.2944 |  | 0 |  |  |  |  | 1 | 1 | 1 | 1 | 1 | [5 empty] | 8.1981 | 13.9624 | 570.7763 | 26826.484 | 684.9315 | 0.053928 | 0.03814 | 0.024191 | 0.042403 | 0.04789 | 0.053928 | 0.03814 | 0.024191 | 0.042403 | 0.04789 | 100000 | 100000 | 0 | 0 | 0
8284 |  |  |  | 9795.2055 |  |  |  |  | 1929.5855 | 2028.9105 | 2128.2355 | 2227.5605 | 2326.8855 | 30411.1807 | 29589.575 | 28767.9694 | 27946.3637 | 27124.7581 |  | 0 |  |  |  |  | 1 | 1 | 1 | 1 | 1 | [5 empty] | 8.5713 | 13.5079 | 570.7763 | 26826.484 | 684.9315 | 0.040315 | 0.037805 | 0.021035 | 0.041781 | 0.047523 | 0.040315 | 0.037805 | 0.021035 | 0.041781 | 0.047523 | 100000 | 100000 | 0 | 0 | 0
8285 |  |  |  | 9795.2055 |  |  |  |  | 2042.4987 | 2100.8237 | 2159.1487 | 2217.4737 | 2275.7987 | 35793.2505 | 34826.2399 | 33859.2292 | 32892.2185 | 31925.2078 |  | 0 |  |  |  |  | 1 | 1 | 1 | 1 | 1 | [5 empty] | 9.3528 | 13.6324 | 570.7763 | 26826.484 | 684.9315 | 0.041174 | 0.037976 | 0.0213 | 0.042047 | 0.047611 | 0.041174 | 0.037976 | 0.0213 | 0.042047 | 0.047611 | 100000 | 100000 | 0 | 0 | 0
8286 |  |  |  | 9795.2055 |  |  |  |  | 2383.4741 | 2422.7966 | 2462.1191 | 2501.4416 | 2540.7641 | 52510.521 | 51091.8671 | 49673.2131 | 48254.5592 | 46835.9053 |  | 0 |  |  |  |  | 1 | 1 | 1 | 1 | 1 | [5 empty] | 7.5545 | 13.74 | 570.7763 | 26826.484 | 684.9315 | 0.044022 | 0.037724 | 0.024085 | 0.047439 | 0.048064 | 0.044023 | 0.037724 | 0.024085 | 0.047439 | 0.048064 | 100000 | 100000 | 0 | 0 | 0
8287 |  |  |  | 9795.2055 |  |  |  |  | 2823.9473 | 2865.4698 | 2906.9923 | 2948.5148 | 2990.0373 | 62276.4638 | 60593.9676 | 58911.4715 | 57228.9753 | 55546.4792 |  | 0 |  |  |  |  | 1 | 1 | 1 | 1 | 1 | [5 empty] | 7.6568 | 13.5291 | 570.7763 | 26826.484 | 684.9315 | 0.06749 | 0.039269 | 0.041021 | 0.052661 | 0.051925 | 0.06749 | 0.039269 | 0.041021 | 0.052661 | 0.051925 | 100000 | 100000 | 0 | 0 | 0
8288 |  |  |  | 9795.2055 |  |  |  |  | 4204.6183 | 4247.1033 | 4289.5883 | 4332.0733 | 4374.5583 | 58576.9038 | 56994.357 | 55411.8103 | 53829.2635 | 52246.7168 |  | 0 |  |  |  |  | 1 | 1 | 1 | 1 | 1 | [5 empty] | 8.4985 | 12.8504 | 570.7763 | 26826.484 | 684.9315 | 0.079459 | 0.04594 | 0.046896 | 0.053251 | 0.053315 | 0.079459 | 0.04594 | 0.046896 | 0.053251 | 0.053315 | 100000 | 100000 | 0 | 0 | 0
8289 |  |  |  | 9795.2055 |  |  |  |  | 5209.6573 | 5250.7673 | 5291.8773 | 5332.9873 | 5374.0973 | 55985.2332 | 54472.7045 | 52960.1758 | 51447.647 | 49935.1183 |  | 0.02486 |  |  |  |  | 1 | 1 | 1 | 1 | 1 | [5 empty] | 8.0756 | 12.8632 | 570.7763 | 26826.484 | 684.9315 | 0.081536 | 0.046267 | 0.046732 | 0.054021 | 0.054415 | 0.081536 | 0.046267 | 0.046732 | 0.054021 | 0.054415 | 100000 | 100000 | 0 | 0 | 0
8290 |  |  |  | 9795.2055 |  |  |  |  | 6154.327 | 6210.1495 | 6265.972 | 6321.7945 | 6377.617 | 54348.6283 | 52880.315 | 51412.0017 | 49943.6884 | 48475.3752 |  | 0.11436 |  |  |  |  | 1 | 1 | 1 | 1 | 1 | [5 empty] | 6.5054 | 12.8918 | 570.7763 | 26826.484 | 684.9315 | 0.079748 | 0.04719 | 0.044918 | 0.052949 | 0.053589 | 0.079748 | 0.04719 | 0.044918 | 0.052949 | 0.053589 | 100000 | 100000 | 0 | 0 | 0
8291 |  |  |  | 9795.2055 |  |  |  |  | 6906.7088 | 6979.7188 | 7052.7288 | 7125.7388 | 7198.7488 | 52420.4909 | 51004.2693 | 49588.0477 | 48171.8261 | 46755.6044 |  | 0.63139 |  |  |  |  | 1 | 1 | 1 | 1 | 1 | [5 empty] | 5.0282 | 12.7131 | 570.7763 | 26826.484 | 684.9315 | 0.084064 | 0.055397 | 0.044772 | 0.051831 | 0.053684 | 0.084064 | 0.055397 | 0.044772 | 0.051831 | 0.053684 | 100000 | 100000 | 0 | 0 | 0
8292 |  |  |  | 9795.2055 |  |  |  |  | 7979.9429 | 8094.2829 | 8208.6229 | 8322.9629 | 8437.3029 | 50214.9363 | 48858.3012 | 47501.6661 | 46145.0309 | 44788.3958 |  | 0.07285 |  |  |  |  | 1 | 1 | 1 | 1 | 1 | [5 empty] | 4.9091 | 12.398 | 570.7763 | 26826.484 | 684.9315 | 0.084581 | 0.055893 | 0.044795 | 0.051892 | 0.053718 | 0.084581 | 0.055893 | 0.044795 | 0.051892 | 0.053718 | 100000 | 100000 | 0 | 0 | 0
8293 |  |  |  | 9795.2055 |  |  |  |  | 7507.0491 | 7686.0666 | 7865.0841 | 8044.1016 | 8223.1191 | 49499.1648 | 48161.8674 | 46824.57 | 45487.2725 | 44149.9751 |  | 0.10245 |  |  |  |  | 1 | 1 | 1 | 1 | 1 | [5 empty] | 5.6759 | 12.4194 | 570.7763 | 26826.484 | 684.9315 | 0.085385 | 0.057463 | 0.044723 | 0.051703 | 0.053645 | 0.085385 | 0.057463 | 0.044723 | 0.051703 | 0.053645 | 100000 | 100000 | 0 | 0 | 0
8294 |  |  |  | 9795.2055 |  |  |  |  | 6601.5079 | 6837.5587 | 7073.6095 | 7309.6604 | 7545.7112 | 49028.6895 | 47704.1027 | 46379.5159 | 45054.9291 | 43730.3423 |  | 0.13194 |  |  |  |  | 1 | 1 | 1 | 1 | 1 | [5 empty] | 6.4013 | 12.5453 | 570.7763 | 26826.484 | 684.9315 | 0.086627 | 0.062002 | 0.047972 | 0.054619 | 0.054551 | 0.086627 | 0.062002 | 0.047972 | 0.054619 | 0.054551 | 100000 | 100000 | 0 | 0 | 0
8295 |  |  |  | 9795.2055 |  |  |  |  | 6057.0651 | 6406.5768 | 6756.0885 | 7105.6001 | 7455.1118 | 49585.6352 | 48246.0017 | 46906.3681 | 45566.7346 | 44227.101 |  | 0.03548 |  |  |  |  | 1 | 1 | 1 | 1 | 1 | [5 empty] | 6.1428 | 12.6515 | 570.7763 | 26826.484 | 684.9315 | 0.090485 | 0.078814 | 0.066164 | 0.060806 | 0.055551 | 0.090485 | 0.078814 | 0.066164 | 0.060806 | 0.055551 | 100000 | 100000 | 0 | 0 | 0
8296 |  |  |  | 9795.2055 |  |  |  |  | 5846.8901 | 6166.4826 | 6486.0751 | 6805.6676 | 7125.2601 | 50367.76 | 49006.9962 | 47646.2323 | 46285.4684 | 44924.7045 |  | 0.03177 |  |  |  |  | 1 | 1 | 1 | 1 | 1 | [5 empty] | 6.7211 | 12.1931 | 570.7763 | 26826.484 | 684.9315 | 0.092782 | 0.081323 | 0.075911 | 0.089698 | 0.078774 | 0.092782 | 0.081323 | 0.075911 | 0.089698 | 0.078774 | 100000 | 100000 | 0 | 0 | 0
8297 |  |  |  | 9795.2055 |  |  |  |  | 6310.8403 | 6668.9853 | 7027.1303 | 7385.2753 | 7743.4203 | 53236.8479 | 51798.5712 | 50360.2944 | 48922.0176 | 47483.7408 |  | 0 |  |  |  |  | 1 | 1 | 1 | 1 | 1 | [5 empty] | 7.5269 | 11.9452 | 570.7763 | 26826.484 | 684.9315 | 0.09623 | 0.082326 | 0.077112 | 0.097173 | 0.089412 | 0.09623 | 0.082326 | 0.077112 | 0.097173 | 0.089412 | 100000 | 100000 | 0 | 0 | 0
8298 |  |  |  | 9795.2055 |  |  |  |  | 7969.8814 | 8363.2264 | 8756.5714 | 9149.9164 | 9543.2614 | 55323.811 | 53829.1517 | 52334.4923 | 50839.833 | 49345.1736 |  | 0 |  |  |  |  | 1 | 1 | 1 | 1 | 1 | [5 empty] | 7.6813 | 12.2061 | 570.7763 | 26826.484 | 684.9315 | 0.097227 | 0.084955 | 0.078137 | 0.099169 | 0.090844 | 0.097227 | 0.084955 | 0.078137 | 0.099169 | 0.090844 | 100000 | 100000 | 0 | 0 | 0
8299 |  |  |  | 9795.2055 |  |  |  |  | 8403.6468 | 8901.9268 | 9400.2068 | 9898.4868 | 10396.7668 | 56210.4123 | 54691.8 | 53173.1877 | 51654.5754 | 50135.9632 |  | 0 |  |  |  |  | 1 | 1 | 1 | 1 | 1 | [5 empty] | 7.7785 | 11.8265 | 570.7763 | 26826.484 | 684.9315 | 0.10029 | 0.08547 | 0.081752 | 0.10365 | 0.10708 | 0.10029 | 0.08547 | 0.081752 | 0.10365 | 0.10708 | 100000 | 100000 | 0 | 0 | 0
8300 |  |  |  | 9795.2055 |  |  |  |  | 7964.2916 | 8497.5508 | 9030.8099 | 9564.0691 | 10097.3283 | 56210.4123 | 54691.8 | 53173.1877 | 51654.5754 | 50135.9632 |  | 0 |  |  |  |  | 1 | 1 | 1 | 1 | 1 | [5 empty] | 7.1248 | 11.004 | 570.7763 | 26826.484 | 684.9315 | 0.10076 | 0.087204 | 0.082829 | 0.10748 | 0.10904 | 0.10076 | 0.087204 | 0.082829 | 0.10748 | 0.10904 | 100000 | 100000 | 0 | 0 | 0
8301 |  |  |  | 9795.2055 |  |  |  |  | 6879.878 | 7366.6088 | 7853.3396 | 8340.0705 | 8826.8013 | 54640.1607 | 53163.9712 | 51687.7817 | 50211.5922 | 48735.4028 |  | 0 |  |  |  |  | 1 | 1 | 1 | 1 | 1 | [5 empty] | 7.452 | 10.4965 | 570.7763 | 26826.484 | 684.9315 | 0.10169 | 0.087169 | 0.087129 | 0.1184 | 0.10945 | 0.10169 | 0.087169 | 0.087129 | 0.1184 | 0.10945 | 100000 | 100000 | 0 | 0 | 0
8302 |  |  |  | 9795.2055 |  |  |  |  | 5827.8849 | 6230.7716 | 6633.6583 | 7036.5449 | 7439.4316 | 49452.9286 | 48116.8803 | 46780.832 | 45444.7837 | 44108.7355 |  | 0 |  |  |  |  | 1 | 1 | 1 | 1 | 1 | [5 empty] | 9.6643 | 9.758 | 570.7763 | 26826.484 | 684.9315 | 0.10316 | 0.0909 | 0.091105 | 0.12183 | 0.11164 | 0.10316 | 0.0909 | 0.091105 | 0.12183 | 0.11164 | 100000 | 100000 | 0 | 0 | 0
8303 |  |  |  | 9795.2055 |  |  |  |  | 5712.7358 | 6040.5225 | 6368.3092 | 6696.0958 | 7023.8825 | 38545.5267 | 37504.159 | 36462.7912 | 35421.4235 | 34380.0557 |  | 0 |  |  |  |  | 1 | 1 | 1 | 1 | 1 | [5 empty] | 10.3829 | 8.6539 | 570.7763 | 26826.484 | 684.9315 | 0.10224 | 0.092421 | 0.093831 | 0.11936 | 0.11374 | 0.10224 | 0.092421 | 0.093831 | 0.11936 | 0.11374 | 100000 | 100000 | 0 | 0 | 0
8304 |  |  |  | 9795.2055 |  |  |  |  | 4405.8497 | 4667.1997 | 4928.5497 | 5189.8997 | 5451.2497 | 29542.5854 | 28744.4463 | 27946.3071 | 27148.1679 | 26350.0287 |  | 0 |  |  |  |  | 1 | 1 | 1 | 1 | 1 | [5 empty] | 9.5713 | 7.943 | 570.7763 | 26826.484 | 684.9315 | 0.10273 | 0.091906 | 0.092888 | 0.11882 | 0.11345 | 0.10273 | 0.091906 | 0.092888 | 0.11881 | 0.11345 | 100000 | 100000 | 0 | 0 | 0
8305 |  |  |  | 9795.2055 |  |  |  |  | 3224.5592 | 3436.9883 | 3649.4175 | 3861.8467 | 4074.2758 | 31773.0954 | 30914.6955 | 30056.2956 | 29197.8957 | 28339.4957 |  | 0 |  |  |  |  | 1 | 1 | 1 | 1 | 1 | [5 empty] | 9.0172 | 7.4372 | 570.7763 | 26826.484 | 684.9315 | 0.1026 | 0.0921 | 0.092869 | 0.11938 | 0.11316 | 0.1026 | 0.0921 | 0.092869 | 0.11938 | 0.11316 | 100000 | 100000 | 0 | 0 | 0
8306 |  |  |  | 9795.2055 |  |  |  |  | 2297.3302 | 2396.9852 | 2496.6402 | 2596.2952 | 2695.9502 | 32380.1812 | 31505.3799 | 30630.5786 | 29755.7773 | 28880.9761 |  | 0 |  |  |  |  | 1 | 1 | 1 | 1 | 1 | [5 empty] | 9.39 | 7.4902 | 570.7763 | 26826.484 | 684.9315 | 0.10254 | 0.092466 | 0.09301 | 0.11972 | 0.11432 | 0.10254 | 0.092466 | 0.09301 | 0.11972 | 0.11432 | 100000 | 100000 | 0 | 0 | 0
8307 |  |  |  | 9795.2055 |  |  |  |  | 1736.7323 | 1785.0748 | 1833.4173 | 1881.7598 | 1930.1023 | 33032.5317 | 32140.1062 | 31247.6806 | 30355.2551 | 29462.8295 |  | 0 |  |  |  |  | 1 | 1 | 1 | 1 | 1 | [5 empty] | 10.6239 | 7.7764 | 570.7763 | 26826.484 | 684.9315 | 0.10236 | 0.092512 | 0.093029 | 0.11968 | 0.11451 | 0.10236 | 0.092512 | 0.093029 | 0.11968 | 0.11451 | 100000 | 100000 | 0 | 0 | 0
8308 |  |  |  | 9795.2055 |  |  |  |  | 1626.8551 | 1668.3776 | 1709.9001 | 1751.4226 | 1792.9451 | 35064.9853 | 34117.6498 | 33170.3143 | 32222.9789 | 31275.6434 |  | 0 |  |  |  |  | 1 | 1 | 1 | 1 | 1 | [5 empty] | 5.4998 | 7.8641 | 570.7763 | 26826.484 | 684.9315 | 0.10073 | 0.091258 | 0.090204 | 0.11559 | 0.11047 | 0.10073 | 0.091259 | 0.090204 | 0.11559 | 0.11047 | 100000 | 100000 | 0 | 0 | 0
8309 |  |  |  | 9795.2055 |  |  |  |  | 1836.5187 | 1877.2162 | 1917.9137 | 1958.6112 | 1999.3087 | 39974.5591 | 38894.5838 | 37814.6085 | 36734.6332 | 35654.6579 |  | 0 |  |  |  |  | 1 | 1 | 1 | 1 | 1 | [5 empty] | 2.1743 | 8.1074 | 570.7763 | 26826.484 | 684.9315 | 0.10188 | 0.091404 | 0.091189 | 0.11944 | 0.1104 | 0.10188 | 0.091404 | 0.091189 | 0.11944 | 0.1104 | 100000 | 100000 | 0 | 0 | 0
8310 |  |  |  | 9795.2055 |  |  |  |  | 2680.7792 | 2721.8892 | 2762.9992 | 2804.1092 | 2845.2192 | 54948.2485 | 53463.7356 | 51979.2226 | 50494.7097 | 49010.1967 |  | 0 |  |  |  |  | 1 | 1 | 1 | 1 | 1 | [5 empty] | 1.8771 | 8.172 | 570.7763 | 26826.484 | 684.9315 | 0.10479 | 0.093363 | 0.092569 | 0.12317 | 0.11413 | 0.10479 | 0.093363 | 0.092569 | 0.12317 | 0.11413 | 100000 | 100000 | 0 | 0 | 0
8311 |  |  |  | 9795.2055 |  |  |  |  | 4206.7267 | 4247.6992 | 4288.6717 | 4329.6442 | 4370.6167 | 65416.5831 | 63649.2517 | 61881.9203 | 60114.5889 | 58347.2575 |  | 0 |  |  |  |  | 1 | 1 | 1 | 1 | 1 | [5 empty] | 2.8403 | 7.9866 | 570.7763 | 26826.484 | 684.9315 | 0.11197 | 0.10177 | 0.098338 | 0.13276 | 0.12486 | 0.11197 | 0.10177 | 0.098338 | 0.13276 | 0.12486 | 100000 | 100000 | 0 | 0 | 0
8312 |  |  |  | 9795.2055 |  |  |  |  | 5501.7078 | 5543.6428 | 5585.5778 | 5627.5128 | 5669.4478 | 60657.6954 | 59018.9328 | 57380.1702 | 55741.4076 | 54102.645 |  | 0 |  |  |  |  | 1 | 1 | 1 | 1 | 1 | [5 empty] | 4.4339 | 8.0961 | 570.7763 | 26826.484 | 684.9315 | 0.11688 | 0.11183 | 0.10697 | 0.145 | 0.13249 | 0.11688 | 0.11184 | 0.10697 | 0.145 | 0.13249 | 100000 | 100000 | 0 | 0 | 0
8313 |  |  |  | 9795.2055 |  |  |  |  | 4658.5686 | 4708.0661 | 4757.5636 | 4807.0611 | 4856.5586 | 59398.1413 | 57793.4076 | 56188.6738 | 54583.94 | 52979.2062 |  | 0.11151 |  |  |  |  | 1 | 1 | 1 | 1 | 1 | [5 empty] | 6.1457 | 8.5695 | 570.7763 | 26826.484 | 684.9315 | 0.11515 | 0.10796 | 0.10623 | 0.14035 | 0.13332 | 0.11515 | 0.10796 | 0.10623 | 0.14035 | 0.13332 | 100000 | 100000 | 0 | 0 | 0
8314 |  |  |  | 9795.2055 |  |  |  |  | 4131.6066 | 4206.3491 | 4281.0916 | 4355.8341 | 4430.5766 | 57829.4746 | 56267.1208 | 54704.767 | 53142.4132 | 51580.0594 |  | 0.09069 |  |  |  |  | 1 | 1 | 1 | 1 | 1 | [5 empty] | 5.0954 | 8.8372 | 570.7763 | 26826.484 | 684.9315 | 0.10623 | 0.095038 | 0.091086 | 0.11978 | 0.11366 | 0.10623 | 0.095038 | 0.091086 | 0.11978 | 0.11366 | 100000 | 100000 | 0 | 0 | 0
8315 |  |  |  | 9795.2055 |  |  |  |  | 4205.6055 | 4310.348 | 4415.0905 | 4519.833 | 4624.5755 | 56279.6877 | 54759.2038 | 53238.72 | 51718.2361 | 50197.7523 |  | 0.35532 |  |  |  |  | 1 | 1 | 1 | 1 | 1 | [5 empty] | 4.5871 | 8.5273 | 570.7763 | 26826.484 | 684.9315 | 0.10623 | 0.095132 | 0.091302 | 0.11992 | 0.11405 | 0.10623 | 0.095132 | 0.091302 | 0.11992 | 0.11405 | 100000 | 100000 | 0 | 0 | 0
8316 |  |  |  | 9795.2055 |  |  |  |  | 4862.6262 | 5030.3696 | 5198.1129 | 5365.8562 | 5533.5996 | 53922.8762 | 52466.0653 | 51009.2544 | 49552.4435 | 48095.6326 |  | 0.40872 |  |  |  |  | 1 | 1 | 1 | 1 | 1 | [5 empty] | 3.136 | 7.4396 | 570.7763 | 26826.484 | 684.9315 | 0.10627 | 0.095252 | 0.091356 | 0.11998 | 0.11418 | 0.10627 | 0.095252 | 0.091356 | 0.11998 | 0.11418 | 100000 | 100000 | 0 | 0 | 0
8317 |  |  |  | 9795.2055 |  |  |  |  | 4691.0833 | 4895.9508 | 5100.8183 | 5305.6858 | 5510.5533 | 53100.8419 | 51666.2395 | 50231.6371 | 48797.0348 | 47362.4324 |  | 0.31249 |  |  |  |  | 1 | 1 | 1 | 1 | 1 | [5 empty] | 1.5143 | 8.8259 | 570.7763 | 26826.484 | 684.9315 | 0.1064 | 0.095582 | 0.091494 | 0.12061 | 0.11482 | 0.1064 | 0.095582 | 0.091494 | 0.12061 | 0.11482 | 100000 | 100000 | 0 | 0 | 0
8318 |  |  |  | 9795.2055 |  |  |  |  | 4680.9925 | 4942.3425 | 5203.6925 | 5465.0425 | 5726.3925 | 52229.7904 | 50818.7208 | 49407.6513 | 47996.5817 | 46585.5122 |  | 0.23944 |  |  |  |  | 1 | 1 | 1 | 1 | 1 | [5 empty] | 0.84678 | 6.7845 | 570.7763 | 26826.484 | 684.9315 | 0.10698 | 0.095903 | 0.091546 | 0.12181 | 0.11707 | 0.10698 | 0.095903 | 0.091546 | 0.12181 | 0.11707 | 100000 | 100000 | 0 | 0 | 0
8319 |  |  |  | 9795.2055 |  |  |  |  | 4661.9322 | 4977.2347 | 5292.5372 | 5607.8397 | 5923.1422 | 53040.5674 | 51607.5935 | 50174.6195 | 48741.6455 | 47308.6716 |  | 0.20477 |  |  |  |  | 1 | 1 | 1 | 1 | 1 | [5 empty] | 2.0781 | 8.2128 | 570.7763 | 26826.484 | 684.9315 | 0.11325 | 0.11127 | 0.11789 | 0.1399 | 0.12845 | 0.11325 | 0.11127 | 0.11789 | 0.1399 | 0.12845 | 100000 | 100000 | 0 | 0 | 0
8320 |  |  |  | 9795.2055 |  |  |  |  | 4383.8756 | 4817.1481 | 5250.4206 | 5683.6931 | 6116.9656 | 53545.8665 | 52099.2411 | 50652.6157 | 49205.9903 | 47759.3649 |  | 0.13 |  |  |  |  | 1 | 1 | 1 | 1 | 1 | [5 empty] | 2.4857 | 7.981 | 570.7763 | 26826.484 | 684.9315 | 0.11602 | 0.11272 | 0.12966 | 0.13908 | 0.13621 | 0.11602 | 0.11272 | 0.12966 | 0.13908 | 0.13621 | 100000 | 100000 | 0 | 0 | 0
8321 |  |  |  | 9795.2055 |  |  |  |  | 4739.2947 | 5366.2697 | 5993.2447 | 6620.2197 | 7247.1947 | 56600.2932 | 55071.1477 | 53542.0022 | 52012.8566 | 50483.7111 |  | 0 |  |  |  |  | 1 | 1 | 1 | 1 | 1 | [5 empty] | 2.3681 | 9.013 | 570.7763 | 26826.484 | 684.9315 | 0.1152 | 0.11001 | 0.12485 | 0.13523 | 0.13461 | 0.1152 | 0.11001 | 0.12485 | 0.13523 | 0.13461 | 100000 | 100000 | 0 | 0 | 0
8322 |  |  |  | 9795.2055 |  |  |  |  | 6459.2091 | 7237.7032 | 8016.1974 | 8794.6916 | 9573.1857 | 58003.0286 | 56435.986 | 54868.9434 | 53301.9007 | 51734.8581 |  | 0 |  |  |  |  | 1 | 1 | 1 | 1 | 1 | [5 empty] | 2.3446 | 9.812 | 570.7763 | 26826.484 | 684.9315 | 0.11484 | 0.10935 | 0.12474 | 0.13723 | 0.13486 | 0.11484 | 0.10935 | 0.12474 | 0.13723 | 0.13486 | 100000 | 100000 | 0 | 0 | 0
8323 |  |  |  | 9795.2055 |  |  |  |  | 7561.3446 | 8435.8104 | 9310.2762 | 10184.7421 | 11059.2079 | 58512.0801 | 56931.2846 | 55350.4892 | 53769.6938 | 52188.8983 |  | 0 |  |  |  |  | 1 | 1 | 1 | 1 | 1 | [5 empty] | 1.1133 | 9.877 | 570.7763 | 26826.484 | 684.9315 | 0.11475 | 0.10931 | 0.12684 | 0.13828 | 0.13613 | 0.11475 | 0.10931 | 0.12684 | 0.13828 | 0.13613 | 100000 | 100000 | 0 | 0 | 0
8324 |  |  |  | 9795.2055 |  |  |  |  | 7936.9451 | 8686.5651 | 9436.1851 | 10185.8051 | 10935.4251 | 58104.8153 | 56535.0228 | 54965.2302 | 53395.4377 | 51825.6452 |  | 0 |  |  |  |  | 1 | 1 | 1 | 1 | 1 | [5 empty] | 0.67295 | 9.4003 | 570.7763 | 26826.484 | 684.9315 | 0.11547 | 0.11039 | 0.12843 | 0.13687 | 0.13618 | 0.11547 | 0.11039 | 0.12844 | 0.13687 | 0.13618 | 100000 | 100000 | 0 | 0 | 0
8325 |  |  |  | 9795.2055 |  |  |  |  | 7042.2309 | 7681.7459 | 8321.2609 | 8960.7759 | 9600.2909 | 56272.1829 | 54751.9017 | 53231.6206 | 51711.3395 | 50191.0584 |  | 0 |  |  |  |  | 1 | 1 | 1 | 1 | 1 | [5 empty] | 1.0551 | 10.2362 | 570.7763 | 26826.484 | 684.9315 | 0.11456 | 0.11095 | 0.12711 | 0.1381 | 0.13721 | 0.11456 | 0.11096 | 0.12711 | 0.1381 | 0.13721 | 100000 | 100000 | 0 | 0 | 0
8326 |  |  |  | 9795.2055 |  |  |  |  | 5981.5797 | 6512.4463 | 7043.313 | 7574.1797 | 8105.0463 | 50827.055 | 49453.8825 | 48080.7101 | 46707.5376 | 45334.3652 |  | 0 |  |  |  |  | 1 | 1 | 1 | 1 | 1 | [5 empty] | 0.95068 | 10.1949 | 570.7763 | 26826.484 | 684.9315 | 0.11192 | 0.10962 | 0.12563 | 0.13666 | 0.13614 | 0.11192 | 0.10962 | 0.12563 | 0.13666 | 0.13614 | 100000 | 100000 | 0 | 0 | 0
8327 |  |  |  | 9795.2055 |  |  |  |  | 5743.8861 | 6203.6686 | 6663.4511 | 7123.2336 | 7583.0161 | 41901.3557 | 40769.325 | 39637.2943 | 38505.2635 | 37373.2328 |  | 0 |  |  |  |  | 1 | 1 | 1 | 1 | 1 | [5 empty] | 1.7002 | 10.042 | 570.7763 | 26826.484 | 684.9315 | 0.10774 | 0.10501 | 0.11737 | 0.13423 | 0.13545 | 0.10774 | 0.10501 | 0.11737 | 0.13423 | 0.13545 | 100000 | 100000 | 0 | 0 | 0
8328 |  |  |  | 9795.2055 |  |  |  |  | 4280.7256 | 4683.9706 | 5087.2156 | 5490.4606 | 5893.7056 | 33756.5318 | 32844.5462 | 31932.5607 | 31020.5751 | 30108.5896 |  | 0 |  |  |  |  | 1 | 1 | 1 | 1 | 1 | [5 empty] | 2.4083 | 9.7683 | 570.7763 | 26826.484 | 684.9315 | 0.10653 | 0.10457 | 0.11752 | 0.13298 | 0.13441 | 0.10653 | 0.10457 | 0.11752 | 0.13298 | 0.13441 | 100000 | 100000 | 0 | 0 | 0
8329 |  |  |  | 9795.2055 |  |  |  |  | 3233.779 | 3433.1465 | 3632.514 | 3831.8815 | 4031.249 | 33849.2338 | 32934.7437 | 32020.2537 | 31105.7637 | 30191.2736 |  | 0 |  |  |  |  | 1 | 1 | 1 | 1 | 1 | [5 empty] | 2.1173 | 9.6511 | 570.7763 | 26826.484 | 684.9315 | 0.10586 | 0.10326 | 0.11598 | 0.13212 | 0.13338 | 0.10586 | 0.10326 | 0.11598 | 0.13212 | 0.13338 | 100000 | 100000 | 0 | 0 | 0
8330 |  |  |  | 9795.2055 |  |  |  |  | 2303.8989 | 2404.5439 | 2505.1889 | 2605.8339 | 2706.4789 | 34492.9791 | 33561.0973 | 32629.2154 | 31697.3336 | 30765.4518 |  | 0 |  |  |  |  | 1 | 1 | 1 | 1 | 1 | [5 empty] | 3.5462 | 9.788 | 570.7763 | 26826.484 | 684.9315 | 0.10611 | 0.10363 | 0.11596 | 0.13096 | 0.13358 | 0.1061 | 0.10363 | 0.11596 | 0.13096 | 0.13358 | 100000 | 100000 | 0 | 0 | 0
8331 |  |  |  | 9795.2055 |  |  |  |  | 1741.6981 | 1792.8456 | 1843.9931 | 1895.1406 | 1946.2881 | 35187.2205 | 34236.5826 | 33285.9448 | 32335.3069 | 31384.6691 |  | 0 |  |  |  |  | 1 | 1 | 1 | 1 | 1 | [5 empty] | 3.7172 | 9.7607 | 570.7763 | 26826.484 | 684.9315 | 0.10585 | 0.10344 | 0.11585 | 0.13103 | 0.13352 | 0.10585 | 0.10344 | 0.11585 | 0.13103 | 0.13352 | 100000 | 100000 | 0 | 0 | 0
8332 |  |  |  | 9795.2055 |  |  |  |  | 1631.5067 | 1673.3042 | 1715.1017 | 1756.8992 | 1798.6967 | 37347.9695 | 36338.9557 | 35329.9418 | 34320.9279 | 33311.9141 |  | 0 |  |  |  |  | 1 | 1 | 1 | 1 | 1 | [5 empty] | 3.3373 | 9.6758 | 570.7763 | 26826.484 | 684.9315 | 0.10231 | 0.098353 | 0.11283 | 0.12925 | 0.13025 | 0.10231 | 0.098353 | 0.11282 | 0.12925 | 0.13025 | 100000 | 100000 | 0 | 0 | 0
8333 |  |  |  | 9795.2055 |  |  |  |  | 1841.7698 | 1883.7048 | 1925.6398 | 1967.5748 | 2009.5098 | 42569.1145 | 41419.0432 | 40268.972 | 39118.9007 | 37968.8294 |  | 0 |  |  |  |  | 1 | 1 | 1 | 1 | 1 | [5 empty] | 4.3286 | 9.5564 | 570.7763 | 26826.484 | 684.9315 | 0.10254 | 0.098308 | 0.11074 | 0.1279 | 0.12922 | 0.10254 | 0.098308 | 0.11074 | 0.1279 | 0.12922 | 100000 | 100000 | 0 | 0 | 0
8334 |  |  |  | 9795.2055 |  |  |  |  | 2688.4442 | 2730.1042 | 2771.7642 | 2813.4242 | 2855.0842 | 58472.3261 | 56892.6047 | 55312.8832 | 53733.1618 | 52153.4404 |  | 0 |  |  |  |  | 1 | 1 | 1 | 1 | 1 | [5 empty] | 5.5908 | 9.8204 | 570.7763 | 26826.484 | 684.9315 | 0.10404 | 0.098483 | 0.11103 | 0.12613 | 0.13054 | 0.10404 | 0.098483 | 0.11103 | 0.12613 | 0.13054 | 100000 | 100000 | 0 | 0 | 0
8335 |  |  |  | 9795.2055 |  |  |  |  | 4218.7548 | 4258.7648 | 4298.7748 | 4338.7848 | 4378.7948 | 69699.7457 | 67816.6979 | 65933.6502 | 64050.6024 | 62167.5547 |  | 0 |  |  |  |  | 1 | 1 | 1 | 1 | 1 | [5 empty] | 5.8338 | 9.73 | 570.7763 | 26826.484 | 684.9315 | 0.10936 | 0.10241 | 0.11779 | 0.1344 | 0.13525 | 0.10936 | 0.10241 | 0.11779 | 0.1344 | 0.13525 | 100000 | 100000 | 0 | 0 | 0
8336 |  |  |  | 9795.2055 |  |  |  |  | 5517.4386 | 5559.3736 | 5601.3086 | 5643.2436 | 5685.1786 | 64616.2448 | 62870.5358 | 61124.8268 | 59379.1177 | 57633.4087 |  | 0 |  |  |  |  | 1 | 1 | 1 | 1 | 1 | [5 empty] | 5.8381 | 9.6044 | 570.7763 | 26826.484 | 684.9315 | 0.1151 | 0.11629 | 0.13336 | 0.15452 | 0.14241 | 0.1151 | 0.11629 | 0.13336 | 0.15452 | 0.14241 | 100000 | 100000 | 0 | 0 | 0
8337 |  |  |  | 9795.2055 |  |  |  |  | 4671.8886 | 4721.7161 | 4771.5436 | 4821.3711 | 4871.1986 | 63259.8524 | 61550.7884 | 59841.7245 | 58132.6605 | 56423.5966 |  | 0.03757 |  |  |  |  | 1 | 1 | 1 | 1 | 1 | [5 empty] | 4.0619 | 9.3961 | 570.7763 | 26826.484 | 684.9315 | 0.11684 | 0.11666 | 0.13564 | 0.15187 | 0.14624 | 0.11684 | 0.11666 | 0.13564 | 0.15187 | 0.14624 | 100000 | 100000 | 0 | 0 | 0
8338 |  |  |  | 9795.2055 |  |  |  |  | 4143.4199 | 4218.4099 | 4293.3999 | 4368.3899 | 4443.3799 | 61589.0796 | 59925.1542 | 58261.2288 | 56597.3034 | 54933.378 |  | 0.07647 |  |  |  |  | 1 | 1 | 1 | 1 | 1 | [5 empty] | 3.1815 | 9.0796 | 570.7763 | 26826.484 | 684.9315 | 0.1121 | 0.1072 | 0.12169 | 0.13253 | 0.13112 | 0.1121 | 0.1072 | 0.12169 | 0.13253 | 0.13112 | 100000 | 100000 | 0 | 0 | 0
8339 |  |  |  | 9795.2055 |  |  |  |  | 4217.6304 | 4326.6629 | 4435.6954 | 4544.7279 | 4653.7604 | 59942.4145 | 58322.9763 | 56703.5381 | 55084.1 | 53464.6618 |  | 0.02992 |  |  |  |  | 1 | 1 | 1 | 1 | 1 | [5 empty] | 1.9444 | 9.1371 | 570.7763 | 26826.484 | 684.9315 | 0.11141 | 0.10632 | 0.11971 | 0.13022 | 0.12886 | 0.11141 | 0.10632 | 0.11971 | 0.13022 | 0.12886 | 100000 | 100000 | 0 | 0 | 0
8340 |  |  |  | 9795.2055 |  |  |  |  | 4876.5297 | 5042.0722 | 5207.6147 | 5373.1572 | 5538.6997 | 57425.912 | 55874.4611 | 54323.0102 | 52771.5593 | 51220.1084 |  | 0.098 |  |  |  |  | 1 | 1 | 1 | 1 | 1 | [5 empty] | 1.2289 | 9.3643 | 570.7763 | 26826.484 | 684.9315 | 0.11162 | 0.10551 | 0.11921 | 0.13177 | 0.12852 | 0.11162 | 0.10551 | 0.11921 | 0.13177 | 0.12852 | 100000 | 100000 | 0 | 0 | 0
8341 |  |  |  | 9795.2055 |  |  |  |  | 4704.4963 | 4907.3013 | 5110.1063 | 5312.9113 | 5515.7163 | 56551.5132 | 55023.6856 | 53495.8579 | 51968.0302 | 50440.2026 |  | 0.09294 |  |  |  |  | 1 | 1 | 1 | 1 | 1 | [5 empty] | 0.31787 | 9.3336 | 570.7763 | 26826.484 | 684.9315 | 0.11151 | 0.10496 | 0.11955 | 0.13165 | 0.12785 | 0.11151 | 0.10496 | 0.11955 | 0.13165 | 0.12785 | 100000 | 100000 | 0 | 0 | 0
8342 |  |  |  | 9795.2055 |  |  |  |  | 4694.3767 | 4967.1667 | 5239.9567 | 5512.7467 | 5785.5367 | 55625.4779 | 54122.6685 | 52619.8592 | 51117.0498 | 49614.2404 |  | 0.08331 |  |  |  |  | 1 | 1 | 1 | 1 | 1 | [5 empty] | 0.68919 | 9.6762 | 570.7763 | 26826.484 | 684.9315 | 0.11105 | 0.10363 | 0.11859 | 0.1316 | 0.12839 | 0.11104 | 0.10363 | 0.11859 | 0.1316 | 0.12839 | 100000 | 100000 | 0 | 0 | 0
8343 |  |  |  | 9795.2055 |  |  |  |  | 4675.2618 | 5000.2168 | 5325.1718 | 5650.1268 | 5975.0818 | 56496.4556 | 54970.1154 | 53443.7752 | 51917.435 | 50391.0948 |  | 0.02277 |  |  |  |  | 1 | 1 | 1 | 1 | 1 | [5 empty] | 0.71518 | 10.1961 | 570.7763 | 26826.484 | 684.9315 | 0.11229 | 0.10373 | 0.12373 | 0.14322 | 0.13048 | 0.11229 | 0.10373 | 0.12373 | 0.14322 | 0.13048 | 100000 | 100000 | 0 | 0 | 0
8344 |  |  |  | 9795.2055 |  |  |  |  | 4396.4102 | 4826.8227 | 5257.2352 | 5687.6477 | 6118.0602 | 57035.7876 | 55494.8765 | 53953.9654 | 52413.0543 | 50872.1432 |  | 0.01712 |  |  |  |  | 1 | 1 | 1 | 1 | 1 | [5 empty] | 0.83961 | 10.682 | 570.7763 | 26826.484 | 684.9315 | 0.11514 | 0.10988 | 0.14355 | 0.15975 | 0.14153 | 0.11514 | 0.10988 | 0.14355 | 0.15975 | 0.14154 | 100000 | 100000 | 0 | 0 | 0
8345 |  |  |  | 9795.2055 |  |  |  |  | 4752.8455 | 5404.5705 | 6056.2955 | 6708.0205 | 7359.7455 | 60297.0274 | 58668.0088 | 57038.9903 | 55409.9717 | 53780.9531 |  | 0 |  |  |  |  | 1 | 1 | 1 | 1 | 1 | [5 empty] | 2.4151 | 10.9153 | 570.7763 | 26826.484 | 684.9315 | 0.11464 | 0.1058 | 0.13933 | 0.15054 | 0.13892 | 0.11464 | 0.1058 | 0.13933 | 0.15054 | 0.13892 | 100000 | 100000 | 0 | 0 | 0
8346 |  |  |  | 9795.2055 |  |  |  |  | 6477.6776 | 7261.3967 | 8045.1159 | 8828.8351 | 9612.5542 | 61788.7831 | 60119.4624 | 58450.1417 | 56780.821 | 55111.5003 |  | 0 |  |  |  |  | 1 | 1 | 1 | 1 | 1 | [5 empty] | 3.9168 | 11.2928 | 570.7763 | 26826.484 | 684.9315 | 0.11344 | 0.10293 | 0.13043 | 0.14272 | 0.13601 | 0.11344 | 0.10293 | 0.13043 | 0.14272 | 0.13601 | 100000 | 100000 | 0 | 0 | 0
8347 |  |  |  | 9795.2055 |  |  |  |  | 7582.9643 | 8416.1818 | 9249.3993 | 10082.6168 | 10915.8343 | 62329.2555 | 60645.3331 | 58961.4107 | 57277.4883 | 55593.5659 |  | 0 |  |  |  |  | 1 | 1 | 1 | 1 | 1 | [5 empty] | 3.893 | 11.8155 | 570.7763 | 26826.484 | 684.9315 | 0.11165 | 0.10176 | 0.12764 | 0.13969 | 0.13548 | 0.11165 | 0.10176 | 0.12764 | 0.13969 | 0.13548 | 100000 | 100000 | 0 | 0 | 0
8348 |  |  |  | 9795.2055 |  |  |  |  | 7959.6389 | 8766.128 | 9572.6172 | 10379.1064 | 11185.5955 | 61893.1965 | 60221.0549 | 58548.9133 | 56876.7717 | 55204.6301 |  | 0 |  |  |  |  | 1 | 1 | 1 | 1 | 1 | [5 empty] | 5.0901 | 11.7465 | 570.7763 | 26826.484 | 684.9315 | 0.11125 | 0.10122 | 0.13015 | 0.14024 | 0.13588 | 0.11125 | 0.10122 | 0.13016 | 0.14024 | 0.13588 | 100000 | 100000 | 0 | 0 | 0
8349 |  |  |  | 9795.2055 |  |  |  |  | 7062.3664 | 7676.8022 | 8291.2381 | 8905.6739 | 9520.1097 | 59940.1337 | 58320.7571 | 56701.3806 | 55082.0041 | 53462.6275 |  | 0 |  |  |  |  | 1 | 1 | 1 | 1 | 1 | [5 empty] | 5.5605 | 10.8946 | 570.7763 | 26826.484 | 684.9315 | 0.10918 | 0.10157 | 0.12786 | 0.13968 | 0.12331 | 0.10918 | 0.10157 | 0.12786 | 0.13968 | 0.12331 | 100000 | 100000 | 0 | 0 | 0
8350 |  |  |  | 9795.2055 |  |  |  |  | 5998.6825 | 6511.675 | 7024.6675 | 7537.66 | 8050.6525 | 54133.7222 | 52671.2149 | 51208.7077 | 49746.2004 | 48283.6932 |  | 0 |  |  |  |  | 1 | 1 | 1 | 1 | 1 | [5 empty] | 4.7551 | 10.0316 | 570.7763 | 26826.484 | 684.9315 | 0.10618 | 0.094938 | 0.11201 | 0.13401 | 0.11722 | 0.10618 | 0.094938 | 0.11201 | 0.13401 | 0.11722 | 100000 | 100000 | 0 | 0 | 0
8351 |  |  |  | 9795.2055 |  |  |  |  | 5760.3094 | 6209.5044 | 6658.6994 | 7107.8944 | 7557.0894 | 44605.9041 | 43400.8058 | 42195.7075 | 40990.6091 | 39785.5108 |  | 0 |  |  |  |  | 1 | 1 | 1 | 1 | 1 | [5 empty] | 5.3498 | 9.493 | 570.7763 | 26826.484 | 684.9315 | 0.10318 | 0.091869 | 0.10406 | 0.12578 | 0.11351 | 0.10318 | 0.091869 | 0.10406 | 0.12578 | 0.11351 | 100000 | 100000 | 0 | 0 | 0
8352 |  |  |  | 9795.2055 |  |  |  |  | 4292.9653 | 4684.5778 | 5076.1903 | 5467.8028 | 5859.4153 | 35958.3464 | 34986.8754 | 34015.4043 | 33043.9333 | 32072.4623 |  | 0 |  |  |  |  | 1 | 1 | 1 | 1 | 1 | [5 empty] | 4.4858 | 9.4724 | 570.7763 | 26826.484 | 684.9315 | 0.10158 | 0.090543 | 0.10288 | 0.12217 | 0.11039 | 0.10158 | 0.090543 | 0.10288 | 0.12217 | 0.11039 | 100000 | 100000 | 0 | 0 | 0
8353 |  |  |  | 9795.2055 |  |  |  |  | 3242.8865 | 3451.1915 | 3659.4965 | 3867.8015 | 4076.1065 | 35511.3639 | 34551.9688 | 33592.5737 | 32633.1786 | 31673.7835 |  | 0 |  |  |  |  | 1 | 1 | 1 | 1 | 1 | [5 empty] | 4.8577 | 10.4673 | 570.7763 | 26826.484 | 684.9315 | 0.10052 | 0.090916 | 0.10489 | 0.12437 | 0.11229 | 0.10052 | 0.090916 | 0.10489 | 0.12437 | 0.11229 | 100000 | 100000 | 0 | 0 | 0
8354 |  |  |  | 9795.2055 |  |  |  |  | 2310.3875 | 2407.7333 | 2505.0791 | 2602.425 | 2699.7708 | 36184.1295 | 35206.5586 | 34228.9877 | 33251.4168 | 32273.8459 |  | 0 |  |  |  |  | 1 | 1 | 1 | 1 | 1 | [5 empty] | 5.9039 | 10.9924 | 570.7763 | 26826.484 | 684.9315 | 0.10114 | 0.091804 | 0.10768 | 0.12905 | 0.11577 | 0.10114 | 0.091804 | 0.10768 | 0.12905 | 0.11577 | 100000 | 100000 | 0 | 0 | 0
8355 |  |  |  | 9795.2055 |  |  |  |  | 1746.6033 | 1793.9558 | 1841.3083 | 1888.6608 | 1936.0133 | 36911.8278 | 35914.597 | 34917.3661 | 33920.1353 | 32922.9045 |  | 0 |  |  |  |  | 1 | 1 | 1 | 1 | 1 | [5 empty] | 5.3897 | 11.7862 | 570.7763 | 26826.484 | 684.9315 | 0.10113 | 0.09197 | 0.1095 | 0.13216 | 0.12276 | 0.10113 | 0.09197 | 0.1095 | 0.13216 | 0.12276 | 100000 | 100000 | 0 | 0 | 0
8356 |  |  |  | 9795.2055 |  |  |  |  | 1636.1016 | 1677.3491 | 1718.5966 | 1759.8441 | 1801.0916 | 39174.7956 | 38116.4272 | 37058.0588 | 35999.6904 | 34941.3219 |  | 0 |  |  |  |  | 1 | 1 | 1 | 1 | 1 | [5 empty] | 4.577 | 12.4317 | 570.7763 | 26826.484 | 684.9315 | 0.093105 | 0.084639 | 0.083166 | 0.11582 | 0.10651 | 0.093105 | 0.084639 | 0.083166 | 0.11582 | 0.10652 | 100000 | 100000 | 0 | 0 | 0
8357 |  |  |  | 9795.2055 |  |  |  |  | 1846.9569 | 1887.9294 | 1928.9019 | 1969.8744 | 2010.8469 | 44644.3715 | 43438.2339 | 42232.0963 | 41025.9587 | 39819.8211 |  | 0 |  |  |  |  | 1 | 1 | 1 | 1 | 1 | [5 empty] | 3.9895 | 12.6957 | 570.7763 | 26826.484 | 684.9315 | 0.092381 | 0.084537 | 0.08254 | 0.11446 | 0.10671 | 0.092381 | 0.084537 | 0.082541 | 0.11446 | 0.10671 | 100000 | 100000 | 0 | 0 | 0
8358 |  |  |  | 9795.2055 |  |  |  |  | 2696.0158 | 2737.8133 | 2779.6108 | 2821.4083 | 2863.2058 | 61286.4027 | 59630.6546 | 57974.9065 | 56319.1584 | 54663.4103 |  | 0 |  |  |  |  | 1 | 1 | 1 | 1 | 1 | [5 empty] | 5.9702 | 12.1193 | 570.7763 | 26826.484 | 684.9315 | 0.093118 | 0.08484 | 0.083668 | 0.11519 | 0.10801 | 0.093118 | 0.08484 | 0.083668 | 0.11519 | 0.10801 | 100000 | 100000 | 0 | 0 | 0
8359 |  |  |  | 9795.2055 |  |  |  |  | 4230.6363 | 4272.1588 | 4313.6813 | 4355.2038 | 4396.7263 | 73129.7388 | 71154.0244 | 69178.3101 | 67202.5957 | 65226.8813 |  | 0 |  |  |  |  | 1 | 1 | 1 | 1 | 1 | [5 empty] | 7.2323 | 11.9854 | 570.7763 | 26826.484 | 684.9315 | 0.098504 | 0.087725 | 0.085673 | 0.1164 | 0.10875 | 0.098504 | 0.087725 | 0.085673 | 0.1164 | 0.10875 | 100000 | 100000 | 0 | 0 | 0
8360 |  |  |  | 9795.2055 |  |  |  |  | 5532.9777 | 5574.3627 | 5615.7477 | 5657.1327 | 5698.5177 | 67784.8644 | 65953.5501 | 64122.2359 | 62290.9217 | 60459.6075 |  | 0 |  |  |  |  | 1 | 1 | 1 | 1 | 1 | [5 empty] | 8.1389 | 12.1947 | 570.7763 | 26826.484 | 684.9315 | 0.10399 | 0.091115 | 0.091949 | 0.1204 | 0.11512 | 0.10399 | 0.091115 | 0.091949 | 0.1204 | 0.11512 | 100000 | 100000 | 0 | 0 | 0
8361 |  |  |  | 9795.2055 |  |  |  |  | 4685.0463 | 4732.7288 | 4780.4113 | 4828.0938 | 4875.7763 | 66349.3559 | 64556.8242 | 62764.2924 | 60971.7607 | 59179.229 |  | 0.02933 |  |  |  |  | 1 | 1 | 1 | 1 | 1 | [5 empty] | 9.1703 | 12.1483 | 570.7763 | 26826.484 | 684.9315 | 0.10549 | 0.09478 | 0.093441 | 0.12307 | 0.12559 | 0.10549 | 0.09478 | 0.093441 | 0.12307 | 0.12559 | 100000 | 100000 | 0 | 0 | 0
8362 |  |  |  | 9795.2055 |  |  |  |  | 4155.0892 | 4231.0692 | 4307.0492 | 4383.0292 | 4459.0092 | 64596.8815 | 62851.6956 | 61106.5097 | 59361.3238 | 57616.138 |  | 0.10884 |  |  |  |  | 1 | 1 | 1 | 1 | 1 | [5 empty] | 9.0542 | 12.2998 | 570.7763 | 26826.484 | 684.9315 | 0.10522 | 0.09528 | 0.092885 | 0.12283 | 0.11603 | 0.10522 | 0.09528 | 0.092885 | 0.12283 | 0.11603 | 100000 | 100000 | 0 | 0 | 0
8363 |  |  |  | 9795.2055 |  |  |  |  | 4229.5087 | 4336.7537 | 4443.9987 | 4551.2437 | 4658.4887 | 62873.1365 | 61174.5203 | 59475.9041 | 57777.2879 | 56078.6717 |  | 0.09945 |  |  |  |  | 1 | 1 | 1 | 1 | 1 | [5 empty] | 7.3277 | 11.8945 | 570.7763 | 26826.484 | 684.9315 | 0.10537 | 0.095369 | 0.093107 | 0.12235 | 0.11458 | 0.10537 | 0.095369 | 0.093107 | 0.12235 | 0.11458 | 100000 | 100000 | 0 | 0 | 0
8364 |  |  |  | 9795.2055 |  |  |  |  | 4890.2637 | 5055.8062 | 5221.3487 | 5386.8912 | 5552.4337 | 60228.1656 | 58601.0074 | 56973.8493 | 55346.6911 | 53719.5329 |  | 0.29325 |  |  |  |  | 1 | 1 | 1 | 1 | 1 | [5 empty] | 5.6201 | 10.9816 | 570.7763 | 26826.484 | 684.9315 | 0.10594 | 0.096028 | 0.094129 | 0.12307 | 0.1157 | 0.10594 | 0.096029 | 0.094129 | 0.12307 | 0.1157 | 100000 | 100000 | 0 | 0 | 0
8365 |  |  |  | 9795.2055 |  |  |  |  | 4717.7458 | 4928.8008 | 5139.8558 | 5350.9108 | 5561.9658 | 59311.9919 | 57709.5856 | 56107.1793 | 54504.773 | 52902.3667 |  | 0.31444 |  |  |  |  | 1 | 1 | 1 | 1 | 1 | [5 empty] | 4.3953 | 10.0252 | 570.7763 | 26826.484 | 684.9315 | 0.10671 | 0.099091 | 0.098296 | 0.12378 | 0.11696 | 0.10671 | 0.099091 | 0.098296 | 0.12378 | 0.11696 | 100000 | 100000 | 0 | 0 | 0
8366 |  |  |  | 9795.2055 |  |  |  |  | 4707.5977 | 4965.4277 | 5223.2577 | 5481.0877 | 5738.9177 | 58342.1485 | 56765.9441 | 55189.7396 | 53613.5351 | 52037.3307 |  | 0.31123 |  |  |  |  | 1 | 1 | 1 | 1 | 1 | [5 empty] | 4.5964 | 9.196 | 570.7763 | 26826.484 | 684.9315 | 0.10969 | 0.10016 | 0.10003 | 0.13305 | 0.12459 | 0.10969 | 0.10016 | 0.10003 | 0.13305 | 0.12459 | 100000 | 100000 | 0 | 0 | 0
8367 |  |  |  | 9795.2055 |  |  |  |  | 4688.429 | 5003.7315 | 5319.034 | 5634.3365 | 5949.639 | 59262.1114 | 57661.0527 | 56059.994 | 54458.9352 | 52857.8765 |  | 0.0666 |  |  |  |  | 1 | 1 | 1 | 1 | 1 | [5 empty] | 5.7556 | 8.4649 | 570.7763 | 26826.484 | 684.9315 | 0.11231 | 0.11343 | 0.12064 | 0.15064 | 0.14031 | 0.11231 | 0.11343 | 0.12064 | 0.15064 | 0.14031 | 100000 | 100000 | 0 | 0 | 0
8368 |  |  |  | 9795.2055 |  |  |  |  | 4408.7921 | 4842.0646 | 5275.3371 | 5708.6096 | 6141.8821 | 59828.8006 | 58212.4319 | 56596.0632 | 54979.6945 | 53363.3258 |  | 0.03284 |  |  |  |  | 1 | 1 | 1 | 1 | 1 | [5 empty] | 6.3942 | 7.8601 | 570.7763 | 26826.484 | 684.9315 | 0.1186 | 0.16296 | 0.16256 | 0.17862 | 0.1711 | 0.1186 | 0.16296 | 0.16256 | 0.17862 | 0.1711 | 100000 | 100000 | 0 | 0 | 0
8369 |  |  |  | 9795.2055 |  |  |  |  | 4766.2312 | 5389.0821 | 6011.9329 | 6634.7837 | 7257.6346 | 63256.4025 | 61547.4318 | 59838.461 | 58129.4903 | 56420.5196 |  | 0 |  |  |  |  | 1 | 1 | 1 | 1 | 1 | [5 empty] | 6.7594 | 7.169 | 570.7763 | 26826.484 | 684.9315 | 0.12594 | 0.1784 | 0.18062 | 0.19256 | 0.18664 | 0.12594 | 0.1784 | 0.18062 | 0.19256 | 0.18664 | 100000 | 100000 | 0 | 0 | 0
8370 |  |  |  | 9795.2055 |  |  |  |  | 6495.921 | 7274.416 | 8052.911 | 8831.406 | 9609.901 | 64819.1385 | 63067.948 | 61316.7575 | 59565.567 | 57814.3765 |  | 0 |  |  |  |  | 1 | 1 | 1 | 1 | 1 | [5 empty] | 7.3223 | 6.1162 | 570.7763 | 26826.484 | 684.9315 | 0.12843 | 0.18338 | 0.18465 | 0.18973 | 0.18688 | 0.12843 | 0.18338 | 0.18465 | 0.18973 | 0.18688 | 100000 | 100000 | 0 | 0 | 0
8371 |  |  |  | 9795.2055 |  |  |  |  | 7604.3207 | 8415.539 | 9226.7573 | 10037.9757 | 10849.194 | 65384.5647 | 63618.0983 | 61851.6319 | 60085.1656 | 58318.6992 |  | 0 |  |  |  |  | 1 | 1 | 1 | 1 | 1 | [5 empty] | 7.5942 | 5.0939 | 570.7763 | 26826.484 | 684.9315 | 0.12806 | 0.18134 | 0.18189 | 0.1867 | 0.18386 | 0.12806 | 0.18134 | 0.18189 | 0.1867 | 0.18386 | 100000 | 100000 | 0 | 0 | 0
8372 |  |  |  | 9795.2055 |  |  |  |  | 7982.056 | 8757.526 | 9532.996 | 10308.466 | 11083.936 | 64925.2148 | 63171.1585 | 61417.1021 | 59663.0458 | 57908.9895 |  | 0 |  |  |  |  | 1 | 1 | 1 | 1 | 1 | [5 empty] | 6.6651 | 4.1765 | 570.7763 | 26826.484 | 684.9315 | 0.12693 | 0.17872 | 0.17816 | 0.18314 | 0.18021 | 0.12693 | 0.17872 | 0.17816 | 0.18314 | 0.18021 | 100000 | 100000 | 0 | 0 | 0
8373 |  |  |  | 9795.2055 |  |  |  |  | 7082.2565 | 7738.4907 | 8394.7249 | 9050.959 | 9707.1932 | 62875.6626 | 61176.9781 | 59478.2937 | 57779.6092 | 56080.9248 |  | 0 |  |  |  |  | 1 | 1 | 1 | 1 | 1 | [5 empty] | 6.2866 | 2.4287 | 570.7763 | 26826.484 | 684.9315 | 0.12561 | 0.17321 | 0.17345 | 0.17775 | 0.17467 | 0.12561 | 0.17321 | 0.17345 | 0.17775 | 0.17467 | 100000 | 100000 | 0 | 0 | 0
8374 |  |  |  | 9795.2055 |  |  |  |  | 6015.5769 | 6564.3177 | 7113.0586 | 7661.7994 | 8210.5402 | 56779.4126 | 55245.4279 | 53711.4432 | 52177.4585 | 50643.4737 |  | 0 |  |  |  |  | 1 | 1 | 1 | 1 | 1 | [5 empty] | 5.8666 | 1.8373 | 570.7763 | 26826.484 | 684.9315 | 0.12539 | 0.16894 | 0.1695 | 0.17411 | 0.17033 | 0.12539 | 0.16894 | 0.1695 | 0.17411 | 0.17033 | 100000 | 100000 | 0 | 0 | 0
8375 |  |  |  | 9795.2055 |  |  |  |  | 5776.5324 | 6228.7516 | 6680.9708 | 7133.1899 | 7585.4091 | 46767.4814 | 45503.9847 | 44240.488 | 42976.9913 | 41713.4946 |  | 0 |  |  |  |  | 1 | 1 | 1 | 1 | 1 | [5 empty] | 5.8096 | 2.7727 | 570.7763 | 26826.484 | 684.9315 | 0.12225 | 0.1632 | 0.16186 | 0.16805 | 0.16545 | 0.12225 | 0.1632 | 0.16186 | 0.16805 | 0.16545 | 100000 | 100000 | 0 | 0 | 0
8376 |  |  |  | 9795.2055 |  |  |  |  | 4305.0558 | 4697.9608 | 5090.8658 | 5483.7708 | 5876.6758 | 37720.6621 | 36701.5794 | 35682.4966 | 34663.4139 | 33644.3312 |  | 0 |  |  |  |  | 1 | 1 | 1 | 1 | 1 | [5 empty] | 4.734 | 4.6353 | 570.7763 | 26826.484 | 684.9315 | 0.11609 | 0.15777 | 0.15728 | 0.15292 | 0.14252 | 0.11609 | 0.15777 | 0.15728 | 0.15292 | 0.14252 | 100000 | 100000 | 0 | 0 | 0
8377 |  |  |  | 9795.2055 |  |  |  |  | 3251.8779 | 3467.0571 | 3682.2362 | 3897.4154 | 4112.5946 | 39478.0684 | 38411.5066 | 37344.9448 | 36278.383 | 35211.8212 |  | 0 |  |  |  |  | 1 | 1 | 1 | 1 | 1 | [5 empty] | 5.1785 | 8.0088 | 570.7763 | 26826.484 | 684.9315 | 0.11191 | 0.13739 | 0.14776 | 0.14218 | 0.13944 | 0.11191 | 0.13739 | 0.14776 | 0.14218 | 0.13944 | 100000 | 100000 | 0 | 0 | 0
8378 |  |  |  | 9795.2055 |  |  |  |  | 2316.7934 | 2418.0984 | 2519.4034 | 2620.7084 | 2722.0134 | 38693.3866 | 37648.0242 | 36602.6618 | 35557.2994 | 34511.9369 |  | 0 |  |  |  |  | 1 | 1 | 1 | 1 | 1 | [5 empty] | 4.6836 | 9.5303 | 570.7763 | 26826.484 | 684.9315 | 0.11009 | 0.12641 | 0.138 | 0.13293 | 0.12811 | 0.11009 | 0.12641 | 0.138 | 0.13293 | 0.12811 | 100000 | 100000 | 0 | 0 | 0
8379 |  |  |  | 9795.2055 |  |  |  |  | 1751.4461 | 1799.1286 | 1846.8111 | 1894.4936 | 1942.1761 | 38857.9624 | 37808.1538 | 36758.3451 | 35708.5364 | 34658.7277 |  | 0 |  |  |  |  | 1 | 1 | 1 | 1 | 1 | [5 empty] | 5.0535 | 10.2566 | 570.7763 | 26826.484 | 684.9315 | 0.10912 | 0.12379 | 0.13084 | 0.12561 | 0.12139 | 0.10912 | 0.12379 | 0.13084 | 0.12561 | 0.12139 | 100000 | 100000 | 0 | 0 | 0
8380 |  |  |  | 9795.2055 |  |  |  |  | 1640.638 | 1681.198 | 1721.758 | 1762.318 | 1802.878 | 40238.0756 | 39150.981 | 38063.8864 | 36976.7918 | 35889.6972 |  | 0 |  |  |  |  | 1 | 1 | 1 | 1 | 1 | [5 empty] | 4.9652 | 12.1401 | 570.7763 | 26826.484 | 684.9315 | 0.082105 | 0.069724 | 0.059346 | 0.075085 | 0.086805 | 0.082105 | 0.069724 | 0.059346 | 0.075085 | 0.086805 | 100000 | 100000 | 0 | 0 | 0
8381 |  |  |  | 9795.2055 |  |  |  |  | 1852.0779 | 1892.6379 | 1933.1979 | 1973.7579 | 2014.3179 | 43749.294 | 42567.3383 | 41385.3827 | 40203.427 | 39021.4713 |  | 0 |  |  |  |  | 1 | 1 | 1 | 1 | 1 | [5 empty] | 5.5236 | 14.0271 | 570.7763 | 26826.484 | 684.9315 | 0.079649 | 0.069851 | 0.059611 | 0.073833 | 0.082046 | 0.079649 | 0.069851 | 0.05961 | 0.073833 | 0.082046 | 100000 | 100000 | 0 | 0 | 0
8382 |  |  |  | 9795.2055 |  |  |  |  | 2703.491 | 2745.8385 | 2788.186 | 2830.5335 | 2872.881 | 59632.8159 | 58021.742 | 56410.6681 | 54799.5943 | 53188.5204 |  | 0 |  |  |  |  | 1 | 1 | 1 | 1 | 1 | [5 empty] | 4.1171 | 14.5455 | 570.7763 | 26826.484 | 684.9315 | 0.079996 | 0.066679 | 0.05969 | 0.074644 | 0.081821 | 0.079996 | 0.066679 | 0.05969 | 0.074644 | 0.081821 | 100000 | 100000 | 0 | 0 | 0
8383 |  |  |  | 9795.2055 |  |  |  |  | 4242.3665 | 4283.7515 | 4325.1365 | 4366.5215 | 4407.9065 | 78303.2093 | 76187.7255 | 74072.2417 | 71956.758 | 69841.2742 |  | 0 |  |  |  |  | 1 | 1 | 1 | 1 | 1 | [5 empty] | 4.6186 | 15.6733 | 570.7763 | 26826.484 | 684.9315 | 0.077234 | 0.068219 | 0.061236 | 0.077348 | 0.083318 | 0.077234 | 0.068219 | 0.061236 | 0.077348 | 0.083318 | 100000 | 100000 | 0 | 0 | 0
8384 |  |  |  | 9795.2055 |  |  |  |  | 5548.3188 | 5589.2913 | 5630.2638 | 5671.2363 | 5712.2088 | 69638.0191 | 67756.639 | 65875.2589 | 63993.8788 | 62112.4987 |  | 0 |  |  |  |  | 1 | 1 | 1 | 1 | 1 | [5 empty] | 5.2731 | 16.0402 | 570.7763 | 26826.484 | 684.9315 | 0.08454 | 0.061196 | 0.054256 | 0.082047 | 0.086446 | 0.084541 | 0.061196 | 0.054256 | 0.082047 | 0.086446 | 100000 | 100000 | 0 | 0 | 0
8385 |  |  |  | 9795.2055 |  |  |  |  | 4698.0364 | 4748.5239 | 4799.0114 | 4849.4989 | 4899.9864 | 65811.806 | 64033.797 | 62255.7881 | 60477.7791 | 58699.7701 |  | 0.04216 |  |  |  |  | 1 | 1 | 1 | 1 | 1 | [5 empty] | 5.3121 | 16.725 | 570.7763 | 26826.484 | 684.9315 | 0.084434 | 0.059852 | 0.051564 | 0.081245 | 0.082131 | 0.084434 | 0.059852 | 0.051564 | 0.081245 | 0.082131 | 100000 | 100000 | 0 | 0 | 0
8386 |  |  |  | 9795.2055 |  |  |  |  | 4166.6099 | 4240.3624 | 4314.1149 | 4387.8674 | 4461.6199 | 63130.1113 | 61424.5525 | 59718.9937 | 58013.4349 | 56307.8761 |  | 0.06506 |  |  |  |  | 1 | 1 | 1 | 1 | 1 | [5 empty] | 5.3169 | 16.9985 | 570.7763 | 26826.484 | 684.9315 | 0.083791 | 0.048811 | 0.047157 | 0.059831 | 0.069051 | 0.083791 | 0.048811 | 0.047157 | 0.059831 | 0.069051 | 100000 | 100000 | 0 | 0 | 0
8387 |  |  |  | 9795.2055 |  |  |  |  | 4241.2358 | 4347.7658 | 4454.2958 | 4560.8258 | 4667.3558 | 60942.1441 | 59295.6966 | 57649.2492 | 56002.8018 | 54356.3544 |  | 0.07918 |  |  |  |  | 1 | 1 | 1 | 1 | 1 | [5 empty] | 5.0128 | 17.6297 | 570.7763 | 26826.484 | 684.9315 | 0.084728 | 0.051223 | 0.04888 | 0.060295 | 0.069769 | 0.084728 | 0.051223 | 0.04888 | 0.060295 | 0.069769 | 100000 | 100000 | 0 | 0 | 0
8388 |  |  |  | 9795.2055 |  |  |  |  | 4903.8229 | 5069.9162 | 5236.0095 | 5402.1029 | 5568.1962 | 58951.5743 | 57358.9052 | 55766.2362 | 54173.5671 | 52580.898 |  | 0.31518 |  |  |  |  | 1 | 1 | 1 | 1 | 1 | [5 empty] | 5.0267 | 17.6517 | 570.7763 | 26826.484 | 684.9315 | 0.086557 | 0.052477 | 0.049218 | 0.060207 | 0.070083 | 0.086557 | 0.052477 | 0.049218 | 0.060207 | 0.070083 | 100000 | 100000 | 0 | 0 | 0
8389 |  |  |  | 9795.2055 |  |  |  |  | 4730.8266 | 4940.5066 | 5150.1866 | 5359.8666 | 5569.5466 | 57054.5614 | 55513.1431 | 53971.7248 | 52430.3065 | 50888.8882 |  | 0.40819 |  |  |  |  | 1 | 1 | 1 | 1 | 1 | [5 empty] | 5.1665 | 17.1623 | 570.7763 | 26826.484 | 684.9315 | 0.086991 | 0.053566 | 0.050321 | 0.061157 | 0.070431 | 0.086991 | 0.053566 | 0.050321 | 0.061157 | 0.070431 | 100000 | 100000 | 0 | 0 | 0
8390 |  |  |  | 9795.2055 |  |  |  |  | 4720.6503 | 4994.3195 | 5267.9886 | 5541.6578 | 5815.327 | 56757.597 | 55224.2017 | 53690.8063 | 52157.411 | 50624.0157 |  | 0.17945 |  |  |  |  | 1 | 1 | 1 | 1 | 1 | [5 empty] | 6.291 | 8.4192 | 570.7763 | 26826.484 | 684.9315 | 0.089093 | 0.057439 | 0.05388 | 0.065056 | 0.070792 | 0.089093 | 0.057439 | 0.05388 | 0.065056 | 0.070792 | 100000 | 100000 | 0 | 0 | 0
8391 |  |  |  | 9795.2055 |  |  |  |  | 4701.4285 | 5023.166 | 5344.9035 | 5666.641 | 5988.3785 | 56105.3037 | 54589.5311 | 53073.7585 | 51557.9859 | 50042.2133 |  | 0.11907 |  |  |  |  | 1 | 1 | 1 | 1 | 1 | [5 empty] | 6.785 | 7.9397 | 570.7763 | 26826.484 | 684.9315 | 0.091129 | 0.074236 | 0.067463 | 0.08771 | 0.08681 | 0.091129 | 0.074236 | 0.067463 | 0.08771 | 0.08681 | 100000 | 100000 | 0 | 0 | 0
8392 |  |  |  | 9795.2055 |  |  |  |  | 4421.0162 | 4844.2796 | 5267.5429 | 5690.8062 | 6114.0696 | 58273.1038 | 56698.7647 | 55124.4255 | 53550.0864 | 51975.7473 |  | 0.05479 |  |  |  |  | 1 | 1 | 1 | 1 | 1 | [5 empty] | 8.1552 | 8.9781 | 570.7763 | 26826.484 | 684.9315 | 0.094935 | 0.083946 | 0.06883 | 0.093442 | 0.090279 | 0.094935 | 0.083946 | 0.06883 | 0.093441 | 0.090279 | 100000 | 100000 | 0 | 0 | 0
8393 |  |  |  | 9795.2055 |  |  |  |  | 4779.4464 | 5396.1098 | 6012.7731 | 6629.4364 | 7246.0998 | 62888.5063 | 61189.4749 | 59490.4434 | 57791.412 | 56092.3805 |  | 0 |  |  |  |  | 1 | 1 | 1 | 1 | 1 | [5 empty] | 9.1527 | 8.0038 | 570.7763 | 26826.484 | 684.9315 | 0.095881 | 0.084983 | 0.075511 | 0.095314 | 0.092264 | 0.095881 | 0.084983 | 0.075511 | 0.095314 | 0.092264 | 100000 | 100000 | 0 | 0 | 0
8394 |  |  |  | 9795.2055 |  |  |  |  | 6513.9321 | 7297.6512 | 8081.3704 | 8865.0896 | 9648.8087 | 64781.0116 | 63030.8512 | 61280.6907 | 59530.5303 | 57780.3699 |  | 0 |  |  |  |  | 1 | 1 | 1 | 1 | 1 | [5 empty] | 9.7585 | 9.4565 | 570.7763 | 26826.484 | 684.9315 | 0.10103 | 0.087192 | 0.077368 | 0.099553 | 0.093994 | 0.10103 | 0.087192 | 0.077368 | 0.099553 | 0.093994 | 100000 | 100000 | 0 | 0 | 0
8395 |  |  |  | 9795.2055 |  |  |  |  | 7625.405 | 8428.3733 | 9231.3416 | 10034.31 | 10837.2783 | 63722.5375 | 62000.9734 | 60279.4093 | 58557.8452 | 56836.2811 |  | 0 |  |  |  |  | 1 | 1 | 1 | 1 | 1 | [5 empty] | 9.9855 | 10.1422 | 570.7763 | 26826.484 | 684.9315 | 0.10363 | 0.087617 | 0.079438 | 0.10194 | 0.096212 | 0.10363 | 0.087617 | 0.079438 | 0.10194 | 0.096212 | 100000 | 100000 | 0 | 0 | 0
8396 |  |  |  | 9795.2055 |  |  |  |  | 8004.1877 | 8756.3927 | 9508.5977 | 10260.8027 | 11013.0077 | 64042.6741 | 62312.461 | 60582.2479 | 58852.0348 | 57121.8217 |  | 0 |  |  |  |  | 1 | 1 | 1 | 1 | 1 | [5 empty] | 9.9561 | 8.7851 | 570.7763 | 26826.484 | 684.9315 | 0.10624 | 0.091929 | 0.08248 | 0.10551 | 0.10692 | 0.10624 | 0.091929 | 0.08248 | 0.10551 | 0.10692 | 100000 | 100000 | 0 | 0 | 0
8397 |  |  |  | 9795.2055 |  |  |  |  | 7101.8933 | 7724.6892 | 8347.485 | 8970.2808 | 9593.0767 | 62824.1317 | 61126.8394 | 59429.5472 | 57732.2549 | 56034.9626 |  | 0 |  |  |  |  | 1 | 1 | 1 | 1 | 1 | [5 empty] | 10.9414 | 7.7502 | 570.7763 | 26826.484 | 684.9315 | 0.10712 | 0.096255 | 0.085474 | 0.11255 | 0.10826 | 0.10712 | 0.096255 | 0.085474 | 0.11255 | 0.10826 | 100000 | 100000 | 0 | 0 | 0
8398 |  |  |  | 9795.2055 |  |  |  |  | 6032.2561 | 6580.997 | 7129.7378 | 7678.4786 | 8227.2195 | 58270.0987 | 56695.8408 | 55121.5829 | 53547.3249 | 51973.067 |  | 0 |  |  |  |  | 1 | 1 | 1 | 1 | 1 | [5 empty] | 11.4029 | 10.9073 | 570.7763 | 26826.484 | 684.9315 | 0.10712 | 0.095418 | 0.085733 | 0.11358 | 0.10814 | 0.10712 | 0.095418 | 0.085733 | 0.11358 | 0.10814 | 100000 | 100000 | 0 | 0 | 0
8399 |  |  |  | 9795.2055 |  |  |  |  | 5792.5489 | 6240.2314 | 6687.9139 | 7135.5964 | 7583.2789 | 50720.8789 | 49350.5749 | 47980.271 | 46609.967 | 45239.6631 |  | 0 |  |  |  |  | 1 | 1 | 1 | 1 | 1 | [5 empty] | 11.9968 | 7.5283 | 570.7763 | 26826.484 | 684.9315 | 0.10588 | 0.095196 | 0.085901 | 0.11423 | 0.11154 | 0.10588 | 0.095196 | 0.085901 | 0.11423 | 0.11154 | 100000 | 100000 | 0 | 0 | 0
8400 |  |  |  | 9795.2055 |  |  |  |  | 4316.9923 | 4709.8973 | 5102.8023 | 5495.7073 | 5888.6123 | 41258.3523 | 40143.6933 | 39029.0344 | 37914.3754 | 36799.7164 |  | 0 |  |  |  |  | 1 | 1 | 1 | 1 | 1 | [5 empty] | 13.0243 | 4.6665 | 570.7763 | 26826.484 | 684.9315 | 0.10566 | 0.09502 | 0.087787 | 0.12711 | 0.11655 | 0.10566 | 0.09502 | 0.087788 | 0.12711 | 0.11655 | 100000 | 100000 | 0 | 0 | 0
8401 |  |  |  | 9795.2055 |  |  |  |  | 3260.7497 | 3467.6797 | 3674.6097 | 3881.5397 | 4088.4697 | 34241.5843 | 33316.4943 | 32391.4043 | 31466.3143 | 30541.2243 |  | 0 |  |  |  |  | 1 | 1 | 1 | 1 | 1 | [5 empty] | 13.8482 | 3.8138 | 570.7763 | 26826.484 | 684.9315 | 0.10632 | 0.095954 | 0.091047 | 0.12864 | 0.11863 | 0.10632 | 0.095954 | 0.091047 | 0.12864 | 0.11863 | 100000 | 100000 | 0 | 0 | 0
8402 |  |  |  | 9795.2055 |  |  |  |  | 2323.1141 | 2418.1499 | 2513.1858 | 2608.2216 | 2703.2574 | 34892.2067 | 33949.5391 | 33006.8715 | 32064.2039 | 31121.5364 |  | 0 |  |  |  |  | 1 | 1 | 1 | 1 | 1 | [5 empty] | 13.6736 | 3.2039 | 570.7763 | 26826.484 | 684.9315 | 0.10628 | 0.096371 | 0.091731 | 0.12885 | 0.11953 | 0.10627 | 0.096371 | 0.091731 | 0.12885 | 0.11953 | 100000 | 100000 | 0 | 0 | 0
8403 |  |  |  | 9795.2055 |  |  |  |  | 1756.2244 | 1806.7119 | 1857.1994 | 1907.6869 | 1958.1744 | 35594.3522 | 34632.7151 | 33671.0779 | 32709.4408 | 31747.8037 |  | 0 |  |  |  |  | 1 | 1 | 1 | 1 | 1 | [5 empty] | 12.8592 | 3.5642 | 570.7763 | 26826.484 | 684.9315 | 0.10631 | 0.097363 | 0.092545 | 0.13013 | 0.1199 | 0.10631 | 0.097363 | 0.092545 | 0.13013 | 0.1199 | 100000 | 100000 | 0 | 0 | 0
8404 |  |  |  | 9795.2055 |  |  |  |  | 1645.114 | 1685.949 | 1726.784 | 1767.619 | 1808.454 | 37779.2705 | 36758.6044 | 35737.9383 | 34717.2721 | 33696.606 |  | 0 |  |  |  |  | 1 | 1 | 1 | 1 | 1 | [5 empty] | 12.2978 | 1.3316 | 570.7763 | 26826.484 | 684.9315 | 0.10585 | 0.099096 | 0.092489 | 0.12985 | 0.12034 | 0.10585 | 0.099096 | 0.092489 | 0.12985 | 0.12034 | 100000 | 100000 | 0 | 0 | 0
8405 |  |  |  | 9795.2055 |  |  |  |  | 1857.1307 | 1898.3782 | 1939.6257 | 1980.8732 | 2022.1207 | 43059.1406 | 41895.8305 | 40732.5204 | 39569.2103 | 38405.9002 |  | 0 |  |  |  |  | 1 | 1 | 1 | 1 | 1 | [5 empty] | 11.6117 | 1.1598 | 570.7763 | 26826.484 | 684.9315 | 0.10616 | 0.10348 | 0.095275 | 0.13193 | 0.12771 | 0.10616 | 0.10348 | 0.095275 | 0.13193 | 0.12771 | 100000 | 100000 | 0 | 0 | 0
8406 |  |  |  | 9795.2055 |  |  |  |  | 2710.8667 | 2751.0142 | 2791.1617 | 2831.3092 | 2871.4567 | 59137.1884 | 57539.5047 | 55941.821 | 54344.1373 | 52746.4536 |  | 0 |  |  |  |  | 1 | 1 | 1 | 1 | 1 | [5 empty] | 15.2001 | 1.8474 | 570.7763 | 26826.484 | 684.9315 | 0.10945 | 0.11682 | 0.11311 | 0.14235 | 0.1308 | 0.10945 | 0.11682 | 0.11311 | 0.14235 | 0.1308 | 100000 | 100000 | 0 | 0 | 0
8407 |  |  |  | 9795.2055 |  |  |  |  | 4253.9405 | 4296.563 | 4339.1855 | 4381.808 | 4424.4305 | 70509.3279 | 68604.4081 | 66699.4882 | 64794.5683 | 62889.6484 |  | 0 |  |  |  |  | 1 | 1 | 1 | 1 | 1 | [5 empty] | 13.9331 | 4.273 | 570.7763 | 26826.484 | 684.9315 | 0.11811 | 0.14905 | 0.1493 | 0.14691 | 0.13504 | 0.11811 | 0.14905 | 0.1493 | 0.14691 | 0.13504 | 100000 | 100000 | 0 | 0 | 0
8408 |  |  |  | 9795.2055 |  |  |  |  | 5563.4558 | 5605.1158 | 5646.7758 | 5688.4358 | 5730.0958 | 65364.2508 | 63598.3332 | 61832.4156 | 60066.4981 | 58300.5805 |  | 0 |  |  |  |  | 1 | 1 | 1 | 1 | 1 | [5 empty] | 11.614 | 6.0873 | 570.7763 | 26826.484 | 684.9315 | 0.12173 | 0.16937 | 0.155 | 0.1485 | 0.1374 | 0.12173 | 0.16937 | 0.155 | 0.1485 | 0.1374 | 100000 | 100000 | 0 | 0 | 0
8409 |  |  |  | 9795.2055 |  |  |  |  | 4710.8536 | 4758.2061 | 4805.5586 | 4852.9111 | 4900.2636 | 63989.3123 | 62260.5409 | 60531.7694 | 58802.998 | 57074.2265 |  | 0.07636 |  |  |  |  | 1 | 1 | 1 | 1 | 1 | [5 empty] | 12.293 | 6.8546 | 570.7763 | 26826.484 | 684.9315 | 0.12345 | 0.17262 | 0.15499 | 0.14914 | 0.13738 | 0.12345 | 0.17262 | 0.15499 | 0.14914 | 0.13738 | 100000 | 100000 | 0 | 0 | 0
8410 |  |  |  | 9795.2055 |  |  |  |  | 4177.9773 | 4249.9973 | 4322.0173 | 4394.0373 | 4466.0573 | 62299.2501 | 60616.1384 | 58933.0266 | 57249.9148 | 55566.8031 |  | 0.02326 |  |  |  |  | 1 | 1 | 1 | 1 | 1 | [5 empty] | 11.8178 | 6.3858 | 570.7763 | 26826.484 | 684.9315 | 0.12072 | 0.16897 | 0.15518 | 0.14832 | 0.13621 | 0.12072 | 0.16897 | 0.15518 | 0.14832 | 0.13621 | 100000 | 100000 | 0 | 0 | 0
8411 |  |  |  | 9795.2055 |  |  |  |  | 4252.8067 | 4356.4767 | 4460.1467 | 4563.8167 | 4667.4867 | 60634.351 | 58996.2191 | 57358.0872 | 55719.9552 | 54081.8233 |  | 0.02632 |  |  |  |  | 1 | 1 | 1 | 1 | 1 | [5 empty] | 12.211 | 6.3862 | 570.7763 | 26826.484 | 684.9315 | 0.12015 | 0.16885 | 0.15604 | 0.14899 | 0.13682 | 0.12015 | 0.16885 | 0.15604 | 0.14899 | 0.13682 | 100000 | 100000 | 0 | 0 | 0
8412 |  |  |  | 9795.2055 |  |  |  |  | 4917.2015 | 5087.144 | 5257.0865 | 5427.029 | 5596.9715 | 58087.5739 | 56518.2472 | 54948.9205 | 53379.5937 | 51810.267 |  | 0.06816 |  |  |  |  | 1 | 1 | 1 | 1 | 1 | [5 empty] | 11.4757 | 6.1668 | 570.7763 | 26826.484 | 684.9315 | 0.12017 | 0.16923 | 0.15614 | 0.14929 | 0.13677 | 0.12017 | 0.16923 | 0.15614 | 0.14929 | 0.13677 | 100000 | 100000 | 0 | 0 | 0
8413 |  |  |  | 9795.2055 |  |  |  |  | 4743.7332 | 4954.7882 | 5165.8432 | 5376.8982 | 5587.9532 | 57203.302 | 55657.8652 | 54112.4285 | 52566.9917 | 51021.555 |  | 0.19915 |  |  |  |  | 1 | 1 | 1 | 1 | 1 | [5 empty] | 12.0037 | 6.5654 | 570.7763 | 26826.484 | 684.9315 | 0.12015 | 0.16896 | 0.15526 | 0.14838 | 0.1362 | 0.12014 | 0.16896 | 0.15526 | 0.14838 | 0.1362 | 100000 | 100000 | 0 | 0 | 0
8414 |  |  |  | 9795.2055 |  |  |  |  | 4733.5292 | 5003.6784 | 5273.8276 | 5543.9767 | 5814.1259 | 56266.9084 | 54746.7698 | 53226.6312 | 51706.4926 | 50186.354 |  | 0.04292 |  |  |  |  | 1 | 1 | 1 | 1 | 1 | [5 empty] | 12.5833 | 6.3609 | 570.7763 | 26826.484 | 684.9315 | 0.12013 | 0.16897 | 0.15546 | 0.14837 | 0.13627 | 0.12013 | 0.16897 | 0.15546 | 0.14837 | 0.13627 | 100000 | 100000 | 0 | 0 | 0
8415 |  |  |  | 9795.2055 |  |  |  |  | 4714.255 | 5046.7175 | 5379.18 | 5711.6425 | 6044.105 | 57149.3848 | 55605.4047 | 54061.4246 | 52517.4446 | 50973.4645 |  | 0.03541 |  |  |  |  | 1 | 1 | 1 | 1 | 1 | [5 empty] | 11.1408 | 5.9174 | 570.7763 | 26826.484 | 684.9315 | 0.1281 | 0.17613 | 0.21262 | 0.19842 | 0.18911 | 0.12811 | 0.17613 | 0.21262 | 0.19842 | 0.18911 | 100000 | 100000 | 0 | 0 | 0
8416 |  |  |  | 9795.2055 |  |  |  |  | 4433.0777 | 4856.341 | 5279.6043 | 5702.8677 | 6126.131 | 57695.1655 | 56136.4403 | 54577.7151 | 53018.9899 | 51460.2647 |  | 0.00895 |  |  |  |  | 1 | 1 | 1 | 1 | 1 | [5 empty] | 11.5104 | 6.5871 | 570.7763 | 26826.484 | 684.9315 | 0.13261 | 0.18527 | 0.22509 | 0.21485 | 0.19761 | 0.13261 | 0.18527 | 0.22509 | 0.21485 | 0.19761 | 100000 | 100000 | 0 | 0 | 0
8417 |  |  |  | 9795.2055 |  |  |  |  | 4792.4858 | 5419.4608 | 6046.4358 | 6673.4108 | 7300.3858 | 60995.6112 | 59347.7193 | 57699.8274 | 56051.9354 | 54404.0435 |  | 0 |  |  |  |  | 1 | 1 | 1 | 1 | 1 | [5 empty] | 11.8245 | 6.6518 | 570.7763 | 26826.484 | 684.9315 | 0.13284 | 0.19485 | 0.22492 | 0.21497 | 0.19763 | 0.13284 | 0.19485 | 0.22492 | 0.21497 | 0.19763 | 100000 | 100000 | 0 | 0 | 0
8418 |  |  |  | 9795.2055 |  |  |  |  | 6531.7034 | 7318.0351 | 8104.3668 | 8890.6984 | 9677.0301 | 62504.1455 | 60815.4982 | 59126.8508 | 57438.2035 | 55749.5562 |  | 0 |  |  |  |  | 1 | 1 | 1 | 1 | 1 | [5 empty] | 11.5662 | 6.0183 | 570.7763 | 26826.484 | 684.9315 | 0.13263 | 0.19044 | 0.22156 | 0.21139 | 0.19679 | 0.13263 | 0.19044 | 0.22156 | 0.21139 | 0.19679 | 100000 | 100000 | 0 | 0 | 0
8419 |  |  |  | 9795.2055 |  |  |  |  | 7646.2086 | 8465.677 | 9285.1453 | 10104.6136 | 10924.082 | 63050.5247 | 61347.1161 | 59643.7075 | 57940.2988 | 56236.8902 |  | 0 |  |  |  |  | 1 | 1 | 1 | 1 | 1 | [5 empty] | 10.7297 | 5.9601 | 570.7763 | 26826.484 | 684.9315 | 0.13257 | 0.18504 | 0.22191 | 0.2096 | 0.19617 | 0.13257 | 0.18504 | 0.22191 | 0.2096 | 0.19617 | 100000 | 100000 | 0 | 0 | 0
8420 |  |  |  | 9795.2055 |  |  |  |  | 8026.0248 | 8775.6448 | 9525.2648 | 10274.8848 | 11024.5048 | 62608.9873 | 60917.5075 | 59226.0277 | 57534.5479 | 55843.068 |  | 0 |  |  |  |  | 1 | 1 | 1 | 1 | 1 | [5 empty] | 11.5382 | 6.3379 | 570.7763 | 26826.484 | 684.9315 | 0.1326 | 0.18393 | 0.22061 | 0.20839 | 0.19608 | 0.1326 | 0.18393 | 0.22061 | 0.20839 | 0.19608 | 100000 | 100000 | 0 | 0 | 0
8421 |  |  |  | 9795.2055 |  |  |  |  | 7121.2687 | 7764.9637 | 8408.6587 | 9052.3537 | 9696.0487 | 60633.1539 | 58995.0544 | 57356.9548 | 55718.8552 | 54080.7557 |  | 0 |  |  |  |  | 1 | 1 | 1 | 1 | 1 | [5 empty] | 10.5442 | 5.9617 | 570.7763 | 26826.484 | 684.9315 | 0.13185 | 0.17852 | 0.21749 | 0.20558 | 0.19492 | 0.13185 | 0.17852 | 0.21749 | 0.20558 | 0.19492 | 100000 | 100000 | 0 | 0 | 0
8422 |  |  |  | 9795.2055 |  |  |  |  | 6048.7134 | 6570.6434 | 7092.5734 | 7614.5034 | 8136.4334 | 54758.3741 | 53278.9909 | 51799.6077 | 50320.2245 | 48840.8413 |  | 0 |  |  |  |  | 1 | 1 | 1 | 1 | 1 | [5 empty] | 8.5581 | 5.6547 | 570.7763 | 26826.484 | 684.9315 | 0.12956 | 0.17459 | 0.2133 | 0.20151 | 0.19155 | 0.12956 | 0.17459 | 0.2133 | 0.20151 | 0.19155 | 100000 | 100000 | 0 | 0 | 0
8423 |  |  |  | 9795.2055 |  |  |  |  | 5808.3521 | 6268.1346 | 6727.9171 | 7187.6996 | 7647.4821 | 45116.4482 | 43897.5567 | 42678.6652 | 41459.7738 | 40240.8823 |  | 0 |  |  |  |  | 1 | 1 | 1 | 1 | 1 | [5 empty] | 7.2014 | 6.1831 | 570.7763 | 26826.484 | 684.9315 | 0.12773 | 0.1732 | 0.21177 | 0.19951 | 0.19019 | 0.12773 | 0.1732 | 0.21177 | 0.19951 | 0.19019 | 100000 | 100000 | 0 | 0 | 0
8424 |  |  |  | 9795.2055 |  |  |  |  | 4328.77 | 4717.7975 | 5106.825 | 5495.8525 | 5884.88 | 36374.3809 | 35391.6701 | 34408.9593 | 33426.2484 | 32443.5376 |  | 0 |  |  |  |  | 1 | 1 | 1 | 1 | 1 | [5 empty] | 6.1376 | 5.8567 | 570.7763 | 26826.484 | 684.9315 | 0.12566 | 0.17295 | 0.21151 | 0.1999 | 0.19025 | 0.12566 | 0.17295 | 0.21152 | 0.1999 | 0.19025 | 100000 | 100000 | 0 | 0 | 0
8425 |  |  |  | 9795.2055 |  |  |  |  | 3428.6531 | 3749.4556 | 4070.2581 | 4391.0606 | 4711.8631 | 39838.2439 | 38761.9514 | 37685.6589 | 36609.3663 | 35533.0738 |  | 0 |  |  |  |  | 1 | 1 | 1 | 1 | 1 | [5 empty] | 5.6713 | 5.3336 | 570.7763 | 26826.484 | 684.9315 | 0.1254 | 0.17294 | 0.21144 | 0.20007 | 0.19035 | 0.1254 | 0.17294 | 0.21144 | 0.20007 | 0.19035 | 100000 | 100000 | 0 | 0 | 0
8426 |  |  |  | 9795.2055 |  |  |  |  | 2513.512 | 2693.107 | 2872.702 | 3052.297 | 3231.892 | 39046.5848 | 37991.6802 | 36936.7756 | 35881.871 | 34826.9664 |  | 0 |  |  |  |  | 1 | 1 | 1 | 1 | 1 | [5 empty] | 6.2224 | 4.9123 | 570.7763 | 26826.484 | 684.9315 | 0.1254 | 0.17309 | 0.21153 | 0.20031 | 0.19052 | 0.1254 | 0.17309 | 0.21153 | 0.20031 | 0.19052 | 100000 | 100000 | 0 | 0 | 0
8427 |  |  |  | 9795.2055 |  |  |  |  | 1846.1978 | 1955.5878 | 2064.9778 | 2174.3678 | 2283.7578 | 39213.3646 | 38153.9542 | 37094.5438 | 36035.1334 | 34975.7229 |  | 0 |  |  |  |  | 1 | 1 | 1 | 1 | 1 | [5 empty] | 6.1347 | 4.0375 | 570.7763 | 26826.484 | 684.9315 | 0.12543 | 0.17318 | 0.21158 | 0.20026 | 0.19057 | 0.12543 | 0.17318 | 0.21158 | 0.20027 | 0.19057 | 100000 | 100000 | 0 | 0 | 0
8428 |  |  |  | 9795.2055 |  |  |  |  | 1634.7491 | 1689.6091 | 1744.4691 | 1799.3291 | 1854.1891 | 40605.8012 | 39508.7719 | 38411.7426 | 37314.7133 | 36217.684 |  | 0 |  |  |  |  | 1 | 1 | 1 | 1 | 1 | [5 empty] | 6.0827 | 3.859 | 570.7763 | 26826.484 | 684.9315 | 0.1184 | 0.15809 | 0.17989 | 0.17325 | 0.18193 | 0.1184 | 0.15809 | 0.17989 | 0.17325 | 0.18193 | 100000 | 100000 | 0 | 0 | 0
8429 |  |  |  | 9795.2055 |  |  |  |  | 1796.1777 | 1845.6752 | 1895.1727 | 1944.6702 | 1994.1677 | 44146.1393 | 42953.4623 | 41760.7852 | 40568.1082 | 39375.4311 |  | 0 |  |  |  |  | 1 | 1 | 1 | 1 | 1 | [5 empty] | 6.209 | 3.9828 | 570.7763 | 26826.484 | 684.9315 | 0.11964 | 0.1573 | 0.17868 | 0.17197 | 0.18069 | 0.11964 | 0.1573 | 0.17868 | 0.17197 | 0.18069 | 100000 | 100000 | 0 | 0 | 0
8430 |  |  |  | 9795.2055 |  |  |  |  | 2260.0008 | 2309.0033 | 2358.0058 | 2407.0083 | 2456.0108 | 60162.0588 | 58536.6866 | 56911.3144 | 55285.9422 | 53660.57 |  | 0 |  |  |  |  | 1 | 1 | 1 | 1 | 1 | [5 empty] | 6.8334 | 3.9382 | 570.7763 | 26826.484 | 684.9315 | 0.12055 | 0.15776 | 0.17885 | 0.17346 | 0.1814 | 0.12055 | 0.15776 | 0.17885 | 0.17346 | 0.1814 | 100000 | 100000 | 0 | 0 | 0
8431 |  |  |  | 9795.2055 |  |  |  |  | 2932.999 | 2975.209 | 3017.419 | 3059.629 | 3101.839 | 79025.5737 | 76890.5741 | 74755.5745 | 72620.5749 | 70485.5753 |  | 0 |  |  |  |  | 1 | 1 | 1 | 1 | 1 | [5 empty] | 7.3854 | 3.9543 | 570.7763 | 26826.484 | 684.9315 | 0.12423 | 0.15982 | 0.17913 | 0.1741 | 0.18157 | 0.12423 | 0.15982 | 0.17913 | 0.17411 | 0.18157 | 100000 | 100000 | 0 | 0 | 0
8432 |  |  |  | 9795.2055 |  |  |  |  | 4203.9653 | 4245.4878 | 4287.0103 | 4328.5328 | 4370.0553 | 70281.13 | 68382.3752 | 66483.6205 | 64584.8657 | 62686.111 |  | 0 |  |  |  |  | 1 | 1 | 1 | 1 | 1 | [5 empty] | 7.6584 | 3.8325 | 570.7763 | 26826.484 | 684.9315 | 0.12568 | 0.16207 | 0.18598 | 0.17686 | 0.18607 | 0.12568 | 0.16207 | 0.18598 | 0.17686 | 0.18607 | 100000 | 100000 | 0 | 0 | 0
8433 |  |  |  | 9795.2055 |  |  |  |  | 4515.4543 | 4591.1868 | 4666.9193 | 4742.6518 | 4818.3843 | 66417.2266 | 64622.8613 | 62828.4959 | 61034.1306 | 59239.7652 |  | 0.02995 |  |  |  |  | 1 | 1 | 1 | 1 | 1 | [5 empty] | 7.2609 | 3.9587 | 570.7763 | 26826.484 | 684.9315 | 0.12395 | 0.14397 | 0.16907 | 0.15113 | 0.1529 | 0.12395 | 0.14398 | 0.16907 | 0.15113 | 0.1529 | 100000 | 100000 | 0 | 0 | 0
8434 |  |  |  | 9795.2055 |  |  |  |  | 4912.205 | 5032.65 | 5153.095 | 5273.54 | 5393.985 | 63710.7052 | 61989.4607 | 60268.2163 | 58546.9718 | 56825.7274 |  | 0.10917 |  |  |  |  | 1 | 1 | 1 | 1 | 1 | [5 empty] | 6.588 | 3.7227 | 570.7763 | 26826.484 | 684.9315 | 0.11444 | 0.11591 | 0.099025 | 0.12358 | 0.12275 | 0.11444 | 0.11591 | 0.099025 | 0.12358 | 0.12275 | 100000 | 100000 | 0 | 0 | 0
8435 |  |  |  | 9795.2055 |  |  |  |  | 5266.8932 | 5514.9607 | 5763.0282 | 6011.0957 | 6259.1632 | 61504.5231 | 59842.8821 | 58181.2411 | 56519.6002 | 54857.9592 |  | 0.02626 |  |  |  |  | 1 | 1 | 1 | 1 | 1 | [5 empty] | 6.6103 | 3.551 | 570.7763 | 26826.484 | 684.9315 | 0.11303 | 0.11598 | 0.099177 | 0.12067 | 0.12279 | 0.11303 | 0.11598 | 0.099177 | 0.12067 | 0.12279 | 100000 | 100000 | 0 | 0 | 0
8436 |  |  |  | 9795.2055 |  |  |  |  | 6010.3744 | 6325.6769 | 6640.9794 | 6956.2819 | 7271.5844 | 59491.1557 | 57883.909 | 56276.6623 | 54669.4156 | 53062.1689 |  | 0.31798 |  |  |  |  | 1 | 1 | 1 | 1 | 1 | [5 empty] | 7.3024 | 4.1726 | 570.7763 | 26826.484 | 684.9315 | 0.11231 | 0.11594 | 0.099356 | 0.12145 | 0.12346 | 0.11231 | 0.11594 | 0.099356 | 0.12145 | 0.12346 | 100000 | 100000 | 0 | 0 | 0
8437 |  |  |  | 9795.2055 |  |  |  |  | 5778.4628 | 6225.4303 | 6672.3978 | 7119.3653 | 7566.3328 | 57576.2933 | 56020.7796 | 54465.2659 | 52909.7522 | 51354.2385 |  | 0.57927 |  |  |  |  | 1 | 1 | 1 | 1 | 1 | [5 empty] | 7.2701 | 3.7176 | 570.7763 | 26826.484 | 684.9315 | 0.11338 | 0.11589 | 0.099359 | 0.12111 | 0.1222 | 0.11338 | 0.11589 | 0.099359 | 0.12111 | 0.1222 | 100000 | 100000 | 0 | 0 | 0
8438 |  |  |  | 9795.2055 |  |  |  |  | 5572.6982 | 6077.3582 | 6582.0182 | 7086.6782 | 7591.3382 | 57276.9123 | 55729.4868 | 54182.0614 | 52634.6359 | 51087.2105 |  | 0.18774 |  |  |  |  | 1 | 1 | 1 | 1 | 1 | [5 empty] | 5.7439 | 3.7905 | 570.7763 | 26826.484 | 684.9315 | 0.11604 | 0.11973 | 0.10147 | 0.12916 | 0.12665 | 0.11604 | 0.11973 | 0.10147 | 0.12916 | 0.12665 | 100000 | 100000 | 0 | 0 | 0
8439 |  |  |  | 9795.2055 |  |  |  |  | 5891.0081 | 6392.5606 | 6894.1131 | 7395.6656 | 7897.2181 | 56617.8544 | 55088.2345 | 53558.6145 | 52028.9945 | 50499.3746 |  | 0.02196 |  |  |  |  | 1 | 1 | 1 | 1 | 1 | [5 empty] | 6.3323 | 4.8892 | 570.7763 | 26826.484 | 684.9315 | 0.12215 | 0.15023 | 0.15918 | 0.15153 | 0.14588 | 0.12215 | 0.15023 | 0.15918 | 0.15153 | 0.14588 | 100000 | 100000 | 0 | 0 | 0
8440 |  |  |  | 9795.2055 |  |  |  |  | 6220.6863 | 6713.5221 | 7206.358 | 7699.1938 | 8192.0296 | 58805.9807 | 57217.2451 | 55628.5095 | 54039.7738 | 52451.0382 |  | 0.03964 |  |  |  |  | 1 | 1 | 1 | 1 | 1 | [5 empty] | 5.9189 | 6.4047 | 570.7763 | 26826.484 | 684.9315 | 0.13198 | 0.16599 | 0.21245 | 0.19873 | 0.19218 | 0.13198 | 0.16599 | 0.21245 | 0.19873 | 0.19218 | 100000 | 100000 | 0 | 0 | 0
8441 |  |  |  | 9795.2055 |  |  |  |  | 6857.3063 | 7335.7879 | 7814.2696 | 8292.7513 | 8771.2329 | 63467.5892 | 61752.9129 | 60038.2366 | 58323.5603 | 56608.884 |  | 0 |  |  |  |  | 1 | 1 | 1 | 1 | 1 | [5 empty] | 5.4352 | 6.8628 | 570.7763 | 26826.484 | 684.9315 | 0.1323 | 0.16388 | 0.20709 | 0.19313 | 0.18771 | 0.1323 | 0.16388 | 0.20709 | 0.19313 | 0.18771 | 100000 | 100000 | 0 | 0 | 0
8442 |  |  |  | 9795.2055 |  |  |  |  | 8564.8119 | 9053.1927 | 9541.5736 | 10029.9544 | 10518.3352 | 65376.4055 | 63610.1596 | 61843.9137 | 60077.6677 | 58311.4218 |  | 0 |  |  |  |  | 1 | 1 | 1 | 1 | 1 | [5 empty] | 6.71 | 6.888 | 570.7763 | 26826.484 | 684.9315 | 0.13205 | 0.16362 | 0.20431 | 0.19015 | 0.18556 | 0.13205 | 0.16362 | 0.20432 | 0.19016 | 0.18556 | 100000 | 100000 | 0 | 0 | 0
8443 |  |  |  | 9795.2055 |  |  |  |  | 8933.142 | 9422.457 | 9911.772 | 10401.087 | 10890.402 | 64307.4519 | 62570.0854 | 60832.7189 | 59095.3525 | 57357.986 |  | 0 |  |  |  |  | 1 | 1 | 1 | 1 | 1 | [5 empty] | 7.215 | 7.466 | 570.7763 | 26826.484 | 684.9315 | 0.13153 | 0.163 | 0.2038 | 0.1911 | 0.1854 | 0.13153 | 0.163 | 0.2038 | 0.1911 | 0.1854 | 100000 | 100000 | 0 | 0 | 0
8444 |  |  |  | 9795.2055 |  |  |  |  | 8289.7011 | 8782.922 | 9276.1428 | 9769.3636 | 10262.5845 | 64628.9195 | 62882.868 | 61136.8166 | 59390.7652 | 57644.7137 |  | 0 |  |  |  |  | 1 | 1 | 1 | 1 | 1 | [5 empty] | 6.8593 | 7.0576 | 570.7763 | 26826.484 | 684.9315 | 0.13098 | 0.16214 | 0.20606 | 0.19399 | 0.18807 | 0.13098 | 0.16214 | 0.20606 | 0.19399 | 0.18807 | 100000 | 100000 | 0 | 0 | 0
8445 |  |  |  | 9795.2055 |  |  |  |  | 6989.1775 | 7421.13 | 7853.0825 | 8285.035 | 8716.9875 | 63399.2321 | 61686.4026 | 59973.5731 | 58260.7435 | 56547.914 |  | 0 |  |  |  |  | 1 | 1 | 1 | 1 | 1 | [5 empty] | 7.7785 | 6.757 | 570.7763 | 26826.484 | 684.9315 | 0.12573 | 0.16179 | 0.20221 | 0.18943 | 0.18429 | 0.12573 | 0.16179 | 0.20221 | 0.18943 | 0.18429 | 100000 | 100000 | 0 | 0 | 0
8446 |  |  |  | 9795.2055 |  |  |  |  | 5933.0705 | 6318.2205 | 6703.3705 | 7088.5205 | 7473.6705 | 58801.95 | 57213.3233 | 55624.6966 | 54036.0698 | 52447.4431 |  | 0 |  |  |  |  | 1 | 1 | 1 | 1 | 1 | [5 empty] | 8.2284 | 6.7761 | 570.7763 | 26826.484 | 684.9315 | 0.12394 | 0.15533 | 0.18884 | 0.18274 | 0.18019 | 0.12394 | 0.15533 | 0.18884 | 0.18274 | 0.18019 | 100000 | 100000 | 0 | 0 | 0
8447 |  |  |  | 9795.2055 |  |  |  |  | 6099.0464 | 6454.7731 | 6810.4998 | 7166.2264 | 7521.9531 | 51176.5967 | 49793.9808 | 48411.365 | 47028.7491 | 45646.1332 |  | 0 |  |  |  |  | 1 | 1 | 1 | 1 | 1 | [5 empty] | 7.7402 | 7.1534 | 570.7763 | 26826.484 | 684.9315 | 0.12035 | 0.14115 | 0.18158 | 0.17141 | 0.17121 | 0.12035 | 0.14115 | 0.18158 | 0.17141 | 0.17121 | 100000 | 100000 | 0 | 0 | 0
8448 |  |  |  | 9795.2055 |  |  |  |  | 4858.7744 | 5204.106 | 5549.4377 | 5894.7694 | 6240.101 | 41632.5149 | 40507.7473 | 39382.9797 | 38258.2122 | 37133.4446 |  | 0 |  |  |  |  | 1 | 1 | 1 | 1 | 1 | [5 empty] | 8.9295 | 6.2202 | 570.7763 | 26826.484 | 684.9315 | 0.11419 | 0.1225 | 0.16353 | 0.16105 | 0.16085 | 0.11419 | 0.1225 | 0.16353 | 0.16105 | 0.16085 | 100000 | 100000 | 0 | 0 | 0
8449 |  |  |  | 9795.2055 |  |  |  |  | 3908.4394 | 4287.9244 | 4667.4094 | 5046.8944 | 5426.3794 | 34072.7562 | 33152.2274 | 32231.6985 | 31311.1697 | 30390.6408 |  | 0 |  |  |  |  | 1 | 1 | 1 | 1 | 1 | [5 empty] | 10.9406 | 6.3178 | 570.7763 | 26826.484 | 684.9315 | 0.1115 | 0.11916 | 0.15812 | 0.15674 | 0.15585 | 0.1115 | 0.11916 | 0.15813 | 0.15674 | 0.15585 | 100000 | 100000 | 0 | 0 | 0
8450 |  |  |  | 9795.2055 |  |  |  |  | 3001.1435 | 3318.811 | 3636.4785 | 3954.146 | 4271.8135 | 34720.4215 | 33782.3949 | 32844.3684 | 31906.3418 | 30968.3153 |  | 0 |  |  |  |  | 1 | 1 | 1 | 1 | 1 | [5 empty] | 11.2716 | 6.8428 | 570.7763 | 26826.484 | 684.9315 | 0.1118 | 0.11946 | 0.15864 | 0.15761 | 0.15695 | 0.1118 | 0.11946 | 0.15864 | 0.15761 | 0.15695 | 100000 | 100000 | 0 | 0 | 0
8451 |  |  |  | 9795.2055 |  |  |  |  | 2213.5285 | 2414.436 | 2615.3435 | 2816.251 | 3017.1585 | 35419.1663 | 34462.2621 | 33505.3579 | 32548.4537 | 31591.5494 |  | 0 |  |  |  |  | 1 | 1 | 1 | 1 | 1 | [5 empty] | 13.4226 | 7.9486 | 570.7763 | 26826.484 | 684.9315 | 0.11171 | 0.11946 | 0.15848 | 0.15744 | 0.15661 | 0.11171 | 0.11946 | 0.15848 | 0.15744 | 0.15661 | 100000 | 100000 | 0 | 0 | 0
8452 |  |  |  | 9795.2055 |  |  |  |  | 1967.3276 | 2066.6526 | 2165.9776 | 2265.3026 | 2364.6276 | 37593.6876 | 36578.0353 | 35562.383 | 34546.7307 | 33531.0784 |  | 0 |  |  |  |  | 1 | 1 | 1 | 1 | 1 | [5 empty] | 11.9936 | 8.4657 | 570.7763 | 26826.484 | 684.9315 | 0.10537 | 0.095231 | 0.092911 | 0.13396 | 0.12731 | 0.10537 | 0.095231 | 0.092911 | 0.13396 | 0.12731 | 100000 | 100000 | 0 | 0 | 0
8453 |  |  |  | 9795.2055 |  |  |  |  | 2082.4493 | 2140.7743 | 2199.0993 | 2257.4243 | 2315.7493 | 42848.2945 | 41690.6808 | 40533.067 | 39375.4533 | 38217.8395 |  | 0 |  |  |  |  | 1 | 1 | 1 | 1 | 1 | [5 empty] | 9.8498 | 9.5269 | 570.7763 | 26826.484 | 684.9315 | 0.10538 | 0.095157 | 0.092794 | 0.1337 | 0.12743 | 0.10538 | 0.095157 | 0.092794 | 0.1337 | 0.12743 | 100000 | 100000 | 0 | 0 | 0
8454 |  |  |  | 9795.2055 |  |  |  |  | 2430.0941 | 2469.4166 | 2508.7391 | 2548.0616 | 2587.3841 | 58851.1432 | 57261.1874 | 55671.2316 | 54081.2759 | 52491.3201 |  | 0 |  |  |  |  | 1 | 1 | 1 | 1 | 1 | [5 empty] | 8.9856 | 9.7507 | 570.7763 | 26826.484 | 684.9315 | 0.10592 | 0.095015 | 0.092946 | 0.13406 | 0.12756 | 0.10592 | 0.095015 | 0.092946 | 0.13406 | 0.12756 | 100000 | 100000 | 0 | 0 | 0
8455 |  |  |  | 9795.2055 |  |  |  |  | 2879.1828 | 2920.7053 | 2962.2278 | 3003.7503 | 3045.2728 | 70160.9597 | 68265.4515 | 66369.9434 | 64474.4352 | 62578.927 |  | 0 |  |  |  |  | 1 | 1 | 1 | 1 | 1 | [5 empty] | 8.108 | 9.9529 | 570.7763 | 26826.484 | 684.9315 | 0.10767 | 0.095338 | 0.093071 | 0.13478 | 0.12842 | 0.10767 | 0.095338 | 0.093071 | 0.13478 | 0.12842 | 100000 | 100000 | 0 | 0 | 0
8456 |  |  |  | 9795.2055 |  |  |  |  | 4286.8593 | 4329.3443 | 4371.8293 | 4414.3143 | 4456.7993 | 65042.3878 | 63285.1659 | 61527.944 | 59770.722 | 58013.5001 |  | 0 |  |  |  |  | 1 | 1 | 1 | 1 | 1 | [5 empty] | 9.6794 | 9.9061 | 570.7763 | 26826.484 | 684.9315 | 0.10894 | 0.098321 | 0.095431 | 0.13627 | 0.12933 | 0.10894 | 0.098321 | 0.095431 | 0.13627 | 0.12933 | 100000 | 100000 | 0 | 0 | 0
8457 |  |  |  | 9795.2055 |  |  |  |  | 5311.5566 | 5352.6666 | 5393.7766 | 5434.8866 | 5475.9966 | 63675.4394 | 61955.1478 | 60234.8561 | 58514.5644 | 56794.2727 |  | 0.20016 |  |  |  |  | 1 | 1 | 1 | 1 | 1 | [5 empty] | 11.8419 | 8.9886 | 570.7763 | 26826.484 | 684.9315 | 0.10994 | 0.10105 | 0.095597 | 0.13729 | 0.13019 | 0.10994 | 0.10105 | 0.095597 | 0.13729 | 0.13019 | 100000 | 100000 | 0 | 0 | 0
8458 |  |  |  | 9795.2055 |  |  |  |  | 6274.7037 | 6330.5262 | 6386.3487 | 6442.1712 | 6497.9937 | 61993.6772 | 60318.821 | 58643.9647 | 56969.1085 | 55294.2523 |  | 0.45527 |  |  |  |  | 1 | 1 | 1 | 1 | 1 | [5 empty] | 11.2467 | 8.0704 | 570.7763 | 26826.484 | 684.9315 | 0.10992 | 0.1012 | 0.095424 | 0.12881 | 0.12893 | 0.10992 | 0.1012 | 0.095424 | 0.12881 | 0.12894 | 100000 | 100000 | 0 | 0 | 0
8459 |  |  |  | 9795.2055 |  |  |  |  | 7041.8019 | 7114.8119 | 7187.8219 | 7260.8319 | 7333.8419 | 60336.6212 | 58706.5329 | 57076.4446 | 55446.3564 | 53816.2681 |  | 0.17928 |  |  |  |  | 1 | 1 | 1 | 1 | 1 | [5 empty] | 11.161 | 8.1089 | 570.7763 | 26826.484 | 684.9315 | 0.11087 | 0.10233 | 0.096259 | 0.12965 | 0.13025 | 0.11087 | 0.10233 | 0.096259 | 0.12965 | 0.13026 | 100000 | 100000 | 0 | 0 | 0
8460 |  |  |  | 9795.2055 |  |  |  |  | 8136.0281 | 8250.3681 | 8364.7081 | 8479.0481 | 8593.3881 | 57802.8751 | 56241.2399 | 54679.6048 | 53117.9696 | 51556.3345 |  | 0.0661 |  |  |  |  | 1 | 1 | 1 | 1 | 1 | [5 empty] | 11.7349 | 7.73 | 570.7763 | 26826.484 | 684.9315 | 0.11274 | 0.10275 | 0.096306 | 0.13003 | 0.13042 | 0.11274 | 0.10275 | 0.096306 | 0.13003 | 0.13042 | 100000 | 100000 | 0 | 0 | 0
8461 |  |  |  | 9795.2055 |  |  |  |  | 7653.8847 | 7832.9022 | 8011.9197 | 8190.9372 | 8369.9547 | 56922.8507 | 55384.9907 | 53847.1308 | 52309.2709 | 50771.411 |  | 0.2128 |  |  |  |  | 1 | 1 | 1 | 1 | 1 | [5 empty] | 12.4302 | 7.7751 | 570.7763 | 26826.484 | 684.9315 | 0.114 | 0.10372 | 0.095944 | 0.12971 | 0.13002 | 0.114 | 0.10372 | 0.095944 | 0.12971 | 0.13002 | 100000 | 100000 | 0 | 0 | 0
8462 |  |  |  | 9795.2055 |  |  |  |  | 6730.6313 | 6966.6821 | 7202.733 | 7438.7838 | 7674.8346 | 55990.913 | 54478.2308 | 52965.5486 | 51452.8665 | 49940.1843 |  | 0.05635 |  |  |  |  | 1 | 1 | 1 | 1 | 1 | [5 empty] | 13.2035 | 7.406 | 570.7763 | 26826.484 | 684.9315 | 0.11822 | 0.11018 | 0.1025 | 0.13823 | 0.1314 | 0.11822 | 0.11018 | 0.1025 | 0.13823 | 0.1314 | 100000 | 100000 | 0 | 0 | 0
8463 |  |  |  | 9795.2055 |  |  |  |  | 6175.5394 | 6525.0511 | 6874.5628 | 7224.0744 | 7573.5861 | 56868.4366 | 55332.0468 | 53795.657 | 52259.2671 | 50722.8773 |  | 0.08185 |  |  |  |  | 1 | 1 | 1 | 1 | 1 | [5 empty] | 13.0082 | 8.1406 | 570.7763 | 26826.484 | 684.9315 | 0.12021 | 0.11542 | 0.11318 | 0.1443 | 0.13522 | 0.12021 | 0.11542 | 0.11318 | 0.1443 | 0.13522 | 100000 | 100000 | 0 | 0 | 0
8464 |  |  |  | 9795.2055 |  |  |  |  | 5961.2535 | 6280.846 | 6600.4385 | 6920.031 | 7239.6235 | 57411.4418 | 55860.3818 | 54309.3218 | 52758.2618 | 51207.2019 |  | 0.01563 |  |  |  |  | 1 | 1 | 1 | 1 | 1 | [5 empty] | 12.4335 | 8.6905 | 570.7763 | 26826.484 | 684.9315 | 0.11975 | 0.11495 | 0.12196 | 0.14559 | 0.13707 | 0.11975 | 0.11495 | 0.12196 | 0.14559 | 0.13707 | 100000 | 100000 | 0 | 0 | 0
8465 |  |  |  | 9795.2055 |  |  |  |  | 6434.2783 | 6792.4233 | 7150.5683 | 7508.7133 | 7866.8583 | 60695.0124 | 59055.2416 | 57415.4708 | 55775.7001 | 54135.9293 |  | 0 |  |  |  |  | 1 | 1 | 1 | 1 | 1 | [5 empty] | 12.9047 | 8.5162 | 570.7763 | 26826.484 | 684.9315 | 0.11743 | 0.11242 | 0.11127 | 0.14584 | 0.13709 | 0.11743 | 0.11242 | 0.11127 | 0.14584 | 0.13709 | 100000 | 100000 | 0 | 0 | 0
8466 |  |  |  | 9795.2055 |  |  |  |  | 8125.7698 | 8519.1148 | 8912.4598 | 9305.8048 | 9699.1498 | 62196.3287 | 60515.9975 | 58835.6663 | 57155.3351 | 55475.0039 |  | 0 |  |  |  |  | 1 | 1 | 1 | 1 | 1 | [5 empty] | 13.237 | 8.595 | 570.7763 | 26826.484 | 684.9315 | 0.1153 | 0.11015 | 0.10708 | 0.14557 | 0.13702 | 0.1153 | 0.11015 | 0.10708 | 0.14557 | 0.13702 | 100000 | 100000 | 0 | 0 | 0
8467 |  |  |  | 9795.2055 |  |  |  |  | 8568.0195 | 9066.2995 | 9564.5795 | 10062.8595 | 10561.1395 | 62740.1674 | 61045.1435 | 59350.1197 | 57655.0959 | 55960.072 |  | 0 |  |  |  |  | 1 | 1 | 1 | 1 | 1 | [5 empty] | 13.9949 | 8.7031 | 570.7763 | 26826.484 | 684.9315 | 0.11297 | 0.10608 | 0.10695 | 0.14519 | 0.1365 | 0.11297 | 0.10608 | 0.10695 | 0.14519 | 0.1365 | 100000 | 100000 | 0 | 0 | 0
8468 |  |  |  | 9795.2055 |  |  |  |  | 8120.0707 | 8653.3298 | 9186.589 | 9719.8482 | 10253.1073 | 62300.9887 | 60617.83 | 58934.6713 | 57251.5125 | 55568.3538 |  | 0 |  |  |  |  | 1 | 1 | 1 | 1 | 1 | [5 empty] | 15.4828 | 8.4135 | 570.7763 | 26826.484 | 684.9315 | 0.11245 | 0.10161 | 0.10357 | 0.1451 | 0.13582 | 0.11245 | 0.10161 | 0.10357 | 0.1451 | 0.13582 | 100000 | 100000 | 0 | 0 | 0
8469 |  |  |  | 9795.2055 |  |  |  |  | 7014.4462 | 7501.1771 | 7987.9079 | 8474.6387 | 8961.3696 | 60334.954 | 58704.9108 | 57074.8676 | 55444.8243 | 53814.7811 |  | 0 |  |  |  |  | 1 | 1 | 1 | 1 | 1 | [5 empty] | 16.4094 | 7.8032 | 570.7763 | 26826.484 | 684.9315 | 0.10964 | 0.096355 | 0.096211 | 0.14367 | 0.13401 | 0.10964 | 0.096355 | 0.096211 | 0.14367 | 0.13401 | 100000 | 100000 | 0 | 0 | 0
8470 |  |  |  | 9795.2055 |  |  |  |  | 5941.8765 | 6344.7632 | 6747.6499 | 7150.5365 | 7553.4232 | 54489.5967 | 53017.4749 | 51545.3532 | 50073.2314 | 48601.1097 |  | 0 |  |  |  |  | 1 | 1 | 1 | 1 | 1 | [5 empty] | 16.7173 | 8.0604 | 570.7763 | 26826.484 | 684.9315 | 0.10824 | 0.095672 | 0.095793 | 0.14229 | 0.13361 | 0.10824 | 0.095672 | 0.095792 | 0.14229 | 0.13361 | 100000 | 100000 | 0 | 0 | 0
8471 |  |  |  | 9795.2055 |  |  |  |  | 5824.4752 | 6152.2618 | 6480.0485 | 6807.8352 | 7135.6218 | 44896.7839 | 43683.827 | 42470.8701 | 41257.9132 | 40044.9563 |  | 0 |  |  |  |  | 1 | 1 | 1 | 1 | 1 | [5 empty] | 17.6097 | 8.147 | 570.7763 | 26826.484 | 684.9315 | 0.10832 | 0.095257 | 0.09564 | 0.14207 | 0.13353 | 0.10832 | 0.095257 | 0.09564 | 0.14207 | 0.13353 | 100000 | 100000 | 0 | 0 | 0
8472 |  |  |  | 9795.2055 |  |  |  |  | 4492.0267 | 4753.3767 | 5014.7267 | 5276.0767 | 5537.4267 | 36195.3643 | 35217.4899 | 34239.6154 | 33261.741 | 32283.8666 |  | 0 |  |  |  |  | 1 | 1 | 1 | 1 | 1 | [5 empty] | 17.5275 | 7.5228 | 570.7763 | 26826.484 | 684.9315 | 0.10829 | 0.095081 | 0.095332 | 0.14187 | 0.13362 | 0.10829 | 0.095081 | 0.095332 | 0.14187 | 0.13362 | 100000 | 100000 | 0 | 0 | 0
8473 |  |  |  | 9795.2055 |  |  |  |  | 3286.61 | 3499.0392 | 3711.4683 | 3923.8975 | 4136.3267 | 25358.001 | 24672.9149 | 23987.8288 | 23302.7427 | 22617.6566 |  | 0 |  |  |  |  | 1 | 1 | 1 | 1 | 1 | [5 empty] | 17.6233 | 7.4426 | 570.7763 | 26826.484 | 684.9315 | 0.10833 | 0.094789 | 0.095087 | 0.14117 | 0.13328 | 0.10833 | 0.094789 | 0.095087 | 0.14117 | 0.13328 | 100000 | 100000 | 0 | 0 | 0
8474 |  |  |  | 9795.2055 |  |  |  |  | 2341.5382 | 2441.1932 | 2540.8482 | 2640.5032 | 2740.1582 | 26632.3032 | 25912.7898 | 25193.2765 | 24473.7631 | 23754.2498 |  | 0 |  |  |  |  | 1 | 1 | 1 | 1 | 1 | [5 empty] | 15.9375 | 7.4746 | 570.7763 | 26826.484 | 684.9315 | 0.10831 | 0.09482 | 0.095322 | 0.14135 | 0.13348 | 0.10831 | 0.09482 | 0.095322 | 0.14135 | 0.13348 | 100000 | 100000 | 0 | 0 | 0
8475 |  |  |  | 9795.2055 |  |  |  |  | 1770.1526 | 1818.4951 | 1866.8376 | 1915.1801 | 1963.5226 | 27048.4358 | 26317.68 | 25586.9241 | 24856.1683 | 24125.4124 |  | 0 |  |  |  |  | 1 | 1 | 1 | 1 | 1 | [5 empty] | 14.4473 | 6.8434 | 570.7763 | 26826.484 | 684.9315 | 0.10838 | 0.094826 | 0.095665 | 0.14232 | 0.13384 | 0.10838 | 0.094826 | 0.095665 | 0.14232 | 0.13384 | 100000 | 100000 | 0 | 0 | 0
8476 |  |  |  | 9795.2055 |  |  |  |  | 1658.161 | 1699.6835 | 1741.206 | 1782.7285 | 1824.251 | 29384.6414 | 28590.7693 | 27796.8973 | 27003.0252 | 26209.1531 |  | 0 |  |  |  |  | 1 | 1 | 1 | 1 | 1 | [5 empty] | 14.6798 | 6.1895 | 570.7763 | 26826.484 | 684.9315 | 0.1071 | 0.093885 | 0.095232 | 0.14164 | 0.13408 | 0.1071 | 0.093885 | 0.095232 | 0.14164 | 0.13408 | 100000 | 100000 | 0 | 0 | 0
8477 |  |  |  | 9795.2055 |  |  |  |  | 1871.8593 | 1912.5568 | 1953.2543 | 1993.9518 | 2034.6493 | 34588.88 | 33654.4073 | 32719.9345 | 31785.4618 | 30850.989 |  | 0 |  |  |  |  | 1 | 1 | 1 | 1 | 1 | [5 empty] | 13.8026 | 4.6093 | 570.7763 | 26826.484 | 684.9315 | 0.10845 | 0.096271 | 0.09726 | 0.14435 | 0.15082 | 0.10845 | 0.096271 | 0.09726 | 0.14435 | 0.15082 | 100000 | 100000 | 0 | 0 | 0
8478 |  |  |  | 9795.2055 |  |  |  |  | 2732.366 | 2773.476 | 2814.586 | 2855.696 | 2896.806 | 50750.6624 | 49379.5538 | 48008.4452 | 46637.3366 | 45266.228 |  | 0 |  |  |  |  | 1 | 1 | 1 | 1 | 1 | [5 empty] | 12.6955 | 2.8676 | 570.7763 | 26826.484 | 684.9315 | 0.11114 | 0.10172 | 0.13317 | 0.15295 | 0.15805 | 0.11114 | 0.10172 | 0.13317 | 0.15295 | 0.15805 | 100000 | 100000 | 0 | 0 | 0
8479 |  |  |  | 9795.2055 |  |  |  |  | 4287.6776 | 4328.6501 | 4369.6226 | 4410.5951 | 4451.5676 | 60155.6866 | 58530.4866 | 56905.2865 | 55280.0865 | 53654.8864 |  | 0 |  |  |  |  | 1 | 1 | 1 | 1 | 1 | [5 empty] | 10.3687 | 3.5674 | 570.7763 | 26826.484 | 684.9315 | 0.12229 | 0.13159 | 0.18819 | 0.17393 | 0.17098 | 0.12229 | 0.13159 | 0.18819 | 0.17393 | 0.17098 | 100000 | 100000 | 0 | 0 | 0
8480 |  |  |  | 9795.2055 |  |  |  |  | 5607.5784 | 5649.5134 | 5691.4484 | 5733.3834 | 5775.3184 | 56588.4135 | 55059.5889 | 53530.7643 | 52001.9397 | 50473.1152 |  | 0 |  |  |  |  | 1 | 1 | 1 | 1 | 1 | [5 empty] | 8.2662 | 3.6906 | 570.7763 | 26826.484 | 684.9315 | 0.13578 | 0.1619 | 0.1978 | 0.18674 | 0.17844 | 0.13578 | 0.1619 | 0.1978 | 0.18674 | 0.17844 | 100000 | 100000 | 0 | 0 | 0
8481 |  |  |  | 9795.2055 |  |  |  |  | 4748.2144 | 4797.7119 | 4847.2094 | 4896.7069 | 4946.2044 | 54088.2065 | 52626.9289 | 51165.6513 | 49704.3738 | 48243.0962 |  | 0.10087 |  |  |  |  | 1 | 1 | 1 | 1 | 1 | [5 empty] | 12.5137 | 3.2196 | 570.7763 | 26826.484 | 684.9315 | 0.13611 | 0.16479 | 0.20073 | 0.18615 | 0.17993 | 0.13611 | 0.16479 | 0.20073 | 0.18615 | 0.17993 | 100000 | 100000 | 0 | 0 | 0
8482 |  |  |  | 9795.2055 |  |  |  |  | 4211.1119 | 4285.8544 | 4360.5969 | 4435.3394 | 4510.0819 | 52508.3036 | 51089.7096 | 49671.1156 | 48252.5216 | 46833.9275 |  | 0.2556 |  |  |  |  | 1 | 1 | 1 | 1 | 1 | [5 empty] | 14.2951 | 3.7504 | 570.7763 | 26826.484 | 684.9315 | 0.1343 | 0.16381 | 0.19888 | 0.18671 | 0.17989 | 0.1343 | 0.16381 | 0.19888 | 0.18671 | 0.17989 | 100000 | 100000 | 0 | 0 | 0
8483 |  |  |  | 9795.2055 |  |  |  |  | 4286.5348 | 4391.2773 | 4496.0198 | 4600.7623 | 4705.5048 | 50646.9535 | 49278.6468 | 47910.34 | 46542.0333 | 45173.7266 |  | 0.12817 |  |  |  |  | 1 | 1 | 1 | 1 | 1 | [5 empty] | 17.223 | 4.2747 | 570.7763 | 26826.484 | 684.9315 | 0.13163 | 0.16258 | 0.20221 | 0.18645 | 0.18024 | 0.13163 | 0.16258 | 0.20221 | 0.18645 | 0.18024 | 100000 | 100000 | 0 | 0 | 0
8484 |  |  |  | 9795.2055 |  |  |  |  | 4956.1988 | 5123.9421 | 5291.6854 | 5459.4288 | 5627.1721 | 48516.2328 | 47205.4908 | 45894.7488 | 44584.0069 | 43273.2649 |  | 0.11729 |  |  |  |  | 1 | 1 | 1 | 1 | 1 | [5 empty] | 17.7547 | 4.002 | 570.7763 | 26826.484 | 684.9315 | 0.1315 | 0.16182 | 0.20562 | 0.18839 | 0.18253 | 0.1315 | 0.16182 | 0.20562 | 0.18839 | 0.18253 | 100000 | 100000 | 0 | 0 | 0
8485 |  |  |  | 9795.2055 |  |  |  |  | 4781.3548 | 4986.2223 | 5191.0898 | 5395.9573 | 5600.8248 | 47825.5669 | 46533.4843 | 45241.4018 | 43949.3192 | 42657.2366 |  | 0.01882 |  |  |  |  | 1 | 1 | 1 | 1 | 1 | [5 empty] | 16.1303 | 4.5778 | 570.7763 | 26826.484 | 684.9315 | 0.13204 | 0.16027 | 0.20988 | 0.18977 | 0.18569 | 0.13204 | 0.16027 | 0.20988 | 0.18977 | 0.18569 | 100000 | 100000 | 0 | 0 | 0
8486 |  |  |  | 9795.2055 |  |  |  |  | 4771.0698 | 5032.4198 | 5293.7698 | 5555.1198 | 5816.4698 | 47371.4531 | 46091.6392 | 44811.8252 | 43532.0112 | 42252.1973 |  | 0.02675 |  |  |  |  | 1 | 1 | 1 | 1 | 1 | [5 empty] | 16.8551 | 3.7861 | 570.7763 | 26826.484 | 684.9315 | 0.13229 | 0.16019 | 0.21204 | 0.19406 | 0.19052 | 0.13229 | 0.16019 | 0.21204 | 0.19406 | 0.19052 | 100000 | 100000 | 0 | 0 | 0
8487 |  |  |  | 9795.2055 |  |  |  |  | 4751.6427 | 5066.9452 | 5382.2477 | 5697.5502 | 6012.8527 | 47908.4431 | 46614.1216 | 45319.8 | 44025.4784 | 42731.1568 |  | 0.00305 |  |  |  |  | 1 | 1 | 1 | 1 | 1 | [5 empty] | 16.2554 | 5.7843 | 570.7763 | 26826.484 | 684.9315 | 0.13243 | 0.15989 | 0.21196 | 0.19458 | 0.19116 | 0.13243 | 0.15989 | 0.21196 | 0.19458 | 0.19116 | 100000 | 100000 | 0 | 0 | 0
8488 |  |  |  | 9795.2055 |  |  |  |  | 4468.2355 | 4901.508 | 5334.7805 | 5768.053 | 6201.3255 | 48662.9948 | 47348.2878 | 46033.5808 | 44718.8738 | 43404.1668 |  | 0.12301 |  |  |  |  | 1 | 1 | 1 | 1 | 1 | [5 empty] | 15.2272 | 6.7937 | 570.7763 | 26826.484 | 684.9315 | 0.13398 | 0.1608 | 0.21738 | 0.22192 | 0.19977 | 0.13398 | 0.1608 | 0.21738 | 0.22192 | 0.19977 | 100000 | 100000 | 0 | 0 | 0
8489 |  |  |  | 9795.2055 |  |  |  |  | 4830.4939 | 5457.4689 | 6084.4439 | 6711.4189 | 7338.3939 | 51432.5724 | 50043.0409 | 48653.5095 | 47263.978 | 45874.4465 |  | 0 |  |  |  |  | 1 | 1 | 1 | 1 | 1 | [5 empty] | 14.4999 | 8.6627 | 570.7763 | 26826.484 | 684.9315 | 0.13469 | 0.1566 | 0.21221 | 0.21419 | 0.1997 | 0.1347 | 0.1566 | 0.21221 | 0.21419 | 0.1997 | 100000 | 100000 | 0 | 0 | 0
8490 |  |  |  | 9795.2055 |  |  |  |  | 6583.505 | 7361.9991 | 8140.4933 | 8918.9875 | 9697.4816 | 53447.5984 | 52003.6278 | 50559.6573 | 49115.6868 | 47671.7162 |  | 0 |  |  |  |  | 1 | 1 | 1 | 1 | 1 | [5 empty] | 14.9932 | 9.8151 | 570.7763 | 26826.484 | 684.9315 | 0.13363 | 0.15219 | 0.20804 | 0.20942 | 0.19782 | 0.13363 | 0.15219 | 0.20804 | 0.20942 | 0.19782 | 100000 | 100000 | 0 | 0 | 0
8491 |  |  |  | 9795.2055 |  |  |  |  | 7706.8491 | 8581.3149 | 9455.7807 | 10330.2466 | 11204.7124 | 54305.768 | 52838.6127 | 51371.4574 | 49904.302 | 48437.1467 |  | 0 |  |  |  |  | 1 | 1 | 1 | 1 | 1 | [5 empty] | 15.4351 | 11.6685 | 570.7763 | 26826.484 | 684.9315 | 0.13147 | 0.15074 | 0.20577 | 0.20757 | 0.1954 | 0.13147 | 0.15074 | 0.20577 | 0.20757 | 0.1954 | 100000 | 100000 | 0 | 0 | 0
8492 |  |  |  | 9795.2055 |  |  |  |  | 8089.6774 | 8839.2974 | 9588.9174 | 10338.5374 | 11088.1574 | 54305.768 | 52838.6127 | 51371.4574 | 49904.302 | 48437.1467 |  | 0 |  |  |  |  | 1 | 1 | 1 | 1 | 1 | [5 empty] | 14.961 | 11.9521 | 570.7763 | 26826.484 | 684.9315 | 0.13137 | 0.15334 | 0.20873 | 0.20904 | 0.19634 | 0.13138 | 0.15334 | 0.20873 | 0.20904 | 0.19634 | 100000 | 100000 | 0 | 0 | 0
8493 |  |  |  | 9795.2055 |  |  |  |  | 7177.746 | 7817.261 | 8456.776 | 9096.291 | 9735.806 | 52789.7509 | 51363.5531 | 49937.3554 | 48511.1576 | 47084.9599 |  | 0 |  |  |  |  | 1 | 1 | 1 | 1 | 1 | [5 empty] | 14.3474 | 11.8322 | 570.7763 | 26826.484 | 684.9315 | 0.13076 | 0.15313 | 0.21159 | 0.20868 | 0.19589 | 0.13076 | 0.15313 | 0.21159 | 0.20868 | 0.19589 | 100000 | 100000 | 0 | 0 | 0
8494 |  |  |  | 9795.2055 |  |  |  |  | 6096.6844 | 6627.5511 | 7158.4178 | 7689.2844 | 8220.1511 | 47780.6718 | 46489.8021 | 45198.9325 | 43908.0628 | 42617.1932 |  | 0 |  |  |  |  | 1 | 1 | 1 | 1 | 1 | [5 empty] | 14.2108 | 11.9417 | 570.7763 | 26826.484 | 684.9315 | 0.12931 | 0.15226 | 0.21236 | 0.2099 | 0.19681 | 0.12931 | 0.15226 | 0.21236 | 0.2099 | 0.19681 | 100000 | 100000 | 0 | 0 | 0
8495 |  |  |  | 9795.2055 |  |  |  |  | 5854.4169 | 6314.1994 | 6773.9819 | 7233.7644 | 7693.5469 | 37253.1792 | 36246.7262 | 35240.2733 | 34233.8203 | 33227.3674 |  | 0 |  |  |  |  | 1 | 1 | 1 | 1 | 1 | [5 empty] | 13.7776 | 11.6385 | 570.7763 | 26826.484 | 684.9315 | 0.11828 | 0.13457 | 0.18838 | 0.19703 | 0.19427 | 0.11828 | 0.13457 | 0.18838 | 0.19703 | 0.19427 | 100000 | 100000 | 0 | 0 | 0
8496 |  |  |  | 9795.2055 |  |  |  |  | 4363.1005 | 4766.3455 | 5169.5905 | 5572.8355 | 5976.0805 | 28547.2135 | 27775.9659 | 27004.7182 | 26233.4706 | 25462.2229 |  | 0 |  |  |  |  | 1 | 1 | 1 | 1 | 1 | [5 empty] | 13.3119 | 11.0685 | 570.7763 | 26826.484 | 684.9315 | 0.11656 | 0.13218 | 0.18798 | 0.19496 | 0.19158 | 0.11656 | 0.13218 | 0.18798 | 0.19496 | 0.19158 | 100000 | 100000 | 0 | 0 | 0
8497 |  |  |  | 9795.2055 |  |  |  |  | 3294.9659 | 3494.3334 | 3693.7009 | 3893.0684 | 4092.4359 | 24156.3965 | 23503.7737 | 22851.1508 | 22198.5279 | 21545.9051 |  | 0 |  |  |  |  | 1 | 1 | 1 | 1 | 1 | [5 empty] | 13.2143 | 10.1716 | 570.7763 | 26826.484 | 684.9315 | 0.11543 | 0.13004 | 0.18801 | 0.19506 | 0.18778 | 0.11543 | 0.13004 | 0.18801 | 0.19506 | 0.18778 | 100000 | 100000 | 0 | 0 | 0
8498 |  |  |  | 9795.2055 |  |  |  |  | 2347.4914 | 2448.1364 | 2548.7814 | 2649.4264 | 2750.0714 | 25372.9553 | 24687.4652 | 24001.9751 | 23316.485 | 22630.9949 |  | 0 |  |  |  |  | 1 | 1 | 1 | 1 | 1 | [5 empty] | 12.8669 | 9.3587 | 570.7763 | 26826.484 | 684.9315 | 0.11525 | 0.12932 | 0.18865 | 0.19501 | 0.18685 | 0.11525 | 0.12932 | 0.18865 | 0.19501 | 0.18685 | 100000 | 100000 | 0 | 0 | 0
8499 |  |  |  | 9795.2055 |  |  |  |  | 1774.6531 | 1825.8006 | 1876.9481 | 1928.0956 | 1979.2431 | 25769.9662 | 25073.7502 | 24377.5343 | 23681.3183 | 22985.1023 |  | 0 |  |  |  |  | 1 | 1 | 1 | 1 | 1 | [5 empty] | 11.9333 | 8.7423 | 570.7763 | 26826.484 | 684.9315 | 0.11555 | 0.12995 | 0.18961 | 0.19592 | 0.18615 | 0.11555 | 0.12995 | 0.18961 | 0.19592 | 0.18615 | 100000 | 100000 | 0 | 0 | 0
8500 |  |  |  | 9795.2055 |  |  |  |  | 1662.3768 | 1704.1743 | 1745.9718 | 1787.7693 | 1829.5668 | 27997.3452 | 27240.9531 | 26484.561 | 25728.1689 | 24971.7768 |  | 0 |  |  |  |  | 1 | 1 | 1 | 1 | 1 | [5 empty] | 10.5328 | 8.4066 | 570.7763 | 26826.484 | 684.9315 | 0.11292 | 0.12575 | 0.1888 | 0.19567 | 0.18735 | 0.11292 | 0.12575 | 0.1888 | 0.19567 | 0.18735 | 100000 | 100000 | 0 | 0 | 0
8501 |  |  |  | 9795.2055 |  |  |  |  | 1876.6183 | 1918.5533 | 1960.4883 | 2002.4233 | 2044.3583 | 32960.7472 | 32070.261 | 31179.7749 | 30289.2887 | 29398.8025 |  | 0 |  |  |  |  | 1 | 1 | 1 | 1 | 1 | [5 empty] | 9.4402 | 7.6899 | 570.7763 | 26826.484 | 684.9315 | 0.11342 | 0.12784 | 0.19153 | 0.19824 | 0.18852 | 0.11342 | 0.12784 | 0.19154 | 0.19824 | 0.18852 | 100000 | 100000 | 0 | 0 | 0
8502 |  |  |  | 9795.2055 |  |  |  |  | 2739.3128 | 2780.9728 | 2822.6328 | 2864.2928 | 2905.9528 | 48370.6571 | 47063.8481 | 45757.039 | 44450.23 | 43143.421 |  | 0 |  |  |  |  | 1 | 1 | 1 | 1 | 1 | [5 empty] | 7.9559 | 7.0656 | 570.7763 | 26826.484 | 684.9315 | 0.11435 | 0.12911 | 0.19291 | 0.19996 | 0.1896 | 0.11435 | 0.12911 | 0.19291 | 0.19996 | 0.1896 | 100000 | 100000 | 0 | 0 | 0
8503 |  |  |  | 9795.2055 |  |  |  |  | 4298.5787 | 4338.5887 | 4378.5987 | 4418.6087 | 4458.6187 | 57292.075 | 55744.2399 | 54196.4048 | 52648.5697 | 51100.7346 |  | 0 |  |  |  |  | 1 | 1 | 1 | 1 | 1 | [5 empty] | 7.0054 | 6.3851 | 570.7763 | 26826.484 | 684.9315 | 0.13586 | 0.15072 | 0.22192 | 0.22315 | 0.88541 | 0.13586 | 0.15072 | 0.22192 | 0.22315 | 0.88541 | 100000 | 100000 | 0 | 0 | 0
8504 |  |  |  | 9795.2055 |  |  |  |  | 5621.8352 | 5663.7702 | 5705.7052 | 5747.6402 | 5789.5752 | 53902.5952 | 52446.3322 | 50990.0692 | 49533.8062 | 48077.5432 |  | 0 |  |  |  |  | 1 | 1 | 1 | 1 | 1 | [5 empty] | 6.6674 | 5.4839 | 570.7763 | 26826.484 | 684.9315 | 0.15226 | 0.21513 | 0.25376 | 0.25254 | 1.2248 | 0.15226 | 0.21513 | 0.25376 | 0.25254 | 1.2248 | 100000 | 100000 | 0 | 0 | 0
8505 |  |  |  | 9795.2055 |  |  |  |  | 4760.2863 | 4810.1138 | 4859.9413 | 4909.7688 | 4959.5963 | 51525.4664 | 50133.4253 | 48741.3842 | 47349.343 | 45957.3019 |  | 0.0712 |  |  |  |  | 1 | 1 | 1 | 1 | 1 | [5 empty] | 7.0917 | 3.9467 | 570.7763 | 26826.484 | 684.9315 | 0.16527 | 0.24894 | 0.2637 | 0.26186 | 1.3224 | 0.16527 | 0.24894 | 0.2637 | 0.26186 | 1.3224 | 100000 | 100000 | 0 | 0 | 0
8506 |  |  |  | 9795.2055 |  |  |  |  | 4221.8183 | 4296.8083 | 4371.7983 | 4446.7883 | 4521.7783 | 50021.999 | 48670.5764 | 47319.1538 | 45967.7312 | 44616.3086 |  | 0.12939 |  |  |  |  | 1 | 1 | 1 | 1 | 1 | [5 empty] | 7.3413 | 3.0808 | 570.7763 | 26826.484 | 684.9315 | 0.15495 | 0.25 | 0.26283 | 0.26129 | 1.2384 | 0.15495 | 0.25 | 0.26283 | 0.26129 | 1.2384 | 100000 | 100000 | 0 | 0 | 0
8507 |  |  |  | 9795.2055 |  |  |  |  | 4297.433 | 4406.4655 | 4515.498 | 4624.5305 | 4733.563 | 48250.6812 | 46947.1135 | 45643.5458 | 44339.9782 | 43036.4105 |  | 0.15589 |  |  |  |  | 1 | 1 | 1 | 1 | 1 | [5 empty] | 7.38 | 3.0934 | 570.7763 | 26826.484 | 684.9315 | 0.15446 | 0.24867 | 0.26321 | 0.25871 | 1.2292 | 0.15446 | 0.24867 | 0.26321 | 0.25871 | 1.2292 | 100000 | 100000 | 0 | 0 | 0
8508 |  |  |  | 9795.2055 |  |  |  |  | 4968.7995 | 5134.342 | 5299.8845 | 5465.427 | 5630.9695 | 46221.0423 | 44972.3084 | 43723.5746 | 42474.8408 | 41226.107 |  | 0.15533 |  |  |  |  | 1 | 1 | 1 | 1 | 1 | [5 empty] | 7.2025 | 2.3322 | 570.7763 | 26826.484 | 684.9315 | 0.15505 | 0.24865 | 0.26326 | 0.25883 | 1.2292 | 0.15505 | 0.24865 | 0.26326 | 0.25883 | 1.2292 | 100000 | 100000 | 0 | 0 | 0
8509 |  |  |  | 9795.2055 |  |  |  |  | 4793.511 | 4996.316 | 5199.121 | 5401.926 | 5604.731 | 45564.1794 | 44333.1917 | 43102.2041 | 41871.2165 | 40640.2288 |  | 0.21838 |  |  |  |  | 1 | 1 | 1 | 1 | 1 | [5 empty] | 6.6139 | 1.8107 | 570.7763 | 26826.484 | 684.9315 | 0.15665 | 0.24926 | 0.26316 | 0.25865 | 1.2262 | 0.15665 | 0.24926 | 0.26316 | 0.25865 | 1.2262 | 100000 | 100000 | 0 | 0 | 0
8510 |  |  |  | 9795.2055 |  |  |  |  | 4783.1999 | 5055.9899 | 5328.7799 | 5601.5699 | 5874.3599 | 45132.1133 | 43912.7986 | 42693.4839 | 41474.1692 | 40254.8545 |  | 0.02337 |  |  |  |  | 1 | 1 | 1 | 1 | 1 | [5 empty] | 6.486 | 1.8298 | 570.7763 | 26826.484 | 684.9315 | 0.15927 | 0.25165 | 0.26506 | 0.26039 | 1.2318 | 0.15927 | 0.25165 | 0.26506 | 0.26039 | 1.2318 | 100000 | 100000 | 0 | 0 | 0
8511 |  |  |  | 9795.2055 |  |  |  |  | 4763.7234 | 5088.6784 | 5413.6334 | 5738.5884 | 6063.5434 | 45642.288 | 44409.1902 | 43176.0923 | 41942.9945 | 40709.8966 |  | 0.0424 |  |  |  |  | 1 | 1 | 1 | 1 | 1 | [5 empty] | 5.8905 | 2.3035 | 570.7763 | 26826.484 | 684.9315 | 0.16049 | 0.25615 | 0.26981 | 0.27092 | 1.3541 | 0.16049 | 0.25615 | 0.26981 | 0.27092 | 1.3541 | 100000 | 100000 | 0 | 0 | 0
8512 |  |  |  | 9795.2055 |  |  |  |  | 4479.5956 | 4910.0081 | 5340.4206 | 5770.8331 | 6201.2456 | 46359.732 | 45107.2513 | 43854.7706 | 42602.2898 | 41349.8091 |  | 0.01666 |  |  |  |  | 1 | 1 | 1 | 1 | 1 | [5 empty] | 4.9037 | 2.904 | 570.7763 | 26826.484 | 684.9315 | 0.16226 | 0.2593 | 0.27399 | 1.8525 | 1.4287 | 0.16226 | 0.2593 | 0.27399 | 1.8525 | 1.4287 | 100000 | 100000 | 0 | 0 | 0
8513 |  |  |  | 9795.2055 |  |  |  |  | 4842.7751 | 5494.5001 | 6146.2251 | 6797.9501 | 7449.6751 | 48995.1819 | 47671.5004 | 46347.8189 | 45024.1373 | 43700.4558 |  | 0 |  |  |  |  | 1 | 1 | 1 | 1 | 1 | [5 empty] | 5.5108 | 4.0529 | 570.7763 | 26826.484 | 684.9315 | 0.16248 | 0.27122 | 28.7902 | 10.4142 | 6.6198 | 0.16248 | 0.27122 | 28.7902 | 10.4142 | 6.6198 | 100000 | 100000 | 0 | 0 | 0
8514 |  |  |  | 9795.2055 |  |  |  |  | 6600.243 | 7383.9622 | 8167.6813 | 8951.4005 | 9735.1197 | 50913.1879 | 49537.6884 | 48162.1889 | 46786.6895 | 45411.19 |  | 0 |  |  |  |  | 1 | 1 | 1 | 1 | 1 | [5 empty] | 6.9936 | 4.9631 | 570.7763 | 26826.484 | 684.9315 | 0.16211 | 0.27249 | 0.27346 | 9.3798 | 1.424 | 0.16211 | 0.27249 | 0.27346 | 9.3798 | 1.424 | 100000 | 100000 | 0 | 0 | 0
8515 |  |  |  | 9795.2055 |  |  |  |  | 7726.4431 | 8559.6606 | 9392.8781 | 10226.0956 | 11059.3131 | 51732.7357 | 50335.0948 | 48937.454 | 47539.8132 | 46142.1723 |  | 0 |  |  |  |  | 1 | 1 | 1 | 1 | 1 | [5 empty] | 5.2269 | 5.5506 | 570.7763 | 26826.484 | 684.9315 | 0.16202 | 0.25725 | 0.27076 | 1.7379 | 1.4009 | 0.16202 | 0.25725 | 0.27076 | 1.7379 | 1.4009 | 100000 | 100000 | 0 | 0 | 0
8516 |  |  |  | 9795.2055 |  |  |  |  | 8110.2448 | 8916.7339 | 9723.2231 | 10529.7123 | 11336.2014 | 51732.7357 | 50335.0948 | 48937.454 | 47539.8132 | 46142.1723 |  | 0 |  |  |  |  | 1 | 1 | 1 | 1 | 1 | [5 empty] | 0.71482 | 5.5663 | 570.7763 | 26826.484 | 684.9315 | 0.16144 | 0.25621 | 0.26864 | 1.7366 | 1.3998 | 0.16144 | 0.25621 | 0.26864 | 1.7366 | 1.3998 | 100000 | 100000 | 0 | 0 | 0
8517 |  |  |  | 9795.2055 |  |  |  |  | 7195.9948 | 7810.4307 | 8424.8665 | 9039.3023 | 9653.7382 | 50289.8493 | 48931.1903 | 47572.5313 | 46213.8723 | 44855.2133 |  | 0 |  |  |  |  | 1 | 1 | 1 | 1 | 1 | [5 empty] | 5.8568 | 5.6235 | 570.7763 | 26826.484 | 684.9315 | 0.14275 | 0.2496 | 0.26393 | 0.27827 | 1.3926 | 0.14275 | 0.2496 | 0.26393 | 0.27827 | 1.3926 | 100000 | 100000 | 0 | 0 | 0
8518 |  |  |  | 9795.2055 |  |  |  |  | 6112.1847 | 6625.1772 | 7138.1697 | 7651.1622 | 8164.1547 | 45521.1258 | 44291.3014 | 43061.4769 | 41831.6524 | 40601.828 |  | 0 |  |  |  |  | 1 | 1 | 1 | 1 | 1 | [5 empty] | 7.5657 | 6.0724 | 570.7763 | 26826.484 | 684.9315 | 0.1331 | 0.21422 | 0.23915 | 0.24276 | 1.3009 | 0.1331 | 0.21422 | 0.23915 | 0.24276 | 1.3009 | 100000 | 100000 | 0 | 0 | 0
8519 |  |  |  | 9795.2055 |  |  |  |  | 5869.3013 | 6318.4963 | 6767.6913 | 7216.8863 | 7666.0813 | 35505.4977 | 34546.2611 | 33587.0245 | 32627.7879 | 31668.5513 |  | 0 |  |  |  |  | 1 | 1 | 1 | 1 | 1 | [5 empty] | 6.8106 | 6.6102 | 570.7763 | 26826.484 | 684.9315 | 0.11949 | 0.16156 | 0.2125 | 0.20764 | 0.1989 | 0.11949 | 0.16157 | 0.2125 | 0.20764 | 0.1989 | 100000 | 100000 | 0 | 0 | 0
8520 |  |  |  | 9795.2055 |  |  |  |  | 4374.1933 | 4765.8058 | 5157.4183 | 5549.0308 | 5940.6433 | 27201.7926 | 26466.8936 | 25731.9946 | 24997.0956 | 24262.1966 |  | 0 |  |  |  |  | 1 | 1 | 1 | 1 | 1 | [5 empty] | 6.6348 | 7.0768 | 570.7763 | 26826.484 | 684.9315 | 0.11555 | 0.12656 | 0.16749 | 0.19806 | 0.19635 | 0.11555 | 0.12656 | 0.16749 | 0.19806 | 0.19635 | 100000 | 100000 | 0 | 0 | 0
8521 |  |  |  | 9795.2055 |  |  |  |  | 3303.1835 | 3511.4885 | 3719.7935 | 3928.0985 | 4136.4035 | 23535.171 | 22899.3315 | 22263.492 | 21627.6526 | 20991.8131 |  | 0 |  |  |  |  | 1 | 1 | 1 | 1 | 1 | [5 empty] | 4.945 | 7.6641 | 570.7763 | 26826.484 | 684.9315 | 0.11369 | 0.1235 | 0.16769 | 0.19805 | 0.1965 | 0.11369 | 0.1235 | 0.16769 | 0.19805 | 0.1965 | 100000 | 100000 | 0 | 0 | 0
8522 |  |  |  | 9795.2055 |  |  |  |  | 2353.346 | 2450.6918 | 2548.0376 | 2645.3835 | 2742.7293 | 24721.7544 | 24053.8575 | 23385.9606 | 22718.0637 | 22050.1668 |  | 0 |  |  |  |  | 1 | 1 | 1 | 1 | 1 | [5 empty] | 4.4424 | 8.4548 | 570.7763 | 26826.484 | 684.9315 | 0.11396 | 0.12367 | 0.16762 | 0.19796 | 0.19646 | 0.11396 | 0.12367 | 0.16762 | 0.19796 | 0.19646 | 100000 | 100000 | 0 | 0 | 0
8523 |  |  |  | 9795.2055 |  |  |  |  | 1779.079 | 1826.4315 | 1873.784 | 1921.1365 | 1968.489 | 25108.8519 | 24430.4969 | 23752.142 | 23073.7871 | 22395.4321 |  | 0 |  |  |  |  | 1 | 1 | 1 | 1 | 1 | [5 empty] | 5.0993 | 9.1743 | 570.7763 | 26826.484 | 684.9315 | 0.1137 | 0.12362 | 0.16735 | 0.19769 | 0.19622 | 0.1137 | 0.12362 | 0.16735 | 0.19769 | 0.19622 | 100000 | 100000 | 0 | 0 | 0
8524 |  |  |  | 9795.2055 |  |  |  |  | 1666.5227 | 1707.7702 | 1749.0177 | 1790.2652 | 1831.5127 | 27279.8811 | 26542.8724 | 25805.8637 | 25068.855 | 24331.8463 |  | 0 |  |  |  |  | 1 | 1 | 1 | 1 | 1 | [5 empty] | 4.9149 | 9.3427 | 570.7763 | 26826.484 | 684.9315 | 0.10607 | 0.10293 | 0.10864 | 0.14521 | 0.1383 | 0.10607 | 0.10293 | 0.10864 | 0.14521 | 0.1383 | 100000 | 100000 | 0 | 0 | 0
8525 |  |  |  | 9795.2055 |  |  |  |  | 1881.2985 | 1922.271 | 1963.2435 | 2004.216 | 2045.1885 | 32118.5044 | 31250.7728 | 30383.0411 | 29515.3094 | 28647.5777 |  | 0 |  |  |  |  | 1 | 1 | 1 | 1 | 1 | [5 empty] | 4.6885 | 10.3132 | 570.7763 | 26826.484 | 684.9315 | 0.10597 | 0.10348 | 0.1085 | 0.14479 | 0.13818 | 0.10597 | 0.10348 | 0.1085 | 0.14479 | 0.13818 | 100000 | 100000 | 0 | 0 | 0
8526 |  |  |  | 9795.2055 |  |  |  |  | 2746.1446 | 2787.9421 | 2829.7396 | 2871.5371 | 2913.3346 | 47139.0526 | 45865.5173 | 44591.9821 | 43318.4468 | 42044.9115 |  | 0 |  |  |  |  | 1 | 1 | 1 | 1 | 1 | [5 empty] | 7.1053 | 10.9043 | 570.7763 | 26826.484 | 684.9315 | 0.10637 | 0.10344 | 0.10841 | 0.14512 | 0.13787 | 0.10637 | 0.10344 | 0.10841 | 0.14512 | 0.13787 | 100000 | 100000 | 0 | 0 | 0
8527 |  |  |  | 9795.2055 |  |  |  |  | 4309.2992 | 4350.8217 | 4392.3442 | 4433.8667 | 4475.3892 | 55812.2032 | 54304.3491 | 52796.4951 | 51288.6411 | 49780.787 |  | 0 |  |  |  |  | 1 | 1 | 1 | 1 | 1 | [5 empty] | 10.2389 | 11.7826 | 570.7763 | 26826.484 | 684.9315 | 0.11027 | 0.10484 | 0.1112 | 0.14728 | 0.13978 | 0.11027 | 0.10484 | 0.1112 | 0.14728 | 0.13978 | 100000 | 100000 | 0 | 0 | 0
8528 |  |  |  | 9795.2055 |  |  |  |  | 5635.8558 | 5677.2408 | 5718.6258 | 5760.0108 | 5801.3958 | 52514.2368 | 51095.4825 | 49676.7282 | 48257.9739 | 46839.2196 |  | 0 |  |  |  |  | 1 | 1 | 1 | 1 | 1 | [5 empty] | 10.3489 | 11.8962 | 570.7763 | 26826.484 | 684.9315 | 0.11484 | 0.10866 | 0.11429 | 0.14834 | 0.14077 | 0.11484 | 0.10866 | 0.11429 | 0.14834 | 0.14077 | 100000 | 100000 | 0 | 0 | 0
8529 |  |  |  | 9795.2055 |  |  |  |  | 4772.1584 | 4819.8409 | 4867.5234 | 4915.2059 | 4962.8884 | 50200.5261 | 48844.2803 | 47488.0345 | 46131.7887 | 44775.5429 |  | 0.00038 |  |  |  |  | 1 | 1 | 1 | 1 | 1 | [5 empty] | 8.682 | 11.3681 | 570.7763 | 26826.484 | 684.9315 | 0.11573 | 0.10998 | 0.11435 | 0.1491 | 0.14157 | 0.11573 | 0.10998 | 0.11435 | 0.1491 | 0.14157 | 100000 | 100000 | 0 | 0 | 0
8530 |  |  |  | 9795.2055 |  |  |  |  | 4232.3474 | 4308.3274 | 4384.3074 | 4460.2874 | 4536.2674 | 48736.5029 | 47419.8099 | 46103.117 | 44786.4241 | 43469.7312 |  | 0.05559 |  |  |  |  | 1 | 1 | 1 | 1 | 1 | [5 empty] | 7.2962 | 11.357 | 570.7763 | 26826.484 | 684.9315 | 0.11468 | 0.10817 | 0.11167 | 0.14878 | 0.1397 | 0.11468 | 0.10817 | 0.11167 | 0.14878 | 0.1397 | 100000 | 100000 | 0 | 0 | 0
8531 |  |  |  | 9795.2055 |  |  |  |  | 4308.1507 | 4415.3957 | 4522.6407 | 4629.8857 | 4737.1307 | 47011.6468 | 45741.5535 | 44471.4603 | 43201.3671 | 41931.2739 |  | 0.04499 |  |  |  |  | 1 | 1 | 1 | 1 | 1 | [5 empty] | 7.0434 | 11.6896 | 570.7763 | 26826.484 | 684.9315 | 0.11284 | 0.10587 | 0.10923 | 0.1438 | 0.13279 | 0.11284 | 0.10587 | 0.10923 | 0.1438 | 0.13279 | 100000 | 100000 | 0 | 0 | 0
8532 |  |  |  | 9795.2055 |  |  |  |  | 4981.1915 | 5146.734 | 5312.2765 | 5477.819 | 5643.3615 | 45034.2614 | 43817.5903 | 42600.9192 | 41384.2482 | 40167.5771 |  | 0.24779 |  |  |  |  | 1 | 1 | 1 | 1 | 1 | [5 empty] | 6.4949 | 12.2498 | 570.7763 | 26826.484 | 684.9315 | 0.11306 | 0.10575 | 0.10913 | 0.14355 | 0.13303 | 0.11306 | 0.10575 | 0.10913 | 0.14355 | 0.13303 | 100000 | 100000 | 0 | 0 | 0
8533 |  |  |  | 9795.2055 |  |  |  |  | 4805.4658 | 5016.5208 | 5227.5758 | 5438.6308 | 5649.6858 | 44394.8248 | 43195.4291 | 41996.0334 | 40796.6377 | 39597.2421 |  | 0.18117 |  |  |  |  | 1 | 1 | 1 | 1 | 1 | [5 empty] | 6.0449 | 12.4138 | 570.7763 | 26826.484 | 684.9315 | 0.11297 | 0.10532 | 0.10926 | 0.14374 | 0.13307 | 0.11297 | 0.10532 | 0.10926 | 0.14374 | 0.13307 | 100000 | 100000 | 0 | 0 | 0
8534 |  |  |  | 9795.2055 |  |  |  |  | 4795.129 | 5052.959 | 5310.789 | 5568.619 | 5826.449 | 43974.1328 | 42786.1028 | 41598.0728 | 40410.0427 | 39222.0127 |  | 0.09425 |  |  |  |  | 1 | 1 | 1 | 1 | 1 | [5 empty] | 5.3948 | 12.2153 | 570.7763 | 26826.484 | 684.9315 | 0.11275 | 0.10557 | 0.10969 | 0.14378 | 0.13328 | 0.11275 | 0.10557 | 0.10969 | 0.14378 | 0.13328 | 100000 | 100000 | 0 | 0 | 0
8535 |  |  |  | 9795.2055 |  |  |  |  | 4775.604 | 5090.9065 | 5406.209 | 5721.5115 | 6036.814 | 44470.5075 | 43269.0671 | 42067.6268 | 40866.1864 | 39664.746 |  | 0.39283 |  |  |  |  | 1 | 1 | 1 | 1 | 1 | [5 empty] | 5.6045 | 12.3146 | 570.7763 | 26826.484 | 684.9315 | 0.11296 | 0.10377 | 0.10934 | 0.14312 | 0.13361 | 0.11296 | 0.10377 | 0.10934 | 0.14312 | 0.13361 | 100000 | 100000 | 0 | 0 | 0
8536 |  |  |  | 9795.2055 |  |  |  |  | 4490.7675 | 4924.04 | 5357.3125 | 5790.585 | 6223.8575 | 45168.8296 | 43948.5229 | 42728.2163 | 41507.9096 | 40287.603 |  | 0.07376 |  |  |  |  | 1 | 1 | 1 | 1 | 1 | [5 empty] | 5.2854 | 12.5967 | 570.7763 | 26826.484 | 684.9315 | 0.1151 | 0.10048 | 0.10615 | 0.14121 | 0.13276 | 0.1151 | 0.10048 | 0.10615 | 0.14121 | 0.13276 | 100000 | 100000 | 0 | 0 | 0
8537 |  |  |  | 9795.2055 |  |  |  |  | 4854.8528 | 5477.7036 | 6100.5545 | 6723.4053 | 7346.2561 | 47735.0696 | 46445.4319 | 45155.7943 | 43866.1567 | 42576.5191 |  | 0 |  |  |  |  | 1 | 1 | 1 | 1 | 1 | [5 empty] | 4.9632 | 12.562 | 570.7763 | 26826.484 | 684.9315 | 0.11491 | 0.10063 | 0.1003 | 0.13703 | 0.13144 | 0.11491 | 0.10063 | 0.1003 | 0.13703 | 0.13144 | 100000 | 100000 | 0 | 0 | 0
8538 |  |  |  | 9795.2055 |  |  |  |  | 6616.7038 | 7395.1988 | 8173.6938 | 8952.1888 | 9730.6838 | 49602.9876 | 48262.8852 | 46922.7828 | 45582.6805 | 44242.5781 |  | 0 |  |  |  |  | 1 | 1 | 1 | 1 | 1 | [5 empty] | 4.0193 | 12.8349 | 570.7763 | 26826.484 | 684.9315 | 0.11445 | 0.10093 | 0.09831 | 0.12302 | 0.12785 | 0.11445 | 0.10093 | 0.09831 | 0.12302 | 0.12785 | 100000 | 100000 | 0 | 0 | 0
8539 |  |  |  | 9795.2055 |  |  |  |  | 7745.7126 | 8556.9309 | 9368.1493 | 10179.3676 | 10990.5859 | 50402.4735 | 49040.7718 | 47679.07 | 46317.3683 | 44955.6666 |  | 0 |  |  |  |  | 1 | 1 | 1 | 1 | 1 | [5 empty] | 3.1371 | 12.7258 | 570.7763 | 26826.484 | 684.9315 | 0.11295 | 0.10012 | 0.098161 | 0.12399 | 0.11429 | 0.11296 | 0.10012 | 0.098161 | 0.12399 | 0.11429 | 100000 | 100000 | 0 | 0 | 0
8540 |  |  |  | 9795.2055 |  |  |  |  | 8130.4715 | 8905.9415 | 9681.4115 | 10456.8815 | 11232.3515 | 50402.4735 | 49040.7718 | 47679.07 | 46317.3683 | 44955.6666 |  | 0 |  |  |  |  | 1 | 1 | 1 | 1 | 1 | [5 empty] | 6.4531 | 12.8371 | 570.7763 | 26826.484 | 684.9315 | 0.11159 | 0.09871 | 0.099606 | 0.12484 | 0.11481 | 0.11159 | 0.09871 | 0.099606 | 0.12484 | 0.11481 | 100000 | 100000 | 0 | 0 | 0
8541 |  |  |  | 9795.2055 |  |  |  |  | 7213.9414 | 7870.1756 | 8526.4098 | 9182.6439 | 9838.8781 | 48997.3357 | 47673.596 | 46349.8562 | 45026.1165 | 43702.3768 |  | 0 |  |  |  |  | 1 | 1 | 1 | 1 | 1 | [5 empty] | 5.5527 | 13.476 | 570.7763 | 26826.484 | 684.9315 | 0.10594 | 0.096358 | 0.090004 | 0.11388 | 0.10206 | 0.10594 | 0.096358 | 0.090004 | 0.11388 | 0.10206 | 100000 | 100000 | 0 | 0 | 0
8542 |  |  |  | 9795.2055 |  |  |  |  | 6127.4284 | 6676.1692 | 7224.91 | 7773.6509 | 8322.3917 | 44352.7366 | 43154.478 | 41956.2194 | 40757.9608 | 39559.7022 |  | 0 |  |  |  |  | 1 | 1 | 1 | 1 | 1 | [5 empty] | 5.6794 | 13.814 | 570.7763 | 26826.484 | 684.9315 | 0.10248 | 0.092215 | 0.082885 | 0.093781 | 0.089966 | 0.10248 | 0.092215 | 0.082885 | 0.093781 | 0.089966 | 100000 | 100000 | 0 | 0 | 0
8543 |  |  |  | 9795.2055 |  |  |  |  | 5883.9392 | 6336.1583 | 6788.3775 | 7240.5967 | 7692.8158 | 34601.1386 | 33666.3347 | 32731.5308 | 31796.7269 | 30861.9229 |  | 0 |  |  |  |  | 1 | 1 | 1 | 1 | 1 | [5 empty] | 5.6424 | 13.6552 | 570.7763 | 26826.484 | 684.9315 | 0.098222 | 0.081187 | 0.078929 | 0.084384 | 0.069802 | 0.098222 | 0.081187 | 0.078929 | 0.084384 | 0.069802 | 100000 | 100000 | 0 | 0 | 0
8544 |  |  |  | 9795.2055 |  |  |  |  | 4385.1024 | 4778.0074 | 5170.9124 | 5563.8174 | 5956.7224 | 26505.8764 | 25789.7786 | 25073.6809 | 24357.5831 | 23641.4854 |  | 0 |  |  |  |  | 1 | 1 | 1 | 1 | 1 | [5 empty] | 1.7589 | 14.0963 | 570.7763 | 26826.484 | 684.9315 | 0.095907 | 0.079309 | 0.078242 | 0.082678 | 0.068821 | 0.095907 | 0.079309 | 0.078242 | 0.082678 | 0.068821 | 100000 | 100000 | 0 | 0 | 0
8545 |  |  |  | 9795.2055 |  |  |  |  | 3311.2588 | 3526.438 | 3741.6172 | 3956.7963 | 4171.9755 | 22803.8313 | 22187.7501 | 21571.6689 | 20955.5877 | 20339.5065 |  | 0 |  |  |  |  | 1 | 1 | 1 | 1 | 1 | [5 empty] | 7.402 | 12.6927 | 570.7763 | 26826.484 | 684.9315 | 0.096555 | 0.079277 | 0.078158 | 0.08232 | 0.068125 | 0.096555 | 0.079277 | 0.078158 | 0.082321 | 0.068125 | 100000 | 100000 | 0 | 0 | 0
8546 |  |  |  | 9795.2055 |  |  |  |  | 2359.0992 | 2460.4042 | 2561.7092 | 2663.0142 | 2764.3192 | 23955.0211 | 23307.8387 | 22660.6563 | 22013.4739 | 21366.2915 |  | 0 |  |  |  |  | 1 | 1 | 1 | 1 | 1 | [5 empty] | 5.3763 | 12.3157 | 570.7763 | 26826.484 | 684.9315 | 0.096694 | 0.078843 | 0.078367 | 0.082403 | 0.067857 | 0.096694 | 0.078843 | 0.078367 | 0.082403 | 0.067857 | 100000 | 100000 | 0 | 0 | 0
8547 |  |  |  | 9795.2055 |  |  |  |  | 1783.4283 | 1831.1108 | 1878.7933 | 1926.4758 | 1974.1583 | 24330.4242 | 23673.0997 | 23015.7752 | 22358.4507 | 21701.1262 |  | 0 |  |  |  |  | 1 | 1 | 1 | 1 | 1 | [5 empty] | 2.0213 | 12.0462 | 570.7763 | 26826.484 | 684.9315 | 0.096783 | 0.078267 | 0.078344 | 0.082367 | 0.06777 | 0.096783 | 0.078267 | 0.078344 | 0.082367 | 0.06777 | 100000 | 100000 | 0 | 0 | 0
8548 |  |  |  | 9795.2055 |  |  |  |  | 1670.5969 | 1711.1569 | 1751.7169 | 1792.2769 | 1832.8369 | 26435.0409 | 25720.8568 | 25006.6728 | 24292.4888 | 23578.3048 |  | 0 |  |  |  |  | 1 | 1 | 1 | 1 | 1 | [5 empty] | 1.7418 | 13.1107 | 570.7763 | 26826.484 | 684.9315 | 0.090578 | 0.066197 | 0.063025 | 0.062727 | 0.057122 | 0.090578 | 0.066197 | 0.063025 | 0.062727 | 0.057122 | 100000 | 100000 | 0 | 0 | 0
8549 |  |  |  | 9795.2055 |  |  |  |  | 1885.8978 | 1926.4578 | 1967.0178 | 2007.5778 | 2048.1378 | 31126.5387 | 30285.6065 | 29444.6744 | 28603.7422 | 27762.81 |  | 0 |  |  |  |  | 1 | 1 | 1 | 1 | 1 | [5 empty] | 2.6416 | 13.8344 | 570.7763 | 26826.484 | 684.9315 | 0.090775 | 0.064618 | 0.062655 | 0.062459 | 0.057541 | 0.090775 | 0.064618 | 0.062655 | 0.062459 | 0.057541 | 100000 | 100000 | 0 | 0 | 0
8550 |  |  |  | 9795.2055 |  |  |  |  | 2752.8581 | 2795.2056 | 2837.5531 | 2879.9006 | 2922.2481 | 45688.1544 | 44453.8174 | 43219.4804 | 41985.1434 | 40750.8064 |  | 0 |  |  |  |  | 1 | 1 | 1 | 1 | 1 | [5 empty] | 2.5956 | 13.9765 | 570.7763 | 26826.484 | 684.9315 | 0.0912 | 0.064259 | 0.063002 | 0.063405 | 0.057653 | 0.0912 | 0.064259 | 0.063002 | 0.063405 | 0.057653 | 100000 | 100000 | 0 | 0 | 0
8551 |  |  |  | 9795.2055 |  |  |  |  | 4319.8342 | 4361.2192 | 4402.6042 | 4443.9892 | 4485.3742 | 54070.5401 | 52609.7398 | 51148.9395 | 49688.1393 | 48227.339 |  | 0 |  |  |  |  | 1 | 1 | 1 | 1 | 1 | [5 empty] | 2.0532 | 14.9366 | 570.7763 | 26826.484 | 684.9315 | 0.092923 | 0.065444 | 0.063086 | 0.063468 | 0.058127 | 0.092923 | 0.065444 | 0.063086 | 0.063468 | 0.058127 | 100000 | 100000 | 0 | 0 | 0
8552 |  |  |  | 9795.2055 |  |  |  |  | 5649.6339 | 5690.6064 | 5731.5789 | 5772.5514 | 5813.5239 | 50879.9601 | 49505.3584 | 48130.7566 | 46756.1548 | 45381.553 |  | 0 |  |  |  |  | 1 | 1 | 1 | 1 | 1 | [5 empty] | 2.2148 | 14.9137 | 570.7763 | 26826.484 | 684.9315 | 0.095637 | 0.068254 | 0.064472 | 0.06445 | 0.058767 | 0.095637 | 0.068254 | 0.064472 | 0.06445 | 0.058767 | 100000 | 100000 | 0 | 0 | 0
8553 |  |  |  | 9795.2055 |  |  |  |  | 4783.8249 | 4834.3124 | 4884.7999 | 4935.2874 | 4985.7749 | 48640.7254 | 47326.6201 | 46012.5147 | 44698.4094 | 43384.3041 |  | 0.065 |  |  |  |  | 1 | 1 | 1 | 1 | 1 | [5 empty] | 6.4394 | 15.0416 | 570.7763 | 26826.484 | 684.9315 | 0.096102 | 0.069614 | 0.064811 | 0.064843 | 0.058718 | 0.096102 | 0.069614 | 0.064811 | 0.064843 | 0.058718 | 100000 | 100000 | 0 | 0 | 0
8554 |  |  |  | 9795.2055 |  |  |  |  | 4242.6943 | 4316.4468 | 4390.1993 | 4463.9518 | 4537.7043 | 47223.0755 | 45947.2702 | 44671.4649 | 43395.6596 | 42119.8542 |  | 0.48734 |  |  |  |  | 1 | 1 | 1 | 1 | 1 | [5 empty] | 5.9435 | 15.6704 | 570.7763 | 26826.484 | 684.9315 | 0.095789 | 0.068455 | 0.065067 | 0.064157 | 0.05822 | 0.09579 | 0.068455 | 0.065067 | 0.064157 | 0.05822 | 100000 | 100000 | 0 | 0 | 0
8555 |  |  |  | 9795.2055 |  |  |  |  | 4318.6829 | 4425.2129 | 4531.7429 | 4638.2729 | 4744.8029 | 45552.8438 | 44322.1624 | 43091.481 | 41860.7996 | 40630.1182 |  | 0.37845 |  |  |  |  | 1 | 1 | 1 | 1 | 1 | [5 empty] | 4.0897 | 15.5991 | 570.7763 | 26826.484 | 684.9315 | 0.094332 | 0.069459 | 0.063416 | 0.063083 | 0.057884 | 0.094332 | 0.069459 | 0.063416 | 0.063083 | 0.057884 | 100000 | 100000 | 0 | 0 | 0
8556 |  |  |  | 9795.2055 |  |  |  |  | 4993.3691 | 5159.4624 | 5325.5558 | 5491.6491 | 5657.7424 | 43636.9694 | 42458.0484 | 41279.1274 | 40100.2063 | 38921.2853 |  | 0.44609 |  |  |  |  | 1 | 1 | 1 | 1 | 1 | [5 empty] | 2.2181 | 15.4495 | 570.7763 | 26826.484 | 684.9315 | 0.094102 | 0.069349 | 0.06303 | 0.06039 | 0.056604 | 0.094102 | 0.069349 | 0.06303 | 0.06039 | 0.056604 | 100000 | 100000 | 0 | 0 | 0
8557 |  |  |  | 9795.2055 |  |  |  |  | 4817.2138 | 5026.8938 | 5236.5738 | 5446.2538 | 5655.9338 | 43018.0053 | 41855.8065 | 40693.6078 | 39531.409 | 38369.2103 |  | 0.5586 |  |  |  |  | 1 | 1 | 1 | 1 | 1 | [5 empty] | 0.79869 | 15.8781 | 570.7763 | 26826.484 | 684.9315 | 0.092007 | 0.067538 | 0.062954 | 0.060026 | 0.056278 | 0.092007 | 0.067538 | 0.062954 | 0.060025 | 0.056278 | 100000 | 100000 | 0 | 0 | 0
8558 |  |  |  | 9795.2055 |  |  |  |  | 4806.8517 | 5080.5209 | 5354.1901 | 5627.8592 | 5901.5284 | 42610.6825 | 41459.4882 | 40308.2939 | 39157.0996 | 38005.9053 |  | 0.18155 |  |  |  |  | 1 | 1 | 1 | 1 | 1 | [5 empty] | 0.87264 | 16.1493 | 570.7763 | 26826.484 | 684.9315 | 0.091227 | 0.067332 | 0.062523 | 0.05992 | 0.056382 | 0.091227 | 0.067332 | 0.062523 | 0.05992 | 0.056382 | 100000 | 100000 | 0 | 0 | 0
8559 |  |  |  | 9795.2055 |  |  |  |  | 4787.2789 | 5109.0164 | 5430.7539 | 5752.4914 | 6074.2289 | 43090.8654 | 41926.6983 | 40762.5311 | 39598.3639 | 38434.1967 |  | 0.08543 |  |  |  |  | 1 | 1 | 1 | 1 | 1 | [5 empty] | 1.6906 | 16.1572 | 570.7763 | 26826.484 | 684.9315 | 0.090965 | 0.070369 | 0.062309 | 0.060505 | 0.057412 | 0.090965 | 0.070369 | 0.062309 | 0.060505 | 0.057412 | 100000 | 100000 | 0 | 0 | 0
8560 |  |  |  | 9795.2055 |  |  |  |  | 4501.7462 | 4925.0095 | 5348.2729 | 5771.5362 | 6194.7995 | 43766.7299 | 42584.3032 | 41401.8765 | 40219.4497 | 39037.023 |  | 0.02302 |  |  |  |  | 1 | 1 | 1 | 1 | 1 | [5 empty] | 2.4832 | 16.1732 | 570.7763 | 26826.484 | 684.9315 | 0.092535 | 0.069746 | 0.06156 | 0.060885 | 0.057087 | 0.092535 | 0.069746 | 0.06156 | 0.060885 | 0.057087 | 100000 | 100000 | 0 | 0 | 0
8561 |  |  |  | 9795.2055 |  |  |  |  | 4866.7215 | 5483.3849 | 6100.0482 | 6716.7115 | 7333.3749 | 46251.6072 | 45002.0477 | 43752.4881 | 42502.9285 | 41253.369 |  | 0 |  |  |  |  | 1 | 1 | 1 | 1 | 1 | [5 empty] | 3.5748 | 16.1365 | 570.7763 | 26826.484 | 684.9315 | 0.092867 | 0.066436 | 0.061647 | 0.060527 | 0.056452 | 0.092867 | 0.066436 | 0.061647 | 0.060527 | 0.056452 | 100000 | 100000 | 0 | 0 | 0
8562 |  |  |  | 9795.2055 |  |  |  |  | 6632.8797 | 7416.5989 | 8200.3181 | 8984.0372 | 9767.7564 | 48060.6201 | 46762.1872 | 45463.7544 | 44165.3215 | 42866.8886 |  | 0 |  |  |  |  | 1 | 1 | 1 | 1 | 1 | [5 empty] | 2.7687 | 16.3217 | 570.7763 | 26826.484 | 684.9315 | 0.092742 | 0.064752 | 0.061483 | 0.06006 | 0.056327 | 0.092742 | 0.064752 | 0.061483 | 0.06006 | 0.056327 | 100000 | 100000 | 0 | 0 | 0
8563 |  |  |  | 9795.2055 |  |  |  |  | 7764.6487 | 8567.617 | 9370.5853 | 10173.5537 | 10976.522 | 48836.4069 | 47517.0149 | 46197.6229 | 44878.2309 | 43558.839 |  | 0 |  |  |  |  | 1 | 1 | 1 | 1 | 1 | [5 empty] | 0.83983 | 16.358 | 570.7763 | 26826.484 | 684.9315 | 0.092591 | 0.060564 | 0.060405 | 0.059152 | 0.055783 | 0.092591 | 0.060564 | 0.060405 | 0.059152 | 0.055783 | 100000 | 100000 | 0 | 0 | 0
8564 |  |  |  | 9795.2055 |  |  |  |  | 8150.3482 | 8902.5532 | 9654.7582 | 10406.9632 | 11159.1682 | 48836.4069 | 47517.0149 | 46197.6229 | 44878.2309 | 43558.839 |  | 0 |  |  |  |  | 1 | 1 | 1 | 1 | 1 | [5 empty] | 1.9423 | 16.0709 | 570.7763 | 26826.484 | 684.9315 | 0.087216 | 0.056649 | 0.059328 | 0.058532 | 0.055421 | 0.087216 | 0.056649 | 0.059328 | 0.058532 | 0.055421 | 100000 | 100000 | 0 | 0 | 0
8565 |  |  |  | 9795.2055 |  |  |  |  | 7231.5774 | 7854.3733 | 8477.1691 | 9099.9649 | 9722.7608 | 47475.6573 | 46193.0281 | 44910.3989 | 43627.7697 | 42345.1405 |  | 0 |  |  |  |  | 1 | 1 | 1 | 1 | 1 | [5 empty] | 1.7151 | 16.135 | 570.7763 | 26826.484 | 684.9315 | 0.08454 | 0.053794 | 0.057763 | 0.057023 | 0.054535 | 0.08454 | 0.053794 | 0.057763 | 0.057023 | 0.054535 | 100000 | 100000 | 0 | 0 | 0
8566 |  |  |  | 9795.2055 |  |  |  |  | 6142.4082 | 6691.149 | 7239.8898 | 7788.6307 | 8337.3715 | 42977.0648 | 41815.9722 | 40654.8795 | 39493.7868 | 38332.6941 |  | 0 |  |  |  |  | 1 | 1 | 1 | 1 | 1 | [5 empty] | 1.6084 | 16.4391 | 570.7763 | 26826.484 | 684.9315 | 0.082003 | 0.05163 | 0.055024 | 0.055471 | 0.05437 | 0.082003 | 0.05163 | 0.055024 | 0.055471 | 0.05437 | 100000 | 100000 | 0 | 0 | 0
8567 |  |  |  | 9795.2055 |  |  |  |  | 5898.3237 | 6346.0062 | 6793.6887 | 7241.3712 | 7689.0537 | 33535.7798 | 32629.7583 | 31723.7367 | 30817.7151 | 29911.6935 |  | 0 |  |  |  |  | 1 | 1 | 1 | 1 | 1 | [5 empty] | 2.5824 | 16.6889 | 570.7763 | 26826.484 | 684.9315 | 0.072481 | 0.04906 | 0.052185 | 0.054837 | 0.053602 | 0.072481 | 0.04906 | 0.052185 | 0.054837 | 0.053602 | 100000 | 100000 | 0 | 0 | 0
8568 |  |  |  | 9795.2055 |  |  |  |  | 4395.8227 | 4788.7277 | 5181.6327 | 5574.5377 | 5967.4427 | 25686.3162 | 24992.3602 | 24298.4041 | 23604.4481 | 22910.4921 |  | 0 |  |  |  |  | 1 | 1 | 1 | 1 | 1 | [5 empty] | 2.0541 | 16.6991 | 570.7763 | 26826.484 | 684.9315 | 0.05948 | 0.049959 | 0.051857 | 0.054849 | 0.053466 | 0.05948 | 0.049959 | 0.051857 | 0.054849 | 0.053466 | 100000 | 100000 | 0 | 0 | 0
8569 |  |  |  | 9795.2055 |  |  |  |  | 3480.762 | 3801.5645 | 4122.367 | 4443.1695 | 4763.972 | 25144.8946 | 24465.566 | 23786.2373 | 23106.9086 | 22427.5799 |  | 0 |  |  |  |  | 1 | 1 | 1 | 1 | 1 | [5 empty] | 1.6869 | 16.6309 | 570.7763 | 26826.484 | 684.9315 | 0.058969 | 0.050366 | 0.051992 | 0.05495 | 0.053425 | 0.058969 | 0.050366 | 0.051992 | 0.05495 | 0.053425 | 100000 | 100000 | 0 | 0 | 0
8570 |  |  |  | 9795.2055 |  |  |  |  | 2551.7124 | 2731.3074 | 2910.9024 | 3090.4974 | 3270.0924 | 26408.9789 | 25695.499 | 24982.0191 | 24268.5392 | 23555.0593 |  | 0 |  |  |  |  | 1 | 1 | 1 | 1 | 1 | [5 empty] | 2.3323 | 16.4843 | 570.7763 | 26826.484 | 684.9315 | 0.059641 | 0.050638 | 0.052045 | 0.055013 | 0.053546 | 0.059641 | 0.050638 | 0.052045 | 0.055013 | 0.053546 | 100000 | 100000 | 0 | 0 | 0
8571 |  |  |  | 9795.2055 |  |  |  |  | 1874.2564 | 1983.6464 | 2093.0364 | 2202.4264 | 2311.8164 | 26821.7255 | 26097.0946 | 25372.4637 | 24647.8328 | 23923.2019 |  | 0 |  |  |  |  | 1 | 1 | 1 | 1 | 1 | [5 empty] | 1.27 | 16.4896 | 570.7763 | 26826.484 | 684.9315 | 0.060657 | 0.050329 | 0.051979 | 0.055078 | 0.053549 | 0.060657 | 0.050329 | 0.051979 | 0.055078 | 0.053549 | 100000 | 100000 | 0 | 0 | 0
8572 |  |  |  | 9795.2055 |  |  |  |  | 1659.5941 | 1714.4541 | 1769.3141 | 1824.1741 | 1879.0341 | 29138.6468 | 28351.4207 | 27564.1945 | 26776.9684 | 25989.7422 |  | 0 |  |  |  |  | 1 | 1 | 1 | 1 | 1 | [5 empty] | 0.91662 | 16.6897 | 570.7763 | 26826.484 | 684.9315 | 0.048587 | 0.049706 | 0.050056 | 0.053115 | 0.05296 | 0.048587 | 0.049706 | 0.050056 | 0.053115 | 0.05296 | 100000 | 100000 | 0 | 0 | 0
8573 |  |  |  | 9795.2055 |  |  |  |  | 1823.4761 | 1872.9736 | 1922.4711 | 1971.9686 | 2021.4661 | 34300.2228 | 33373.5486 | 32446.8744 | 31520.2002 | 30593.526 |  | 0 |  |  |  |  | 1 | 1 | 1 | 1 | 1 | [5 empty] | 2.033 | 17.048 | 570.7763 | 26826.484 | 684.9315 | 0.048341 | 0.049185 | 0.050408 | 0.053189 | 0.053005 | 0.048341 | 0.049185 | 0.050408 | 0.053189 | 0.053005 | 100000 | 100000 | 0 | 0 | 0
8574 |  |  |  | 9795.2055 |  |  |  |  | 2294.3484 | 2343.3509 | 2392.3534 | 2441.3559 | 2490.3584 | 50328.7809 | 48969.0701 | 47609.3593 | 46249.6485 | 44889.9377 |  | 0 |  |  |  |  | 1 | 1 | 1 | 1 | 1 | [5 empty] | 3.6544 | 16.7855 | 570.7763 | 26826.484 | 684.9315 | 0.048188 | 0.049468 | 0.050828 | 0.053325 | 0.053042 | 0.048188 | 0.049468 | 0.050828 | 0.053325 | 0.053043 | 100000 | 100000 | 0 | 0 | 0
8575 |  |  |  | 9795.2055 |  |  |  |  | 2977.5749 | 3019.7849 | 3061.9949 | 3104.2049 | 3146.4149 | 59647.707 | 58036.2308 | 56424.7546 | 54813.2784 | 53201.8022 |  | 0 |  |  |  |  | 1 | 1 | 1 | 1 | 1 | [5 empty] | 4.7538 | 16.6278 | 570.7763 | 26826.484 | 684.9315 | 0.046935 | 0.049718 | 0.050545 | 0.053481 | 0.053214 | 0.046935 | 0.049718 | 0.050545 | 0.053481 | 0.053214 | 100000 | 100000 | 0 | 0 | 0
8576 |  |  |  | 9795.2055 |  |  |  |  | 4267.8573 | 4309.3798 | 4350.9023 | 4392.4248 | 4433.9473 | 56112.0419 | 54596.0872 | 53080.1326 | 51564.1779 | 50048.2233 |  | 0 |  |  |  |  | 1 | 1 | 1 | 1 | 1 | [5 empty] | 5.135 | 16.9684 | 570.7763 | 26826.484 | 684.9315 | 0.0479 | 0.050624 | 0.051375 | 0.054358 | 0.054144 | 0.0479 | 0.050624 | 0.051375 | 0.054358 | 0.054144 | 100000 | 100000 | 0 | 0 | 0
8577 |  |  |  | 9795.2055 |  |  |  |  | 4584.0804 | 4659.8129 | 4735.5454 | 4811.2779 | 4887.0104 | 53633.703 | 52184.7046 | 50735.7061 | 49286.7077 | 47837.7092 |  | 0.02156 |  |  |  |  | 1 | 1 | 1 | 1 | 1 | [5 empty] | 4.73 | 17.5693 | 570.7763 | 26826.484 | 684.9315 | 0.056805 | 0.051475 | 0.05197 | 0.05456 | 0.054459 | 0.056805 | 0.051475 | 0.05197 | 0.05456 | 0.054459 | 100000 | 100000 | 0 | 0 | 0
8578 |  |  |  | 9795.2055 |  |  |  |  | 4986.8609 | 5107.3059 | 5227.7509 | 5348.1959 | 5468.6409 | 52067.3697 | 50660.6882 | 49254.0067 | 47847.3252 | 46440.6437 |  | 0.05606 |  |  |  |  | 1 | 1 | 1 | 1 | 1 | [5 empty] | 4.9975 | 17.2966 | 570.7763 | 26826.484 | 684.9315 | 0.057393 | 0.047317 | 0.052487 | 0.055471 | 0.054695 | 0.057393 | 0.047317 | 0.052487 | 0.055471 | 0.054695 | 100000 | 100000 | 0 | 0 | 0
8579 |  |  |  | 9795.2055 |  |  |  |  | 5346.9397 | 5595.0072 | 5843.0747 | 6091.1422 | 6339.2097 | 50222.0029 | 48865.1769 | 47508.3509 | 46151.5248 | 44794.6988 |  | 0.05861 |  |  |  |  | 1 | 1 | 1 | 1 | 1 | [5 empty] | 5.8708 | 16.6738 | 570.7763 | 26826.484 | 684.9315 | 0.057756 | 0.047843 | 0.052418 | 0.055547 | 0.054394 | 0.057756 | 0.047843 | 0.052418 | 0.055547 | 0.054394 | 100000 | 100000 | 0 | 0 | 0
8580 |  |  |  | 9795.2055 |  |  |  |  | 6101.7203 | 6417.0228 | 6732.3253 | 7047.6278 | 7362.9303 | 48109.2102 | 46809.4646 | 45509.719 | 44209.9733 | 42910.2277 |  | 0.05865 |  |  |  |  | 1 | 1 | 1 | 1 | 1 | [5 empty] | 5.9108 | 16.6147 | 570.7763 | 26826.484 | 684.9315 | 0.057795 | 0.04801 | 0.052435 | 0.055398 | 0.054135 | 0.057795 | 0.048009 | 0.052435 | 0.055398 | 0.054135 | 100000 | 100000 | 0 | 0 | 0
8581 |  |  |  | 9795.2055 |  |  |  |  | 5866.2842 | 6313.2517 | 6760.2192 | 7207.1867 | 7654.1542 | 47424.5487 | 46143.3002 | 44862.0518 | 43580.8034 | 42299.555 |  | 0.15077 |  |  |  |  | 1 | 1 | 1 | 1 | 1 | [5 empty] | 6.6825 | 16.4758 | 570.7763 | 26826.484 | 684.9315 | 0.057261 | 0.048086 | 0.052658 | 0.05524 | 0.053942 | 0.057261 | 0.048086 | 0.052658 | 0.05524 | 0.053942 | 100000 | 100000 | 0 | 0 | 0
8582 |  |  |  | 9795.2055 |  |  |  |  | 5657.3923 | 6162.0523 | 6666.7123 | 7171.3723 | 7676.0323 | 46974.3497 | 45705.2641 | 44436.1785 | 43167.0929 | 41898.0073 |  | 0.04023 |  |  |  |  | 1 | 1 | 1 | 1 | 1 | [5 empty] | 6.565 | 16.5449 | 570.7763 | 26826.484 | 684.9315 | 0.056861 | 0.047652 | 0.052431 | 0.056129 | 0.054772 | 0.056861 | 0.047652 | 0.052432 | 0.056129 | 0.054772 | 100000 | 100000 | 0 | 0 | 0
8583 |  |  |  | 9795.2055 |  |  |  |  | 5980.5399 | 6482.0924 | 6983.6449 | 7485.1974 | 7986.7499 | 47506.5721 | 46223.1077 | 44939.6433 | 43656.1789 | 42372.7144 |  | 0.06119 |  |  |  |  | 1 | 1 | 1 | 1 | 1 | [5 empty] | 6.8155 | 16.6101 | 570.7763 | 26826.484 | 684.9315 | 0.068905 | 0.046552 | 0.052102 | 0.057181 | 0.054606 | 0.068905 | 0.046552 | 0.052102 | 0.057181 | 0.054606 | 100000 | 100000 | 0 | 0 | 0
8584 |  |  |  | 9795.2055 |  |  |  |  | 6315.2286 | 6808.0644 | 7300.9003 | 7793.7361 | 8286.5719 | 48254.5308 | 46950.8592 | 45647.1875 | 44343.5158 | 43039.8441 |  | 0.06672 |  |  |  |  | 1 | 1 | 1 | 1 | 1 | [5 empty] | 7.8824 | 16.7414 | 570.7763 | 26826.484 | 684.9315 | 0.069015 | 0.045012 | 0.052839 | 0.057895 | 0.056016 | 0.069015 | 0.045012 | 0.052839 | 0.057895 | 0.056016 | 100000 | 100000 | 0 | 0 | 0
8585 |  |  |  | 9795.2055 |  |  |  |  | 6961.5239 | 7440.0056 | 7918.4872 | 8396.9689 | 8875.4506 | 51000.2956 | 49622.4428 | 48244.5899 | 46866.7371 | 45488.8843 |  | 0 |  |  |  |  | 1 | 1 | 1 | 1 | 1 | [5 empty] | 9.0552 | 16.9333 | 570.7763 | 26826.484 | 684.9315 | 0.069426 | 0.044923 | 0.053017 | 0.058446 | 0.056008 | 0.069426 | 0.044923 | 0.053017 | 0.058446 | 0.056008 | 100000 | 100000 | 0 | 0 | 0
8586 |  |  |  | 9795.2055 |  |  |  |  | 8694.9803 | 9183.3611 | 9671.742 | 10160.1228 | 10648.5036 | 52998.1016 | 51566.2749 | 50134.4482 | 48702.6215 | 47270.7949 |  | 0 |  |  |  |  | 1 | 1 | 1 | 1 | 1 | [5 empty] | 9.7069 | 16.6709 | 570.7763 | 26826.484 | 684.9315 | 0.072776 | 0.044087 | 0.053408 | 0.058332 | 0.056001 | 0.072776 | 0.044087 | 0.053408 | 0.058332 | 0.056001 | 100000 | 100000 | 0 | 0 | 0
8587 |  |  |  | 9795.2055 |  |  |  |  | 9068.9083 | 9558.2233 | 10047.5383 | 10536.8533 | 11026.1683 | 53849.4394 | 52394.6125 | 50939.7856 | 49484.9587 | 48030.1318 |  | 0 |  |  |  |  | 1 | 1 | 1 | 1 | 1 | [5 empty] | 10.2373 | 16.8639 | 570.7763 | 26826.484 | 684.9315 | 0.073807 | 0.044728 | 0.053909 | 0.06094 | 0.056014 | 0.073807 | 0.044728 | 0.053909 | 0.06094 | 0.056014 | 100000 | 100000 | 0 | 0 | 0
8588 |  |  |  | 9795.2055 |  |  |  |  | 8415.6884 | 8908.9092 | 9402.1301 | 9895.3509 | 10388.5717 | 53849.4394 | 52394.6125 | 50939.7856 | 49484.9587 | 48030.1318 |  | 0 |  |  |  |  | 1 | 1 | 1 | 1 | 1 | [5 empty] | 10.3024 | 17.1313 | 570.7763 | 26826.484 | 684.9315 | 0.072686 | 0.046407 | 0.05624 | 0.060779 | 0.056013 | 0.072686 | 0.046407 | 0.05624 | 0.060779 | 0.056013 | 100000 | 100000 | 0 | 0 | 0
8589 |  |  |  | 9795.2055 |  |  |  |  | 7095.3994 | 7527.3519 | 7959.3044 | 8391.2569 | 8823.2094 | 52346.4033 | 50932.1833 | 49517.9633 | 48103.7432 | 46689.5232 |  | 0 |  |  |  |  | 1 | 1 | 1 | 1 | 1 | [5 empty] | 9.4764 | 16.9544 | 570.7763 | 26826.484 | 684.9315 | 0.072193 | 0.046082 | 0.05655 | 0.060849 | 0.055724 | 0.072193 | 0.046082 | 0.05655 | 0.060849 | 0.055724 | 100000 | 100000 | 0 | 0 | 0
8590 |  |  |  | 9795.2055 |  |  |  |  | 6023.2416 | 6408.3916 | 6793.5416 | 7178.6916 | 7563.8416 | 47379.9777 | 46099.9334 | 44819.8892 | 43539.8449 | 42259.8006 |  | 0 |  |  |  |  | 1 | 1 | 1 | 1 | 1 | [5 empty] | 8.2965 | 16.9029 | 570.7763 | 26826.484 | 684.9315 | 0.07188 | 0.044758 | 0.056154 | 0.06084 | 0.055678 | 0.07188 | 0.044758 | 0.056154 | 0.06084 | 0.055678 | 100000 | 100000 | 0 | 0 | 0
8591 |  |  |  | 9795.2055 |  |  |  |  | 6191.74 | 6547.4667 | 6903.1934 | 7258.92 | 7614.6467 | 36943.3782 | 35945.295 | 34947.2118 | 33949.1286 | 32951.0454 |  | 0 |  |  |  |  | 1 | 1 | 1 | 1 | 1 | [5 empty] | 6.9213 | 16.9014 | 570.7763 | 26826.484 | 684.9315 | 0.071923 | 0.044889 | 0.056014 | 0.060829 | 0.055666 | 0.071923 | 0.044889 | 0.056014 | 0.060829 | 0.055666 | 100000 | 100000 | 0 | 0 | 0
8592 |  |  |  | 9795.2055 |  |  |  |  | 4932.6182 | 5277.9499 | 5623.2816 | 5968.6132 | 6313.9449 | 28308.6647 | 27543.8618 | 26779.0589 | 26014.256 | 25249.4531 |  | 0 |  |  |  |  | 1 | 1 | 1 | 1 | 1 | [5 empty] | 6.2183 | 16.937 | 570.7763 | 26826.484 | 684.9315 | 0.072144 | 0.049859 | 0.056555 | 0.060919 | 0.055675 | 0.072144 | 0.049859 | 0.056555 | 0.060919 | 0.055675 | 100000 | 100000 | 0 | 0 | 0
8593 |  |  |  | 9795.2055 |  |  |  |  | 3966.68 | 4346.165 | 4725.65 | 5105.135 | 5484.62 | 32800.5126 | 31914.3554 | 31028.1982 | 30142.041 | 29255.8838 |  | 0 |  |  |  |  | 1 | 1 | 1 | 1 | 1 | [5 empty] | 6.1624 | 17.0143 | 570.7763 | 26826.484 | 684.9315 | 0.072204 | 0.05104 | 0.056614 | 0.06095 | 0.055668 | 0.072204 | 0.05104 | 0.056614 | 0.06095 | 0.055668 | 100000 | 100000 | 0 | 0 | 0
8594 |  |  |  | 9795.2055 |  |  |  |  | 3045.8642 | 3363.5317 | 3681.1992 | 3998.8667 | 4316.5342 | 33425.796 | 32522.7458 | 31619.6956 | 30716.6454 | 29813.5952 |  | 0 |  |  |  |  | 1 | 1 | 1 | 1 | 1 | [5 empty] | 6.3166 | 16.8724 | 570.7763 | 26826.484 | 684.9315 | 0.072748 | 0.052349 | 0.060068 | 0.061029 | 0.055684 | 0.072748 | 0.052349 | 0.060068 | 0.061029 | 0.055684 | 100000 | 100000 | 0 | 0 | 0
8595 |  |  |  | 9795.2055 |  |  |  |  | 2246.5128 | 2447.4203 | 2648.3278 | 2849.2353 | 3050.1428 | 34098.8908 | 33177.6558 | 32256.4209 | 31335.186 | 30413.9511 |  | 0 |  |  |  |  | 1 | 1 | 1 | 1 | 1 | [5 empty] | 5.6368 | 16.628 | 570.7763 | 26826.484 | 684.9315 | 0.073199 | 0.053211 | 0.061891 | 0.061133 | 0.055729 | 0.073199 | 0.053211 | 0.061891 | 0.061133 | 0.055729 | 100000 | 100000 | 0 | 0 | 0
8596 |  |  |  | 9795.2055 |  |  |  |  | 1996.6432 | 2095.9682 | 2195.2932 | 2294.6182 | 2393.9432 | 36194.9177 | 35217.0554 | 34239.193 | 33261.3307 | 32283.4683 |  | 0 |  |  |  |  | 1 | 1 | 1 | 1 | 1 | [5 empty] | 4.5914 | 16.4657 | 570.7763 | 26826.484 | 684.9315 | 0.072717 | 0.058368 | 0.062059 | 0.060187 | 0.055469 | 0.072717 | 0.058368 | 0.06206 | 0.060187 | 0.055469 | 100000 | 100000 | 0 | 0 | 0
8597 |  |  |  | 9795.2055 |  |  |  |  | 2113.4804 | 2171.8054 | 2230.1304 | 2288.4554 | 2346.7804 | 41258.8504 | 40144.178 | 39029.5055 | 37914.8331 | 36800.1607 |  | 0 |  |  |  |  | 1 | 1 | 1 | 1 | 1 | [5 empty] | 3.2285 | 16.2911 | 570.7763 | 26826.484 | 684.9315 | 0.074502 | 0.058696 | 0.063159 | 0.060475 | 0.055465 | 0.074502 | 0.058696 | 0.063159 | 0.060475 | 0.055465 | 100000 | 100000 | 0 | 0 | 0
8598 |  |  |  | 9795.2055 |  |  |  |  | 2466.3055 | 2505.628 | 2544.9505 | 2584.273 | 2623.5955 | 56693.4418 | 55161.7798 | 53630.1177 | 52098.4556 | 50566.7935 |  | 0 |  |  |  |  | 1 | 1 | 1 | 1 | 1 | [5 empty] | 2.6028 | 16.3548 | 570.7763 | 26826.484 | 684.9315 | 0.077638 | 0.063034 | 0.06376 | 0.0607 | 0.055411 | 0.077638 | 0.063034 | 0.06376 | 0.0607 | 0.055411 | 100000 | 100000 | 0 | 0 | 0
8599 |  |  |  | 9795.2055 |  |  |  |  | 2922.0862 | 2963.6087 | 3005.1312 | 3046.6537 | 3088.1762 | 67536.0275 | 65711.436 | 63886.8445 | 62062.253 | 60237.6615 |  | 0 |  |  |  |  | 1 | 1 | 1 | 1 | 1 | [5 empty] | 2.7521 | 16.0479 | 570.7763 | 26826.484 | 684.9315 | 0.084782 | 0.067917 | 0.06484 | 0.061573 | 0.055599 | 0.084782 | 0.067917 | 0.06484 | 0.061573 | 0.055599 | 100000 | 100000 | 0 | 0 | 0
8600 |  |  |  | 9795.2055 |  |  |  |  | 4350.7388 | 4393.2238 | 4435.7088 | 4478.1938 | 4520.6788 | 62616.7528 | 60925.0632 | 59233.3736 | 57541.684 | 55849.9944 |  | 0 |  |  |  |  | 1 | 1 | 1 | 1 | 1 | [5 empty] | 2.971 | 16.1126 | 570.7763 | 26826.484 | 684.9315 | 0.0892 | 0.077616 | 0.067082 | 0.062071 | 0.056331 | 0.0892 | 0.077616 | 0.067082 | 0.062071 | 0.056331 | 100000 | 100000 | 0 | 0 | 0
8601 |  |  |  | 9795.2055 |  |  |  |  | 5390.7053 | 5431.8153 | 5472.9253 | 5514.0353 | 5555.1453 | 61309.5469 | 59653.1735 | 57996.8001 | 56340.4267 | 54684.0534 |  | 0.01212 |  |  |  |  | 1 | 1 | 1 | 1 | 1 | [5 empty] | 2.916 | 16.218 | 570.7763 | 26826.484 | 684.9315 | 0.090914 | 0.080317 | 0.06839 | 0.063625 | 0.05762 | 0.090914 | 0.080317 | 0.06839 | 0.063625 | 0.05762 | 100000 | 100000 | 0 | 0 | 0
8602 |  |  |  | 9795.2055 |  |  |  |  | 6368.2045 | 6424.027 | 6479.8495 | 6535.672 | 6591.4945 | 59690.3437 | 58077.7156 | 56465.0875 | 54852.4594 | 53239.8314 |  | 0.03229 |  |  |  |  | 1 | 1 | 1 | 1 | 1 | [5 empty] | 2.8815 | 15.8993 | 570.7763 | 26826.484 | 684.9315 | 0.091702 | 0.08016 | 0.068209 | 0.063495 | 0.057288 | 0.091702 | 0.08016 | 0.068209 | 0.063495 | 0.057288 | 100000 | 100000 | 0 | 0 | 0
8603 |  |  |  | 9795.2055 |  |  |  |  | 7146.7334 | 7219.7434 | 7292.7534 | 7365.7634 | 7438.7734 | 58092.533 | 56523.0723 | 54953.6116 | 53384.1509 | 51814.6902 |  | 0.0912 |  |  |  |  | 1 | 1 | 1 | 1 | 1 | [5 empty] | 2.6867 | 15.3064 | 570.7763 | 26826.484 | 684.9315 | 0.092136 | 0.080219 | 0.069182 | 0.06392 | 0.057874 | 0.092136 | 0.080219 | 0.069182 | 0.06392 | 0.057874 | 100000 | 100000 | 0 | 0 | 0
8604 |  |  |  | 9795.2055 |  |  |  |  | 8257.265 | 8371.605 | 8485.945 | 8600.285 | 8714.625 | 55656.8013 | 54153.1457 | 52649.4901 | 51145.8345 | 49642.1789 |  | 0.0541 |  |  |  |  | 1 | 1 | 1 | 1 | 1 | [5 empty] | 2.5049 | 14.7014 | 570.7763 | 26826.484 | 684.9315 | 0.092279 | 0.079868 | 0.069008 | 0.063884 | 0.057466 | 0.092279 | 0.079868 | 0.069008 | 0.063884 | 0.057466 | 100000 | 100000 | 0 | 0 | 0
8605 |  |  |  | 9795.2055 |  |  |  |  | 7767.937 | 7946.9545 | 8125.972 | 8304.9895 | 8484.007 | 54808.8283 | 53328.082 | 51847.3357 | 50366.5894 | 48885.8431 |  | 0.33719 |  |  |  |  | 1 | 1 | 1 | 1 | 1 | [5 empty] | 2.5951 | 13.6278 | 570.7763 | 26826.484 | 684.9315 | 0.094131 | 0.080133 | 0.06898 | 0.063628 | 0.056941 | 0.094131 | 0.080133 | 0.06898 | 0.063628 | 0.056941 | 100000 | 100000 | 0 | 0 | 0
8606 |  |  |  | 9795.2055 |  |  |  |  | 6830.926 | 7066.9768 | 7303.0276 | 7539.0785 | 7775.1293 | 53910.531 | 52454.0536 | 50997.5762 | 49541.0988 | 48084.6214 |  | 0.14875 |  |  |  |  | 1 | 1 | 1 | 1 | 1 | [5 empty] | 2.8468 | 12.5535 | 570.7763 | 26826.484 | 684.9315 | 0.094707 | 0.080228 | 0.068996 | 0.063498 | 0.0571 | 0.094707 | 0.080228 | 0.068996 | 0.063498 | 0.0571 | 100000 | 100000 | 0 | 0 | 0
8607 |  |  |  | 9795.2055 |  |  |  |  | 6267.5626 | 6617.0742 | 6966.5859 | 7316.0976 | 7665.6092 | 54750.9651 | 53271.7821 | 51792.599 | 50313.416 | 48834.233 |  | 0.05758 |  |  |  |  | 1 | 1 | 1 | 1 | 1 | [5 empty] | 2.874 | 11.7408 | 570.7763 | 26826.484 | 684.9315 | 0.095119 | 0.08688 | 0.073227 | 0.065706 | 0.058386 | 0.095119 | 0.08688 | 0.073227 | 0.065706 | 0.058386 | 100000 | 100000 | 0 | 0 | 0
8608 |  |  |  | 9795.2055 |  |  |  |  | 6050.0835 | 6369.676 | 6689.2685 | 7008.861 | 7328.4535 | 55273.0871 | 53779.7981 | 52286.5092 | 50793.2202 | 49299.9312 |  | 0 |  |  |  |  | 1 | 1 | 1 | 1 | 1 | [5 empty] | 3.4813 | 11.1662 | 570.7763 | 26826.484 | 684.9315 | 0.099987 | 0.091516 | 0.084623 | 0.10049 | 0.09753 | 0.099987 | 0.091516 | 0.084623 | 0.10049 | 0.09753 | 100000 | 100000 | 0 | 0 | 0
8609 |  |  |  | 9795.2055 |  |  |  |  | 6530.157 | 6888.302 | 7246.447 | 7604.592 | 7962.737 | 58429.7248 | 56851.1543 | 55272.5838 | 53694.0133 | 52115.4429 |  | 0 |  |  |  |  | 1 | 1 | 1 | 1 | 1 | [5 empty] | 5.3939 | 10.5043 | 570.7763 | 26826.484 | 684.9315 | 0.10036 | 0.093206 | 0.085541 | 0.099799 | 0.097583 | 0.10036 | 0.093206 | 0.085541 | 0.099799 | 0.097583 | 100000 | 100000 | 0 | 0 | 0
8610 |  |  |  | 9795.2055 |  |  |  |  | 8246.8537 | 8640.1987 | 9033.5437 | 9426.8887 | 9820.2337 | 59876.5627 | 58258.9036 | 56641.2445 | 55023.5855 | 53405.9264 |  | 0 |  |  |  |  | 1 | 1 | 1 | 1 | 1 | [5 empty] | 6.8143 | 10.0741 | 570.7763 | 26826.484 | 684.9315 | 0.10197 | 0.098087 | 0.089273 | 0.10177 | 0.09906 | 0.10197 | 0.098087 | 0.089273 | 0.10177 | 0.09906 | 100000 | 100000 | 0 | 0 | 0
8611 |  |  |  | 9795.2055 |  |  |  |  | 8695.6936 | 9193.9736 | 9692.2536 | 10190.5336 | 10688.8136 | 60401.1977 | 58769.3648 | 57137.5319 | 55505.699 | 53873.866 |  | 0 |  |  |  |  | 1 | 1 | 1 | 1 | 1 | [5 empty] | 7.971 | 9.5826 | 570.7763 | 26826.484 | 684.9315 | 0.1026 | 0.09933 | 0.090446 | 0.10371 | 0.10148 | 0.1026 | 0.09933 | 0.090446 | 0.10371 | 0.10148 | 100000 | 100000 | 0 | 0 | 0
8612 |  |  |  | 9795.2055 |  |  |  |  | 8241.0697 | 8774.3289 | 9307.588 | 9840.8472 | 10374.1064 | 59979.7241 | 58359.278 | 56738.8319 | 55118.3857 | 53497.9396 |  | 0 |  |  |  |  | 1 | 1 | 1 | 1 | 1 | [5 empty] | 8.9677 | 9.4575 | 570.7763 | 26826.484 | 684.9315 | 0.10221 | 0.0983 | 0.089929 | 0.1028 | 0.10023 | 0.10221 | 0.0983 | 0.089929 | 0.1028 | 0.10023 | 100000 | 100000 | 0 | 0 | 0
8613 |  |  |  | 9795.2055 |  |  |  |  | 7118.9701 | 7605.7009 | 8092.4318 | 8579.1626 | 9065.8934 | 58087.5071 | 56518.1821 | 54948.8572 | 53379.5323 | 51810.2073 |  | 0 |  |  |  |  | 1 | 1 | 1 | 1 | 1 | [5 empty] | 4.8651 | 9.2182 | 570.7763 | 26826.484 | 684.9315 | 0.10186 | 0.097773 | 0.090014 | 0.10245 | 0.099536 | 0.10186 | 0.097773 | 0.090014 | 0.10245 | 0.099536 | 100000 | 100000 | 0 | 0 | 0
8614 |  |  |  | 9795.2055 |  |  |  |  | 6030.4178 | 6433.3045 | 6836.1911 | 7239.0778 | 7641.9645 | 52463.6931 | 51046.3043 | 49628.9155 | 48211.5267 | 46794.1379 |  | 0 |  |  |  |  | 1 | 1 | 1 | 1 | 1 | [5 empty] | 3.7306 | 8.5796 | 570.7763 | 26826.484 | 684.9315 | 0.09979 | 0.095842 | 0.08698 | 0.10053 | 0.098012 | 0.09979 | 0.095842 | 0.08698 | 0.10053 | 0.098012 | 100000 | 100000 | 0 | 0 | 0
8615 |  |  |  | 9795.2055 |  |  |  |  | 5911.267 | 6239.0537 | 6566.8403 | 6894.627 | 7222.4137 | 43240.3752 | 42072.1688 | 40903.9624 | 39735.756 | 38567.5495 |  | 0 |  |  |  |  | 1 | 1 | 1 | 1 | 1 | [5 empty] | 4.0706 | 7.826 | 570.7763 | 26826.484 | 684.9315 | 0.099085 | 0.093041 | 0.085176 | 0.099374 | 0.096745 | 0.099085 | 0.093041 | 0.085176 | 0.099374 | 0.096745 | 100000 | 100000 | 0 | 0 | 0
8616 |  |  |  | 9795.2055 |  |  |  |  | 4558.9635 | 4820.3135 | 5081.6635 | 5343.0135 | 5604.3635 | 34846.2153 | 33904.7903 | 32963.3652 | 32021.9402 | 31080.5151 |  | 0 |  |  |  |  | 1 | 1 | 1 | 1 | 1 | [5 empty] | 3.7195 | 7.1268 | 570.7763 | 26826.484 | 684.9315 | 0.098468 | 0.091928 | 0.084084 | 0.098879 | 0.095834 | 0.098468 | 0.091928 | 0.084084 | 0.098879 | 0.095834 | 100000 | 100000 | 0 | 0 | 0
8617 |  |  |  | 9795.2055 |  |  |  |  | 3975.7718 | 4355.2568 | 4734.7418 | 5114.2268 | 5493.7118 | 40886.5808 | 39781.9658 | 38677.3508 | 37572.7358 | 36468.1208 |  | 0 |  |  |  |  | 1 | 1 | 1 | 1 | 1 | [5 empty] | 4.8088 | 6.1885 | 570.7763 | 26826.484 | 684.9315 | 0.098119 | 0.091454 | 0.08319 | 0.097264 | 0.094385 | 0.098119 | 0.091454 | 0.08319 | 0.097264 | 0.094385 | 100000 | 100000 | 0 | 0 | 0
8618 |  |  |  | 9795.2055 |  |  |  |  | 3052.8455 | 3370.513 | 3688.1805 | 4005.848 | 4323.5155 | 40074.6375 | 38991.9584 | 37909.2794 | 36826.6003 | 35743.9212 |  | 0 |  |  |  |  | 1 | 1 | 1 | 1 | 1 | [5 empty] | 7.6939 | 4.9311 | 570.7763 | 26826.484 | 684.9315 | 0.098334 | 0.091855 | 0.083834 | 0.098008 | 0.09519 | 0.098334 | 0.091855 | 0.083834 | 0.098008 | 0.09519 | 100000 | 100000 | 0 | 0 | 0
8619 |  |  |  | 9795.2055 |  |  |  |  | 2251.6619 | 2452.5694 | 2653.4769 | 2854.3844 | 3055.2919 | 40247.9244 | 39160.5637 | 38073.203 | 36985.8424 | 35898.4817 |  | 0 |  |  |  |  | 1 | 1 | 1 | 1 | 1 | [5 empty] | 8.7022 | 4.3164 | 570.7763 | 26826.484 | 684.9315 | 0.098401 | 0.091945 | 0.083924 | 0.097919 | 0.095598 | 0.098401 | 0.091945 | 0.083924 | 0.097919 | 0.095598 | 100000 | 100000 | 0 | 0 | 0
8620 |  |  |  | 9795.2055 |  |  |  |  | 2001.2196 | 2100.5446 | 2199.8696 | 2299.1946 | 2398.5196 | 41676.1943 | 40550.2467 | 39424.2991 | 38298.3514 | 37172.4038 |  | 0 |  |  |  |  | 1 | 1 | 1 | 1 | 1 | [5 empty] | 7.966 | 4.0725 | 570.7763 | 26826.484 | 684.9315 | 0.096363 | 0.090221 | 0.078346 | 0.091652 | 0.094123 | 0.096363 | 0.090221 | 0.078346 | 0.091652 | 0.094123 | 100000 | 100000 | 0 | 0 | 0
8621 |  |  |  | 9795.2055 |  |  |  |  | 2118.3246 | 2176.6496 | 2234.9746 | 2293.2996 | 2351.6246 | 45300.9067 | 44077.0318 | 42853.1569 | 41629.282 | 40405.4071 |  | 0 |  |  |  |  | 1 | 1 | 1 | 1 | 1 | [5 empty] | 7.1375 | 4.7595 | 570.7763 | 26826.484 | 684.9315 | 0.096646 | 0.091227 | 0.078799 | 0.093513 | 0.094687 | 0.096646 | 0.091227 | 0.078799 | 0.093513 | 0.094687 | 100000 | 100000 | 0 | 0 | 0
8622 |  |  |  | 9795.2055 |  |  |  |  | 2471.9584 | 2511.2809 | 2550.6034 | 2589.9259 | 2629.2484 | 61700.5428 | 60033.606 | 58366.6693 | 56699.7326 | 55032.7958 |  | 0 |  |  |  |  | 1 | 1 | 1 | 1 | 1 | [5 empty] | 6.3661 | 5.2386 | 570.7763 | 26826.484 | 684.9315 | 0.097741 | 0.091481 | 0.080822 | 0.095656 | 0.097099 | 0.097741 | 0.091481 | 0.080822 | 0.095655 | 0.097099 | 100000 | 100000 | 0 | 0 | 0
8623 |  |  |  | 9795.2055 |  |  |  |  | 2928.7837 | 2970.3062 | 3011.8287 | 3053.3512 | 3094.8737 | 81129.1543 | 78937.3232 | 76745.4921 | 74553.661 | 72361.8298 |  | 0 |  |  |  |  | 1 | 1 | 1 | 1 | 1 | [5 empty] | 5.9676 | 5.1053 | 570.7763 | 26826.484 | 684.9315 | 0.09884 | 0.093216 | 0.082366 | 0.097439 | 0.099286 | 0.09884 | 0.093216 | 0.082366 | 0.097439 | 0.099286 | 100000 | 100000 | 0 | 0 | 0
8624 |  |  |  | 9795.2055 |  |  |  |  | 4360.7109 | 4403.1959 | 4445.6809 | 4488.1659 | 4530.6509 | 72154.0074 | 70204.6539 | 68255.3004 | 66305.947 | 64356.5935 |  | 0 |  |  |  |  | 1 | 1 | 1 | 1 | 1 | [5 empty] | 5.8923 | 4.4869 | 570.7763 | 26826.484 | 684.9315 | 0.10057 | 0.094894 | 0.085635 | 0.10107 | 0.10118 | 0.10057 | 0.094894 | 0.085635 | 0.10108 | 0.10118 | 100000 | 100000 | 0 | 0 | 0
8625 |  |  |  | 9795.2055 |  |  |  |  | 5403.0611 | 5444.1711 | 5485.2811 | 5526.3911 | 5567.5011 | 68180.0364 | 66338.0459 | 64496.0555 | 62654.0651 | 60812.0747 |  | 0.08539 |  |  |  |  | 1 | 1 | 1 | 1 | 1 | [5 empty] | 5.7793 | 3.6114 | 570.7763 | 26826.484 | 684.9315 | 0.10216 | 0.095948 | 0.088575 | 0.1035 | 0.10527 | 0.10216 | 0.095948 | 0.088575 | 0.1035 | 0.10527 | 100000 | 100000 | 0 | 0 | 0
8626 |  |  |  | 9795.2055 |  |  |  |  | 6382.8007 | 6438.6232 | 6494.4457 | 6550.2682 | 6606.0907 | 65401.2062 | 63634.2902 | 61867.3742 | 60100.4583 | 58333.5423 |  | 0.11204 |  |  |  |  | 1 | 1 | 1 | 1 | 1 | [5 empty] | 5.5531 | 4.1524 | 570.7763 | 26826.484 | 684.9315 | 0.1012 | 0.092022 | 0.082888 | 0.083092 | 0.086827 | 0.1012 | 0.092022 | 0.082887 | 0.083092 | 0.086827 | 100000 | 100000 | 0 | 0 | 0
8627 |  |  |  | 9795.2055 |  |  |  |  | 7163.114 | 7236.124 | 7309.134 | 7382.144 | 7455.154 | 63142.2367 | 61436.3504 | 59730.464 | 58024.5776 | 56318.6912 |  | 0.22333 |  |  |  |  | 1 | 1 | 1 | 1 | 1 | [5 empty] | 3.1009 | 4.8752 | 570.7763 | 26826.484 | 684.9315 | 0.1003 | 0.088832 | 0.081326 | 0.079247 | 0.081899 | 0.1003 | 0.088832 | 0.081326 | 0.079247 | 0.081899 | 100000 | 100000 | 0 | 0 | 0
8628 |  |  |  | 9795.2055 |  |  |  |  | 8276.191 | 8390.531 | 8504.871 | 8619.211 | 8733.551 | 61061.9051 | 59412.2221 | 57762.5392 | 56112.8562 | 54463.1733 |  | 0.27653 |  |  |  |  | 1 | 1 | 1 | 1 | 1 | [5 empty] | 1.5201 | 4.8865 | 570.7763 | 26826.484 | 684.9315 | 0.10034 | 0.088846 | 0.081841 | 0.07926 | 0.082145 | 0.10034 | 0.088846 | 0.081841 | 0.07926 | 0.082145 | 100000 | 100000 | 0 | 0 | 0
8629 |  |  |  | 9795.2055 |  |  |  |  | 7785.7414 | 7964.7589 | 8143.7764 | 8322.7939 | 8501.8114 | 59095.0182 | 57498.4738 | 55901.9294 | 54305.3849 | 52708.8405 |  | 0.34359 |  |  |  |  | 1 | 1 | 1 | 1 | 1 | [5 empty] | 0.82515 | 3.9529 | 570.7763 | 26826.484 | 684.9315 | 0.10035 | 0.088307 | 0.081454 | 0.078949 | 0.081662 | 0.10035 | 0.088307 | 0.081454 | 0.078949 | 0.081662 | 100000 | 100000 | 0 | 0 | 0
8630 |  |  |  | 9795.2055 |  |  |  |  | 6846.5828 | 7082.6336 | 7318.6844 | 7554.7353 | 7790.7861 | 58788.6416 | 57200.3745 | 55612.1073 | 54023.8401 | 52435.5729 |  | 0.18106 |  |  |  |  | 1 | 1 | 1 | 1 | 1 | [5 empty] | 0.23816 | 4.0497 | 570.7763 | 26826.484 | 684.9315 | 0.099892 | 0.087322 | 0.080121 | 0.078602 | 0.078966 | 0.099892 | 0.087322 | 0.080121 | 0.078602 | 0.078966 | 100000 | 100000 | 0 | 0 | 0
8631 |  |  |  | 9795.2055 |  |  |  |  | 6281.9281 | 6631.4398 | 6980.9514 | 7330.4631 | 7679.9748 | 58109.788 | 56539.8611 | 54969.9342 | 53400.0073 | 51830.0804 |  | 0.14244 |  |  |  |  | 1 | 1 | 1 | 1 | 1 | [5 empty] | 0.67983 | 4.2757 | 570.7763 | 26826.484 | 684.9315 | 0.10237 | 0.091177 | 0.081506 | 0.088922 | 0.088809 | 0.10237 | 0.091177 | 0.081506 | 0.088922 | 0.088809 | 100000 | 100000 | 0 | 0 | 0
8632 |  |  |  | 9795.2055 |  |  |  |  | 6063.9505 | 6383.543 | 6703.1355 | 7022.728 | 7342.3205 | 60357.1482 | 58726.5054 | 57095.8626 | 55465.2197 | 53834.5769 |  | 0.06666 |  |  |  |  | 1 | 1 | 1 | 1 | 1 | [5 empty] | 1.1133 | 4.0644 | 570.7763 | 26826.484 | 684.9315 | 0.10554 | 0.098474 | 0.091643 | 0.1234 | 0.11625 | 0.10554 | 0.098474 | 0.091643 | 0.1234 | 0.11625 | 100000 | 100000 | 0 | 0 | 0
8633 |  |  |  | 9795.2055 |  |  |  |  | 6545.1244 | 6903.2694 | 7261.4144 | 7619.5594 | 7977.7044 | 65153.7831 | 63393.5516 | 61633.3202 | 59873.0887 | 58112.8573 |  | 0 |  |  |  |  | 1 | 1 | 1 | 1 | 1 | [5 empty] | 1.0048 | 4.0494 | 570.7763 | 26826.484 | 684.9315 | 0.10543 | 0.10155 | 0.09315 | 0.12581 | 0.1185 | 0.10543 | 0.10155 | 0.09315 | 0.12581 | 0.1185 | 100000 | 100000 | 0 | 0 | 0
8634 |  |  |  | 9795.2055 |  |  |  |  | 8265.7559 | 8659.1009 | 9052.4459 | 9445.7909 | 9839.1359 | 67109.9495 | 65296.8691 | 63483.7888 | 61670.7084 | 59857.6281 |  | 0 |  |  |  |  | 1 | 1 | 1 | 1 | 1 | [5 empty] | 0.4174 | 4.0658 | 570.7763 | 26826.484 | 684.9315 | 0.10582 | 0.10226 | 0.094278 | 0.12626 | 0.11939 | 0.10582 | 0.10226 | 0.094278 | 0.12626 | 0.11939 | 100000 | 100000 | 0 | 0 | 0
8635 |  |  |  | 9795.2055 |  |  |  |  | 8715.6245 | 9213.9045 | 9712.1845 | 10210.4645 | 10708.7445 | 66010.3858 | 64227.0119 | 62443.638 | 60660.2641 | 58876.8902 |  | 0 |  |  |  |  | 1 | 1 | 1 | 1 | 1 | [5 empty] | 0.61005 | 4.0075 | 570.7763 | 26826.484 | 684.9315 | 0.10625 | 0.10353 | 0.09454 | 0.12732 | 0.11972 | 0.10625 | 0.10353 | 0.09454 | 0.12732 | 0.11972 | 100000 | 100000 | 0 | 0 | 0
8636 |  |  |  | 9795.2055 |  |  |  |  | 8259.9586 | 8793.2178 | 9326.4769 | 9859.7361 | 10392.9953 | 66335.5186 | 64543.3607 | 62751.2028 | 60959.045 | 59166.8871 |  | 0 |  |  |  |  | 1 | 1 | 1 | 1 | 1 | [5 empty] | 1.274 | 4.2281 | 570.7763 | 26826.484 | 684.9315 | 0.10639 | 0.10332 | 0.094847 | 0.12775 | 0.11989 | 0.10639 | 0.10332 | 0.094847 | 0.12775 | 0.11989 | 100000 | 100000 | 0 | 0 | 0
8637 |  |  |  | 9795.2055 |  |  |  |  | 7135.2871 | 7622.0179 | 8108.7488 | 8595.4796 | 9082.2104 | 65073.3886 | 63315.3291 | 61557.2697 | 59799.2102 | 58041.1507 |  | 0 |  |  |  |  | 1 | 1 | 1 | 1 | 1 | [5 empty] | 0.71479 | 6.2153 | 570.7763 | 26826.484 | 684.9315 | 0.10416 | 0.10274 | 0.094922 | 0.12756 | 0.12015 | 0.10416 | 0.10274 | 0.094922 | 0.12756 | 0.12015 | 100000 | 100000 | 0 | 0 | 0
8638 |  |  |  | 9795.2055 |  |  |  |  | 6044.2398 | 6447.1264 | 6850.0131 | 7252.8998 | 7655.7864 | 60350.0012 | 58719.5515 | 57089.1017 | 55458.652 | 53828.2022 |  | 0 |  |  |  |  | 1 | 1 | 1 | 1 | 1 | [5 empty] | 0.78966 | 4.8389 | 570.7763 | 26826.484 | 684.9315 | 0.10354 | 0.10236 | 0.094882 | 0.127 | 0.11985 | 0.10354 | 0.10236 | 0.094882 | 0.127 | 0.11985 | 100000 | 100000 | 0 | 0 | 0
8639 |  |  |  | 9795.2055 |  |  |  |  | 5924.8159 | 6252.6026 | 6580.3892 | 6908.1759 | 7235.9626 | 52502.0986 | 51083.6722 | 49665.2458 | 48246.8195 | 46828.3931 |  | 0 |  |  |  |  | 1 | 1 | 1 | 1 | 1 | [5 empty] | 1.1739 | 5.6681 | 570.7763 | 26826.484 | 684.9315 | 0.1028 | 0.099891 | 0.09413 | 0.12681 | 0.11918 | 0.1028 | 0.099891 | 0.09413 | 0.12681 | 0.11918 | 100000 | 100000 | 0 | 0 | 0
8640 |  |  |  | 9795.2055 |  |  |  |  | 4569.4128 | 4830.7628 | 5092.1128 | 5353.4628 | 5614.8128 | 42721.2667 | 41567.0848 | 40412.9029 | 39258.721 | 38104.5391 |  | 0 |  |  |  |  | 1 | 1 | 1 | 1 | 1 | [5 empty] | 1.1897 | 6.7094 | 570.7763 | 26826.484 | 684.9315 | 0.10193 | 0.097996 | 0.093453 | 0.12625 | 0.11924 | 0.10193 | 0.097996 | 0.093453 | 0.12625 | 0.11924 | 100000 | 100000 | 0 | 0 | 0
8641 |  |  |  | 9795.2055 |  |  |  |  | 3342.0609 | 3554.4901 | 3766.9192 | 3979.3484 | 4191.7776 | 42533.6443 | 41384.5313 | 40235.4183 | 39086.3053 | 37937.1924 |  | 0 |  |  |  |  | 1 | 1 | 1 | 1 | 1 | [5 empty] | 1.2558 | 6.6796 | 570.7763 | 26826.484 | 684.9315 | 0.10177 | 0.098164 | 0.092848 | 0.12606 | 0.11861 | 0.10177 | 0.098164 | 0.092848 | 0.12606 | 0.11861 | 100000 | 100000 | 0 | 0 | 0
8642 |  |  |  | 9795.2055 |  |  |  |  | 2381.0441 | 2480.6991 | 2580.3541 | 2680.0091 | 2779.6641 | 41689.906 | 40563.5879 | 39437.2698 | 38310.9518 | 37184.6337 |  | 0 |  |  |  |  | 1 | 1 | 1 | 1 | 1 | [5 empty] | 0.79105 | 6.5558 | 570.7763 | 26826.484 | 684.9315 | 0.10187 | 0.098268 | 0.093063 | 0.12586 | 0.11863 | 0.10187 | 0.098268 | 0.093063 | 0.12586 | 0.11863 | 100000 | 100000 | 0 | 0 | 0
8643 |  |  |  | 9795.2055 |  |  |  |  | 1800.0182 | 1848.3607 | 1896.7032 | 1945.0457 | 1993.3882 | 41873.702 | 40742.4184 | 39611.1348 | 38479.8511 | 37348.5675 |  | 0 |  |  |  |  | 1 | 1 | 1 | 1 | 1 | [5 empty] | 1.8341 | 7.3285 | 570.7763 | 26826.484 | 684.9315 | 0.10227 | 0.098287 | 0.093176 | 0.12579 | 0.11843 | 0.10227 | 0.098287 | 0.093176 | 0.12579 | 0.11843 | 100000 | 100000 | 0 | 0 | 0
8644 |  |  |  | 9795.2055 |  |  |  |  | 1686.1371 | 1727.6596 | 1769.1821 | 1810.7046 | 1852.2271 | 43358.1616 | 42186.7729 | 41015.3843 | 39843.9957 | 38672.6071 |  | 0 |  |  |  |  | 1 | 1 | 1 | 1 | 1 | [5 empty] | 1.7511 | 7.683 | 570.7763 | 26826.484 | 684.9315 | 0.099936 | 0.096573 | 0.093971 | 0.12657 | 0.11911 | 0.099936 | 0.096573 | 0.093971 | 0.12657 | 0.11911 | 100000 | 100000 | 0 | 0 | 0
8645 |  |  |  | 9795.2055 |  |  |  |  | 1903.4408 | 1944.1383 | 1984.8358 | 2025.5333 | 2066.2308 | 47114.2509 | 45841.3856 | 44568.5204 | 43295.6551 | 42022.7899 |  | 0 |  |  |  |  | 1 | 1 | 1 | 1 | 1 | [5 empty] | 1.1688 | 7.8632 | 570.7763 | 26826.484 | 684.9315 | 0.1002 | 0.096131 | 0.093893 | 0.12592 | 0.11852 | 0.1002 | 0.096131 | 0.093893 | 0.12592 | 0.11852 | 100000 | 100000 | 0 | 0 | 0
8646 |  |  |  | 9795.2055 |  |  |  |  | 2778.4658 | 2819.5758 | 2860.6858 | 2901.7958 | 2942.9058 | 64111.663 | 62379.5861 | 60647.5092 | 58915.4322 | 57183.3553 |  | 0 |  |  |  |  | 1 | 1 | 1 | 1 | 1 | [5 empty] | 1.1416 | 6.8738 | 570.7763 | 26826.484 | 684.9315 | 0.10269 | 0.099762 | 0.095298 | 0.12819 | 0.12081 | 0.10269 | 0.099761 | 0.095298 | 0.12819 | 0.12081 | 100000 | 100000 | 0 | 0 | 0
8647 |  |  |  | 9795.2055 |  |  |  |  | 4360.0182 | 4400.9907 | 4441.9632 | 4482.9357 | 4523.9082 | 84437.3738 | 82156.166 | 79874.9582 | 77593.7503 | 75312.5425 |  | 0 |  |  |  |  | 1 | 1 | 1 | 1 | 1 | [5 empty] | 1.903 | 6.5254 | 570.7763 | 26826.484 | 684.9315 | 0.1058 | 0.10402 | 0.10163 | 0.13412 | 0.1253 | 0.1058 | 0.10402 | 0.10163 | 0.13412 | 0.1253 | 100000 | 100000 | 0 | 0 | 0
8648 |  |  |  | 9795.2055 |  |  |  |  | 5702.188 | 5744.123 | 5786.058 | 5827.993 | 5869.928 | 75099.6842 | 73070.7487 | 71041.8131 | 69012.8776 | 66983.9421 |  | 0 |  |  |  |  | 1 | 1 | 1 | 1 | 1 | [5 empty] | 2.952 | 5.6527 | 570.7763 | 26826.484 | 684.9315 | 0.1104 | 0.11038 | 0.10919 | 0.14752 | 0.13395 | 0.1104 | 0.11038 | 0.10919 | 0.14752 | 0.13395 | 100000 | 100000 | 0 | 0 | 0
8649 |  |  |  | 9795.2055 |  |  |  |  | 4828.3251 | 4877.8226 | 4927.3201 | 4976.8176 | 5026.3151 | 70951.6523 | 69034.7824 | 67117.9124 | 65201.0424 | 63284.1725 |  | 0.0581 |  |  |  |  | 1 | 1 | 1 | 1 | 1 | [5 empty] | 4.2389 | 5.0233 | 570.7763 | 26826.484 | 684.9315 | 0.10992 | 0.11114 | 0.1101 | 0.14889 | 0.13521 | 0.10992 | 0.11114 | 0.1101 | 0.14889 | 0.13521 | 100000 | 100000 | 0 | 0 | 0
8650 |  |  |  | 9795.2055 |  |  |  |  | 4282.1608 | 4356.9033 | 4431.6458 | 4506.3883 | 4581.1308 | 68059.0699 | 66220.3476 | 64381.6252 | 62542.9029 | 60704.1806 |  | 0.07431 |  |  |  |  | 1 | 1 | 1 | 1 | 1 | [5 empty] | 4.8574 | 3.8563 | 570.7763 | 26826.484 | 684.9315 | 0.10976 | 0.11043 | 0.10845 | 0.14792 | 0.13513 | 0.10976 | 0.11043 | 0.10845 | 0.14792 | 0.13513 | 100000 | 100000 | 0 | 0 | 0
8651 |  |  |  | 9795.2055 |  |  |  |  | 4358.8562 | 4463.5987 | 4568.3412 | 4673.0837 | 4777.8262 | 65717.8754 | 63942.4042 | 62166.9329 | 60391.4616 | 58615.9903 |  | 0.20526 |  |  |  |  | 1 | 1 | 1 | 1 | 1 | [5 empty] | 4.5446 | 3.1082 | 570.7763 | 26826.484 | 684.9315 | 0.10975 | 0.11046 | 0.10842 | 0.14852 | 0.13551 | 0.10975 | 0.11046 | 0.10842 | 0.14852 | 0.13551 | 100000 | 100000 | 0 | 0 | 0
8652 |  |  |  | 9795.2055 |  |  |  |  | 5039.8185 | 5207.5619 | 5375.3052 | 5543.0485 | 5710.7919 | 63530.4494 | 61814.0749 | 60097.7003 | 58381.3258 | 56664.9513 |  | 0.28841 |  |  |  |  | 1 | 1 | 1 | 1 | 1 | [5 empty] | 4.5209 | 2.3604 | 570.7763 | 26826.484 | 684.9315 | 0.10981 | 0.11052 | 0.10857 | 0.14862 | 0.13579 | 0.10981 | 0.11052 | 0.10857 | 0.14862 | 0.13579 | 100000 | 100000 | 0 | 0 | 0
8653 |  |  |  | 9795.2055 |  |  |  |  | 4862.0246 | 5066.8921 | 5271.7596 | 5476.6271 | 5681.4946 | 61481.6053 | 59820.5835 | 58159.5617 | 56498.5399 | 54837.5181 |  | 0.38967 |  |  |  |  | 1 | 1 | 1 | 1 | 1 | [5 empty] | 4.3934 | 2.1919 | 570.7763 | 26826.484 | 684.9315 | 0.10979 | 0.11054 | 0.10847 | 0.1477 | 0.13512 | 0.10979 | 0.11054 | 0.10847 | 0.1477 | 0.13512 | 100000 | 100000 | 0 | 0 | 0
8654 |  |  |  | 9795.2055 |  |  |  |  | 4851.5661 | 5112.9161 | 5374.2661 | 5635.6161 | 5896.9661 | 61164.3569 | 59511.9061 | 57859.4552 | 56207.0044 | 54554.5535 |  | 0.05517 |  |  |  |  | 1 | 1 | 1 | 1 | 1 | [5 empty] | 5.0849 | 0.94689 | 570.7763 | 26826.484 | 684.9315 | 0.10987 | 0.11063 | 0.11001 | 0.14778 | 0.13501 | 0.10987 | 0.11063 | 0.11001 | 0.14778 | 0.13501 | 100000 | 100000 | 0 | 0 | 0
8655 |  |  |  | 9795.2055 |  |  |  |  | 4831.8113 | 5147.1138 | 5462.4163 | 5777.7188 | 6093.0213 | 60454.071 | 58820.8096 | 57187.5483 | 55554.2869 | 53921.0255 |  | 0.18506 |  |  |  |  | 1 | 1 | 1 | 1 | 1 | [5 empty] | 6.1665 | 0.57788 | 570.7763 | 26826.484 | 684.9315 | 0.1147 | 0.12585 | 0.13175 | 0.15457 | 0.14325 | 0.1147 | 0.12585 | 0.13175 | 0.15457 | 0.14325 | 100000 | 100000 | 0 | 0 | 0
8656 |  |  |  | 9795.2055 |  |  |  |  | 4543.6224 | 4976.8949 | 5410.1674 | 5843.4399 | 6276.7124 | 62794.7179 | 61098.2203 | 59401.7227 | 57705.2251 | 56008.7275 |  | 0.02458 |  |  |  |  | 1 | 1 | 1 | 1 | 1 | [5 empty] | 7.8326 | 1.324 | 570.7763 | 26826.484 | 684.9315 | 0.11745 | 0.13003 | 0.13152 | 0.15476 | 0.1426 | 0.11745 | 0.13003 | 0.13152 | 0.15476 | 0.1426 | 100000 | 100000 | 0 | 0 | 0
8657 |  |  |  | 9795.2055 |  |  |  |  | 4911.9928 | 5538.9678 | 6165.9428 | 6792.9178 | 7419.8928 | 67805.1617 | 65973.2991 | 64141.4365 | 62309.5739 | 60477.7113 |  | 0 |  |  |  |  | 1 | 1 | 1 | 1 | 1 | [5 empty] | 8.1223 | 2.2779 | 570.7763 | 26826.484 | 684.9315 | 0.11746 | 0.1295 | 0.13153 | 0.15288 | 0.1411 | 0.11746 | 0.1295 | 0.13153 | 0.15288 | 0.1411 | 100000 | 100000 | 0 | 0 | 0
8658 |  |  |  | 9795.2055 |  |  |  |  | 6694.5802 | 7473.0744 | 8251.5686 | 9030.0627 | 9808.5569 | 69835.3323 | 67948.6214 | 66061.9106 | 64175.1998 | 62288.4889 |  | 0 |  |  |  |  | 1 | 1 | 1 | 1 | 1 | [5 empty] | 8.3375 | 3.0303 | 570.7763 | 26826.484 | 684.9315 | 0.11733 | 0.12954 | 0.13111 | 0.15284 | 0.14126 | 0.11733 | 0.12954 | 0.13111 | 0.15284 | 0.14126 | 100000 | 100000 | 0 | 0 | 0
8659 |  |  |  | 9795.2055 |  |  |  |  | 7836.8771 | 8711.343 | 9585.8088 | 10460.2746 | 11334.7405 | 68687.3421 | 66831.646 | 64975.9499 | 63120.2539 | 61264.5578 |  | 0 |  |  |  |  | 1 | 1 | 1 | 1 | 1 | [5 empty] | 7.9078 | 4.4584 | 570.7763 | 26826.484 | 684.9315 | 0.11737 | 0.12969 | 0.13124 | 0.15304 | 0.14124 | 0.11737 | 0.12969 | 0.13124 | 0.15304 | 0.14124 | 100000 | 100000 | 0 | 0 | 0
8660 |  |  |  | 9795.2055 |  |  |  |  | 8226.1645 | 8975.7845 | 9725.4045 | 10475.0245 | 11224.6445 | 69017.587 | 67152.9689 | 65288.3507 | 63423.7325 | 61559.1144 |  | 0 |  |  |  |  | 1 | 1 | 1 | 1 | 1 | [5 empty] | 7.5952 | 5.9953 | 570.7763 | 26826.484 | 684.9315 | 0.11715 | 0.12955 | 0.13135 | 0.15273 | 0.14091 | 0.11715 | 0.12955 | 0.13135 | 0.15273 | 0.14092 | 100000 | 100000 | 0 | 0 | 0
8661 |  |  |  | 9795.2055 |  |  |  |  | 7298.8472 | 7938.3622 | 8577.8772 | 9217.3922 | 9856.9072 | 67704.4744 | 65875.332 | 64046.1897 | 62217.0473 | 60387.9049 |  | 0 |  |  |  |  | 1 | 1 | 1 | 1 | 1 | [5 empty] | 7.2587 | 6.4595 | 570.7763 | 26826.484 | 684.9315 | 0.11547 | 0.12731 | 0.13005 | 0.15124 | 0.14069 | 0.11547 | 0.12731 | 0.13005 | 0.15124 | 0.14069 | 100000 | 100000 | 0 | 0 | 0
8662 |  |  |  | 9795.2055 |  |  |  |  | 6199.5462 | 6730.4128 | 7261.2795 | 7792.1462 | 8323.0128 | 62782.2689 | 61086.1076 | 59389.9463 | 57693.7851 | 55997.6238 |  | 0 |  |  |  |  | 1 | 1 | 1 | 1 | 1 | [5 empty] | 6.9839 | 7.0987 | 570.7763 | 26826.484 | 684.9315 | 0.11333 | 0.11165 | 0.12836 | 0.14767 | 0.13522 | 0.11333 | 0.11165 | 0.12836 | 0.14767 | 0.13522 | 100000 | 100000 | 0 | 0 | 0
8663 |  |  |  | 9795.2055 |  |  |  |  | 5953.1912 | 6412.9737 | 6872.7562 | 7332.5387 | 7792.3212 | 54581.7629 | 53107.1511 | 51632.5393 | 50157.9276 | 48683.3158 |  | 0 |  |  |  |  | 1 | 1 | 1 | 1 | 1 | [5 empty] | 6.7351 | 8.075 | 570.7763 | 26826.484 | 684.9315 | 0.10995 | 0.10782 | 0.10858 | 0.13632 | 0.12987 | 0.10995 | 0.10782 | 0.10858 | 0.13632 | 0.12987 | 100000 | 100000 | 0 | 0 | 0
8664 |  |  |  | 9795.2055 |  |  |  |  | 4436.7136 | 4839.9586 | 5243.2036 | 5646.4486 | 6049.6936 | 44430.91 | 43230.5394 | 42030.1688 | 40829.7982 | 39629.4277 |  | 0 |  |  |  |  | 1 | 1 | 1 | 1 | 1 | [5 empty] | 6.4414 | 8.512 | 570.7763 | 26826.484 | 684.9315 | 0.10885 | 0.10703 | 0.10825 | 0.13419 | 0.12784 | 0.10885 | 0.10703 | 0.10825 | 0.13419 | 0.12784 | 100000 | 100000 | 0 | 0 | 0
8665 |  |  |  | 9795.2055 |  |  |  |  | 3349.367 | 3548.7345 | 3748.102 | 3947.4695 | 4146.837 | 40494.1686 | 39400.1552 | 38306.1419 | 37212.1285 | 36118.1152 |  | 0 |  |  |  |  | 1 | 1 | 1 | 1 | 1 | [5 empty] | 6.01 | 8.5549 | 570.7763 | 26826.484 | 684.9315 | 0.10886 | 0.10679 | 0.10784 | 0.13353 | 0.12784 | 0.10886 | 0.10679 | 0.10784 | 0.13353 | 0.12784 | 100000 | 100000 | 0 | 0 | 0
8666 |  |  |  | 9795.2055 |  |  |  |  | 2386.2493 | 2486.8943 | 2587.5393 | 2688.1843 | 2788.8293 | 39689.8139 | 38617.5314 | 37545.249 | 36472.9665 | 35400.6841 |  | 0 |  |  |  |  | 1 | 1 | 1 | 1 | 1 | [5 empty] | 5.0643 | 8.3779 | 570.7763 | 26826.484 | 684.9315 | 0.10888 | 0.10679 | 0.10797 | 0.13402 | 0.12799 | 0.10888 | 0.10679 | 0.10797 | 0.13402 | 0.128 | 100000 | 100000 | 0 | 0 | 0
8667 |  |  |  | 9795.2055 |  |  |  |  | 1803.9532 | 1855.1007 | 1906.2482 | 1957.3957 | 2008.5432 | 39860.6488 | 38783.751 | 37706.8532 | 36629.9553 | 35553.0575 |  | 0 |  |  |  |  | 1 | 1 | 1 | 1 | 1 | [5 empty] | 3.8004 | 8.2233 | 570.7763 | 26826.484 | 684.9315 | 0.10889 | 0.10673 | 0.10798 | 0.13416 | 0.12807 | 0.10889 | 0.10674 | 0.10798 | 0.13416 | 0.12807 | 100000 | 100000 | 0 | 0 | 0
8668 |  |  |  | 9795.2055 |  |  |  |  | 1689.8232 | 1731.6207 | 1773.4182 | 1815.2157 | 1857.0132 | 41275.5118 | 40160.3893 | 39045.2667 | 37930.1441 | 36815.0216 |  | 0 |  |  |  |  | 1 | 1 | 1 | 1 | 1 | [5 empty] | 3.2568 | 8.1762 | 570.7763 | 26826.484 | 684.9315 | 0.10553 | 0.10136 | 0.10372 | 0.12346 | 0.12071 | 0.10553 | 0.10136 | 0.10372 | 0.12346 | 0.12071 | 100000 | 100000 | 0 | 0 | 0
8669 |  |  |  | 9795.2055 |  |  |  |  | 1907.6019 | 1949.5369 | 1991.4719 | 2033.4069 | 2075.3419 | 44868.7087 | 43656.5103 | 42444.3119 | 41232.1135 | 40019.9151 |  | 0 |  |  |  |  | 1 | 1 | 1 | 1 | 1 | [5 empty] | 2.4681 | 8.4956 | 570.7763 | 26826.484 | 684.9315 | 0.10497 | 0.10012 | 0.10257 | 0.12348 | 0.11521 | 0.10497 | 0.10012 | 0.10257 | 0.12348 | 0.11521 | 100000 | 100000 | 0 | 0 | 0
8670 |  |  |  | 9795.2055 |  |  |  |  | 2784.5398 | 2826.1998 | 2867.8598 | 2909.5198 | 2951.1798 | 61125.0014 | 59473.6139 | 57822.2263 | 56170.8387 | 54519.4511 |  | 0 |  |  |  |  | 1 | 1 | 1 | 1 | 1 | [5 empty] | 2.0131 | 8.8645 | 570.7763 | 26826.484 | 684.9315 | 0.10517 | 0.099593 | 0.10037 | 0.1172 | 0.11373 | 0.10517 | 0.099593 | 0.10037 | 0.1172 | 0.11373 | 100000 | 100000 | 0 | 0 | 0
8671 |  |  |  | 9795.2055 |  |  |  |  | 4369.5498 | 4409.5598 | 4449.5698 | 4489.5798 | 4529.5898 | 80341.5604 | 78171.0074 | 76000.4544 | 73829.9013 | 71659.3483 |  | 0 |  |  |  |  | 1 | 1 | 1 | 1 | 1 | [5 empty] | 3.0665 | 8.8517 | 570.7763 | 26826.484 | 684.9315 | 0.10721 | 0.099862 | 0.09809 | 0.11672 | 0.11002 | 0.10721 | 0.099862 | 0.09809 | 0.11673 | 0.11002 | 100000 | 100000 | 0 | 0 | 0
8672 |  |  |  | 9795.2055 |  |  |  |  | 5714.6537 | 5756.5887 | 5798.5237 | 5840.4587 | 5882.3937 | 71452.7746 | 69522.3661 | 67591.9575 | 65661.5489 | 63731.1404 |  | 0 |  |  |  |  | 1 | 1 | 1 | 1 | 1 | [5 empty] | 4.2986 | 9.3364 | 570.7763 | 26826.484 | 684.9315 | 0.11179 | 0.10536 | 0.10327 | 0.12073 | 0.11363 | 0.11179 | 0.10536 | 0.10327 | 0.12073 | 0.11363 | 100000 | 100000 | 0 | 0 | 0
8673 |  |  |  | 9795.2055 |  |  |  |  | 4838.8804 | 4888.7079 | 4938.5354 | 4988.3629 | 5038.1904 | 67520.0683 | 65695.9079 | 63871.7476 | 62047.5872 | 60223.4269 |  | 0.00751 |  |  |  |  | 1 | 1 | 1 | 1 | 1 | [5 empty] | 4.7998 | 9.7527 | 570.7763 | 26826.484 | 684.9315 | 0.11257 | 0.10711 | 0.10823 | 0.12674 | 0.12233 | 0.11257 | 0.10711 | 0.10823 | 0.12674 | 0.12233 | 100000 | 100000 | 0 | 0 | 0
8674 |  |  |  | 9795.2055 |  |  |  |  | 4291.5221 | 4366.5121 | 4441.5021 | 4516.4921 | 4591.4821 | 64768.3129 | 63018.4955 | 61268.6782 | 59518.8608 | 57769.0434 |  | 0.01482 |  |  |  |  | 1 | 1 | 1 | 1 | 1 | [5 empty] | 6.508 | 10.377 | 570.7763 | 26826.484 | 684.9315 | 0.11072 | 0.10518 | 0.10655 | 0.12666 | 0.12179 | 0.11072 | 0.10518 | 0.10655 | 0.12666 | 0.12179 | 100000 | 100000 | 0 | 0 | 0
8675 |  |  |  | 9795.2055 |  |  |  |  | 4368.3852 | 4477.4177 | 4586.4502 | 4695.4827 | 4804.5152 | 62529.0624 | 60839.7419 | 59150.4214 | 57461.1009 | 55771.7804 |  | 0.01538 |  |  |  |  | 1 | 1 | 1 | 1 | 1 | [5 empty] | 5.8192 | 10.5517 | 570.7763 | 26826.484 | 684.9315 | 0.111 | 0.10736 | 0.10967 | 0.13059 | 0.12279 | 0.111 | 0.10736 | 0.10967 | 0.13059 | 0.12279 | 100000 | 100000 | 0 | 0 | 0
8676 |  |  |  | 9795.2055 |  |  |  |  | 5050.8362 | 5216.3787 | 5381.9212 | 5547.4637 | 5713.0062 | 60473.9039 | 58840.1067 | 57206.3095 | 55572.5123 | 53938.7151 |  | 0.06912 |  |  |  |  | 1 | 1 | 1 | 1 | 1 | [5 empty] | 5.6432 | 9.5233 | 570.7763 | 26826.484 | 684.9315 | 0.11131 | 0.10782 | 0.1104 | 0.13154 | 0.12291 | 0.11131 | 0.10782 | 0.1104 | 0.13154 | 0.12291 | 100000 | 100000 | 0 | 0 | 0
8677 |  |  |  | 9795.2055 |  |  |  |  | 4872.6536 | 5075.4586 | 5278.2636 | 5481.0686 | 5683.8736 | 58526.5033 | 56945.3182 | 55364.133 | 53782.9479 | 52201.7628 |  | 0.12205 |  |  |  |  | 1 | 1 | 1 | 1 | 1 | [5 empty] | 4.094 | 9.2419 | 570.7763 | 26826.484 | 684.9315 | 0.11155 | 0.10848 | 0.11208 | 0.13355 | 0.12447 | 0.11155 | 0.10848 | 0.11208 | 0.13355 | 0.12447 | 100000 | 100000 | 0 | 0 | 0
8678 |  |  |  | 9795.2055 |  |  |  |  | 4862.1722 | 5134.9622 | 5407.7522 | 5680.5422 | 5953.3322 | 58222.7385 | 56649.7601 | 55076.7816 | 53503.8032 | 51930.8248 |  | 0.02457 |  |  |  |  | 1 | 1 | 1 | 1 | 1 | [5 empty] | 1.9707 | 9.7124 | 570.7763 | 26826.484 | 684.9315 | 0.11367 | 0.10938 | 0.11192 | 0.13406 | 0.12668 | 0.11367 | 0.10938 | 0.11192 | 0.13406 | 0.12668 | 100000 | 100000 | 0 | 0 | 0
8679 |  |  |  | 9795.2055 |  |  |  |  | 4842.3742 | 5167.3292 | 5492.2842 | 5817.2392 | 6142.1942 | 57551.3136 | 55996.4748 | 54441.6359 | 52886.7971 | 51331.9583 |  | 0.01115 |  |  |  |  | 1 | 1 | 1 | 1 | 1 | [5 empty] | 0.84242 | 9.2456 | 570.7763 | 26826.484 | 684.9315 | 0.11597 | 0.1328 | 0.14801 | 0.14771 | 0.14819 | 0.11597 | 0.1328 | 0.14801 | 0.14771 | 0.14819 | 100000 | 100000 | 0 | 0 | 0
8680 |  |  |  | 9795.2055 |  |  |  |  | 4553.5553 | 4983.9678 | 5414.3803 | 5844.7928 | 6275.2053 | 59776.4888 | 58161.5333 | 56546.5779 | 54931.6225 | 53316.6671 |  | 0.01123 |  |  |  |  | 1 | 1 | 1 | 1 | 1 | [5 empty] | 1.1822 | 9.3783 | 570.7763 | 26826.484 | 684.9315 | 0.11817 | 0.13802 | 0.18032 | 0.16971 | 0.16215 | 0.11817 | 0.13802 | 0.18032 | 0.16971 | 0.16215 | 100000 | 100000 | 0 | 0 | 0
8681 |  |  |  | 9795.2055 |  |  |  |  | 4922.731 | 5574.456 | 6226.181 | 6877.906 | 7529.631 | 64522.486 | 62779.3101 | 61036.1341 | 59292.9581 | 57549.7822 |  | 0 |  |  |  |  | 1 | 1 | 1 | 1 | 1 | [5 empty] | 2.3477 | 9.5955 | 570.7763 | 26826.484 | 684.9315 | 0.11836 | 0.1352 | 0.17536 | 0.16699 | 0.16007 | 0.11836 | 0.1352 | 0.17536 | 0.16699 | 0.16007 | 100000 | 100000 | 0 | 0 | 0
8682 |  |  |  | 9795.2055 |  |  |  |  | 6709.2154 | 7492.9346 | 8276.6537 | 9060.3729 | 9844.0921 | 66460.9505 | 64665.4039 | 62869.8572 | 61074.3106 | 59278.764 |  | 0 |  |  |  |  | 1 | 1 | 1 | 1 | 1 | [5 empty] | 3.5272 | 9.242 | 570.7763 | 26826.484 | 684.9315 | 0.11873 | 0.1352 | 0.17442 | 0.16714 | 0.15967 | 0.11873 | 0.1352 | 0.17442 | 0.16714 | 0.15967 | 100000 | 100000 | 0 | 0 | 0
8683 |  |  |  | 9795.2055 |  |  |  |  | 7854.0095 | 8687.227 | 9520.4445 | 10353.662 | 11186.8795 | 65372.8637 | 63606.7135 | 61840.5632 | 60074.413 | 58308.2627 |  | 0 |  |  |  |  | 1 | 1 | 1 | 1 | 1 | [5 empty] | 5.2289 | 8.3903 | 570.7763 | 26826.484 | 684.9315 | 0.11853 | 0.13456 | 0.17627 | 0.16761 | 0.15918 | 0.11853 | 0.13456 | 0.17627 | 0.16761 | 0.15918 | 100000 | 100000 | 0 | 0 | 0
8684 |  |  |  | 9795.2055 |  |  |  |  | 8244.1479 | 9050.637 | 9857.1262 | 10663.6154 | 11470.1045 | 65696.6613 | 63921.7631 | 62146.865 | 60371.9668 | 58597.0687 |  | 0 |  |  |  |  | 1 | 1 | 1 | 1 | 1 | [5 empty] | 5.3036 | 8.2034 | 570.7763 | 26826.484 | 684.9315 | 0.11856 | 0.13528 | 0.17797 | 0.16884 | 0.15863 | 0.11856 | 0.13528 | 0.17797 | 0.16884 | 0.15864 | 100000 | 100000 | 0 | 0 | 0
8685 |  |  |  | 9795.2055 |  |  |  |  | 7314.8033 | 7929.2391 | 8543.675 | 9158.1108 | 9772.5466 | 64446.6758 | 62705.5479 | 60964.4201 | 59223.2923 | 57482.1644 |  | 0 |  |  |  |  | 1 | 1 | 1 | 1 | 1 | [5 empty] | 5.7745 | 7.87 | 570.7763 | 26826.484 | 684.9315 | 0.11772 | 0.13407 | 0.17807 | 0.16843 | 0.15861 | 0.11772 | 0.13407 | 0.17807 | 0.16843 | 0.15861 | 100000 | 100000 | 0 | 0 | 0
8686 |  |  |  | 9795.2055 |  |  |  |  | 6213.0991 | 6726.0916 | 7239.0841 | 7752.0766 | 8265.0691 | 59770.5313 | 58155.7368 | 56540.9424 | 54926.1479 | 53311.3534 |  | 0 |  |  |  |  | 1 | 1 | 1 | 1 | 1 | [5 empty] | 5.5353 | 7.4851 | 570.7763 | 26826.484 | 684.9315 | 0.11662 | 0.13207 | 0.17182 | 0.16583 | 0.15563 | 0.11662 | 0.13207 | 0.17182 | 0.16583 | 0.15563 | 100000 | 100000 | 0 | 0 | 0
8687 |  |  |  | 9795.2055 |  |  |  |  | 5966.2056 | 6415.4006 | 6864.5956 | 7313.7906 | 7762.9856 | 52006.1007 | 50601.0745 | 49196.0483 | 47791.0221 | 46385.9958 |  | 0 |  |  |  |  | 1 | 1 | 1 | 1 | 1 | [5 empty] | 5.8274 | 7.6135 | 570.7763 | 26826.484 | 684.9315 | 0.11667 | 0.13205 | 0.17237 | 0.16411 | 0.15453 | 0.11667 | 0.13205 | 0.17237 | 0.16411 | 0.15453 | 100000 | 100000 | 0 | 0 | 0
8688 |  |  |  | 9795.2055 |  |  |  |  | 4446.4128 | 4838.0253 | 5229.6378 | 5621.2503 | 6012.8628 | 42313.7785 | 41170.6056 | 40027.4326 | 38884.2596 | 37741.0867 |  | 0 |  |  |  |  | 1 | 1 | 1 | 1 | 1 | [5 empty] | 6.0657 | 7.6881 | 570.7763 | 26826.484 | 684.9315 | 0.11245 | 0.11894 | 0.15476 | 0.15251 | 0.14742 | 0.11245 | 0.11894 | 0.15476 | 0.15251 | 0.14742 | 100000 | 100000 | 0 | 0 | 0
8689 |  |  |  | 9795.2055 |  |  |  |  | 3356.5075 | 3564.8125 | 3773.1175 | 3981.4225 | 4189.7275 | 32930.8303 | 32041.1524 | 31151.4744 | 30261.7965 | 29372.1186 |  | 0 |  |  |  |  | 1 | 1 | 1 | 1 | 1 | [5 empty] | 5.9092 | 7.6235 | 570.7763 | 26826.484 | 684.9315 | 0.11222 | 0.11842 | 0.15451 | 0.15106 | 0.14713 | 0.11221 | 0.11842 | 0.15451 | 0.15106 | 0.14713 | 100000 | 100000 | 0 | 0 | 0
8690 |  |  |  | 9795.2055 |  |  |  |  | 2391.3366 | 2488.6824 | 2586.0282 | 2683.3741 | 2780.7199 | 33558.4142 | 32651.7811 | 31745.148 | 30838.5149 | 29931.8818 |  | 0 |  |  |  |  | 1 | 1 | 1 | 1 | 1 | [5 empty] | 6.0372 | 6.8726 | 570.7763 | 26826.484 | 684.9315 | 0.11292 | 0.12064 | 0.16132 | 0.15587 | 0.14843 | 0.11292 | 0.12064 | 0.16132 | 0.15587 | 0.14843 | 100000 | 100000 | 0 | 0 | 0
8691 |  |  |  | 9795.2055 |  |  |  |  | 1807.7991 | 1855.1516 | 1902.5041 | 1949.8566 | 1997.2091 | 34234.1382 | 33309.2493 | 32384.3605 | 31459.4717 | 30534.5828 |  | 0 |  |  |  |  | 1 | 1 | 1 | 1 | 1 | [5 empty] | 6.1399 | 6.5998 | 570.7763 | 26826.484 | 684.9315 | 0.11281 | 0.12038 | 0.16012 | 0.15572 | 0.14847 | 0.11281 | 0.12038 | 0.16012 | 0.15572 | 0.14847 | 100000 | 100000 | 0 | 0 | 0
8692 |  |  |  | 9795.2055 |  |  |  |  | 1693.4257 | 1734.6732 | 1775.9207 | 1817.1682 | 1858.4157 | 36338.2171 | 35356.4833 | 34374.7495 | 33393.0157 | 32411.2819 |  | 0 |  |  |  |  | 1 | 1 | 1 | 1 | 1 | [5 empty] | 5.9542 | 6.4228 | 570.7763 | 26826.484 | 684.9315 | 0.10765 | 0.11812 | 0.15159 | 0.14454 | 0.14183 | 0.10765 | 0.11812 | 0.15159 | 0.14454 | 0.14183 | 100000 | 100000 | 0 | 0 | 0
8693 |  |  |  | 9795.2055 |  |  |  |  | 1911.6688 | 1952.6413 | 1993.6138 | 2034.5863 | 2075.5588 | 41421.7048 | 40302.6326 | 39183.5604 | 38064.4882 | 36945.416 |  | 0 |  |  |  |  | 1 | 1 | 1 | 1 | 1 | [5 empty] | 6.0021 | 6.3721 | 570.7763 | 26826.484 | 684.9315 | 0.10812 | 0.1209 | 0.15303 | 0.14589 | 0.14339 | 0.10812 | 0.1209 | 0.15303 | 0.14589 | 0.14339 | 100000 | 100000 | 0 | 0 | 0
8694 |  |  |  | 9795.2055 |  |  |  |  | 2790.4762 | 2832.2737 | 2874.0712 | 2915.8687 | 2957.6662 | 56914.6304 | 55376.9926 | 53839.3547 | 52301.7169 | 50764.0791 |  | 0 |  |  |  |  | 1 | 1 | 1 | 1 | 1 | [5 empty] | 5.4812 | 6.4684 | 570.7763 | 26826.484 | 684.9315 | 0.11041 | 0.12342 | 0.15871 | 0.15136 | 0.14745 | 0.11041 | 0.12342 | 0.15871 | 0.15136 | 0.14745 | 100000 | 100000 | 0 | 0 | 0
8695 |  |  |  | 9795.2055 |  |  |  |  | 4378.8652 | 4420.3877 | 4461.9102 | 4503.4327 | 4544.9552 | 67804.8806 | 65973.0256 | 64141.1706 | 62309.3156 | 60477.4606 |  | 0 |  |  |  |  | 1 | 1 | 1 | 1 | 1 | [5 empty] | 5.6309 | 6.6159 | 570.7763 | 26826.484 | 684.9315 | 0.11247 | 0.12811 | 0.16701 | 0.15574 | 0.1497 | 0.11247 | 0.12811 | 0.16701 | 0.15574 | 0.1497 | 100000 | 100000 | 0 | 0 | 0
8696 |  |  |  | 9795.2055 |  |  |  |  | 5726.8367 | 5768.2217 | 5809.6067 | 5850.9917 | 5892.3767 | 62865.227 | 61166.8245 | 59468.4219 | 57770.0194 | 56071.6169 |  | 0 |  |  |  |  | 1 | 1 | 1 | 1 | 1 | [5 empty] | 5.988 | 6.3757 | 570.7763 | 26826.484 | 684.9315 | 0.11747 | 0.14492 | 0.17969 | 0.16529 | 0.16011 | 0.11747 | 0.14492 | 0.17969 | 0.16529 | 0.16011 | 100000 | 100000 | 0 | 0 | 0
8697 |  |  |  | 9795.2055 |  |  |  |  | 4849.1964 | 4896.8789 | 4944.5614 | 4992.2439 | 5039.9264 | 61551.9393 | 59889.0173 | 58226.0953 | 56563.1733 | 54900.2513 |  | 0.04309 |  |  |  |  | 1 | 1 | 1 | 1 | 1 | [5 empty] | 4.15 | 6.1566 | 570.7763 | 26826.484 | 684.9315 | 0.1195 | 0.14707 | 0.17666 | 0.16224 | 0.15427 | 0.1195 | 0.14707 | 0.17666 | 0.16224 | 0.15427 | 100000 | 100000 | 0 | 0 | 0
8698 |  |  |  | 9795.2055 |  |  |  |  | 4300.6712 | 4376.6512 | 4452.6312 | 4528.6112 | 4604.5912 | 59926.327 | 58307.3234 | 56688.3199 | 55069.3164 | 53450.3128 |  | 0.05493 |  |  |  |  | 1 | 1 | 1 | 1 | 1 | [5 empty] | 2.9871 | 5.9159 | 570.7763 | 26826.484 | 684.9315 | 0.11816 | 0.14289 | 0.17584 | 0.1544 | 0.14186 | 0.11816 | 0.14289 | 0.17584 | 0.1544 | 0.14186 | 100000 | 100000 | 0 | 0 | 0
8699 |  |  |  | 9795.2055 |  |  |  |  | 4377.6981 | 4484.9431 | 4592.1881 | 4699.4331 | 4806.6781 | 58322.4364 | 56746.7645 | 55171.0926 | 53595.4206 | 52019.7487 |  | 0.07841 |  |  |  |  | 1 | 1 | 1 | 1 | 1 | [5 empty] | 2.0983 | 5.5527 | 570.7763 | 26826.484 | 684.9315 | 0.1178 | 0.14304 | 0.17607 | 0.15437 | 0.14155 | 0.1178 | 0.14304 | 0.17607 | 0.15437 | 0.14155 | 100000 | 100000 | 0 | 0 | 0
8700 |  |  |  | 9795.2055 |  |  |  |  | 5061.604 | 5227.1465 | 5392.689 | 5558.2315 | 5723.774 | 55876.6797 | 54367.0837 | 52857.4877 | 51347.8918 | 49838.2958 |  | 0.20131 |  |  |  |  | 1 | 1 | 1 | 1 | 1 | [5 empty] | 1.3374 | 5.1418 | 570.7763 | 26826.484 | 684.9315 | 0.11798 | 0.14338 | 0.17617 | 0.15423 | 0.14187 | 0.11798 | 0.14338 | 0.17617 | 0.15423 | 0.14187 | 100000 | 100000 | 0 | 0 | 0
8701 |  |  |  | 9795.2055 |  |  |  |  | 4883.0416 | 5094.0966 | 5305.1516 | 5516.2066 | 5727.2616 | 55025.4201 | 53538.8222 | 52052.2243 | 50565.6265 | 49079.0286 |  | 0.15264 |  |  |  |  | 1 | 1 | 1 | 1 | 1 | [5 empty] | 1.574 | 5.362 | 570.7763 | 26826.484 | 684.9315 | 0.11824 | 0.14331 | 0.17676 | 0.15439 | 0.14191 | 0.11824 | 0.14331 | 0.17676 | 0.15439 | 0.14191 | 100000 | 100000 | 0 | 0 | 0
8702 |  |  |  | 9795.2055 |  |  |  |  | 4872.5379 | 5130.3679 | 5388.1979 | 5646.0279 | 5903.8579 | 54123.6719 | 52661.4362 | 51199.2005 | 49736.9648 | 48274.729 |  | 0.07498 |  |  |  |  | 1 | 1 | 1 | 1 | 1 | [5 empty] | 1.7432 | 5.6513 | 570.7763 | 26826.484 | 684.9315 | 0.12011 | 0.14398 | 0.17683 | 0.15672 | 0.14363 | 0.12011 | 0.14398 | 0.17683 | 0.15672 | 0.14363 | 100000 | 100000 | 0 | 0 | 0
8703 |  |  |  | 9795.2055 |  |  |  |  | 4852.6976 | 5168.0001 | 5483.3026 | 5798.6051 | 6113.9076 | 54967.8864 | 53482.8429 | 51997.7994 | 50512.7559 | 49027.7124 |  | 0.15146 |  |  |  |  | 1 | 1 | 1 | 1 | 1 | [5 empty] | 1.8115 | 6.0286 | 570.7763 | 26826.484 | 684.9315 | 0.12424 | 0.18243 | 0.22554 | 0.21316 | 0.19664 | 0.12424 | 0.18243 | 0.22554 | 0.21316 | 0.19664 | 100000 | 100000 | 0 | 0 | 0
8704 |  |  |  | 9795.2055 |  |  |  |  | 4563.263 | 4996.5355 | 5429.808 | 5863.0805 | 6296.353 | 55492.1449 | 53992.9377 | 52493.7306 | 50994.5234 | 49495.3163 |  | 0.13114 |  |  |  |  | 1 | 1 | 1 | 1 | 1 | [5 empty] | 1.9027 | 6.1605 | 570.7763 | 26826.484 | 684.9315 | 0.1264 | 0.18662 | 0.23043 | 0.21817 | 0.19883 | 0.1264 | 0.18662 | 0.23043 | 0.21817 | 0.19883 | 100000 | 100000 | 0 | 0 | 0
8705 |  |  |  | 9795.2055 |  |  |  |  | 4933.2258 | 5556.0766 | 6178.9274 | 6801.7783 | 7424.6291 | 58661.7658 | 57076.9263 | 55492.0869 | 53907.2475 | 52322.408 |  | 0 |  |  |  |  | 1 | 1 | 1 | 1 | 1 | [5 empty] | 2.3563 | 6.346 | 570.7763 | 26826.484 | 684.9315 | 0.12626 | 0.18676 | 0.22917 | 0.2172 | 0.19779 | 0.12626 | 0.18676 | 0.22917 | 0.2172 | 0.19779 | 100000 | 100000 | 0 | 0 | 0
8706 |  |  |  | 9795.2055 |  |  |  |  | 6723.5187 | 7502.0137 | 8280.5087 | 9059.0037 | 9837.4987 | 60114.1908 | 58490.1118 | 56866.0329 | 55241.9539 | 53617.8749 |  | 0 |  |  |  |  | 1 | 1 | 1 | 1 | 1 | [5 empty] | 2.2758 | 5.9011 | 570.7763 | 26826.484 | 684.9315 | 0.1264 | 0.18708 | 0.22881 | 0.21631 | 0.19778 | 0.1264 | 0.18708 | 0.22881 | 0.21631 | 0.19778 | 100000 | 100000 | 0 | 0 | 0
8707 |  |  |  | 9795.2055 |  |  |  |  | 7870.7534 | 8681.9717 | 9493.1901 | 10304.4084 | 11115.6267 | 60640.7976 | 59002.4916 | 57364.1855 | 55725.8794 | 54087.5733 |  | 0 |  |  |  |  | 1 | 1 | 1 | 1 | 1 | [5 empty] | 2.5144 | 5.7874 | 570.7763 | 26826.484 | 684.9315 | 0.12639 | 0.18697 | 0.22877 | 0.21551 | 0.19842 | 0.12639 | 0.18697 | 0.22877 | 0.21551 | 0.19842 | 100000 | 100000 | 0 | 0 | 0
8708 |  |  |  | 9795.2055 |  |  |  |  | 8261.7235 | 9037.1935 | 9812.6635 | 10588.1335 | 11363.6035 | 60217.5162 | 58590.6457 | 56963.7753 | 55336.9048 | 53710.0343 |  | 0 |  |  |  |  | 1 | 1 | 1 | 1 | 1 | [5 empty] | 3.4186 | 5.6019 | 570.7763 | 26826.484 | 684.9315 | 0.1264 | 0.18689 | 0.22793 | 0.21472 | 0.19793 | 0.1264 | 0.18689 | 0.22793 | 0.21472 | 0.19794 | 100000 | 100000 | 0 | 0 | 0
8709 |  |  |  | 9795.2055 |  |  |  |  | 7330.3977 | 7986.6319 | 8642.866 | 9299.1002 | 9955.3344 | 58317.7397 | 56742.1946 | 55166.6496 | 53591.1046 | 52015.5595 |  | 0 |  |  |  |  | 1 | 1 | 1 | 1 | 1 | [5 empty] | 2.8897 | 5.5472 | 570.7763 | 26826.484 | 684.9315 | 0.12548 | 0.18497 | 0.2267 | 0.21424 | 0.19787 | 0.12548 | 0.18497 | 0.2267 | 0.21425 | 0.19787 | 100000 | 100000 | 0 | 0 | 0
8710 |  |  |  | 9795.2055 |  |  |  |  | 6226.3448 | 6775.0857 | 7323.8265 | 7872.5673 | 8421.3082 | 52671.2469 | 51248.2507 | 49825.2545 | 48402.2583 | 46979.2621 |  | 0 |  |  |  |  | 1 | 1 | 1 | 1 | 1 | [5 empty] | 1.8372 | 5.517 | 570.7763 | 26826.484 | 684.9315 | 0.12548 | 0.18361 | 0.22557 | 0.21413 | 0.19654 | 0.12548 | 0.18361 | 0.22557 | 0.21414 | 0.19654 | 100000 | 100000 | 0 | 0 | 0
8711 |  |  |  | 9795.2055 |  |  |  |  | 5978.9249 | 6431.1441 | 6883.3633 | 7335.5824 | 7787.8016 | 43410.1301 | 42237.3375 | 41064.5449 | 39891.7523 | 38718.9597 |  | 0 |  |  |  |  | 1 | 1 | 1 | 1 | 1 | [5 empty] | 1.5296 | 5.0729 | 570.7763 | 26826.484 | 684.9315 | 0.12466 | 0.1824 | 0.2253 | 0.21304 | 0.19621 | 0.12466 | 0.1824 | 0.2253 | 0.21304 | 0.19621 | 100000 | 100000 | 0 | 0 | 0
8712 |  |  |  | 9795.2055 |  |  |  |  | 4455.8921 | 4848.7971 | 5241.7021 | 5634.6071 | 6027.5121 | 34984.4208 | 34039.2619 | 33094.103 | 32148.9441 | 31203.7852 |  | 0 |  |  |  |  | 1 | 1 | 1 | 1 | 1 | [5 empty] | 1.8295 | 4.199 | 570.7763 | 26826.484 | 684.9315 | 0.12171 | 0.18242 | 0.22539 | 0.21286 | 0.19607 | 0.12171 | 0.18242 | 0.22539 | 0.21286 | 0.19607 | 100000 | 100000 | 0 | 0 | 0
8713 |  |  |  | 9795.2055 |  |  |  |  | 3363.4784 | 3578.6576 | 3793.8367 | 4009.0159 | 4224.1951 | 31356.4067 | 30509.2643 | 29662.1218 | 28814.9794 | 27967.837 |  | 0 |  |  |  |  | 1 | 1 | 1 | 1 | 1 | [5 empty] | 1.6864 | 2.5941 | 570.7763 | 26826.484 | 684.9315 | 0.12064 | 0.18243 | 0.22549 | 0.21291 | 0.1965 | 0.12064 | 0.18243 | 0.22549 | 0.21292 | 0.1965 | 100000 | 100000 | 0 | 0 | 0
8714 |  |  |  | 9795.2055 |  |  |  |  | 2396.3029 | 2497.6079 | 2598.9129 | 2700.2179 | 2801.5229 | 31956.0813 | 31092.7377 | 30229.3941 | 29366.0506 | 28502.707 |  | 0 |  |  |  |  | 1 | 1 | 1 | 1 | 1 | [5 empty] | 1.8522 | 1.826 | 570.7763 | 26826.484 | 684.9315 | 0.12064 | 0.18243 | 0.22548 | 0.21288 | 0.19651 | 0.12064 | 0.18243 | 0.22548 | 0.21288 | 0.19651 | 100000 | 100000 | 0 | 0 | 0
8715 |  |  |  | 9795.2055 |  |  |  |  | 1811.5536 | 1859.2361 | 1906.9186 | 1954.6011 | 2002.2836 | 32600.0111 | 31719.2707 | 30838.5304 | 29957.7901 | 29077.0497 |  | 0 |  |  |  |  | 1 | 1 | 1 | 1 | 1 | [5 empty] | 2.5204 | 1.2161 | 570.7763 | 26826.484 | 684.9315 | 0.12061 | 0.18247 | 0.22543 | 0.21285 | 0.19645 | 0.12061 | 0.18247 | 0.22543 | 0.21285 | 0.19645 | 100000 | 100000 | 0 | 0 | 0
8716 |  |  |  | 9795.2055 |  |  |  |  | 1696.9427 | 1737.5027 | 1778.0627 | 1818.6227 | 1859.1827 | 34606.635 | 33671.6826 | 32736.7302 | 31801.7778 | 30866.8253 |  | 0 |  |  |  |  | 1 | 1 | 1 | 1 | 1 | [5 empty] | 2.976 | 1.2334 | 570.7763 | 26826.484 | 684.9315 | 0.11095 | 0.15607 | 0.15764 | 0.18872 | 0.19417 | 0.11095 | 0.15607 | 0.15764 | 0.18872 | 0.19417 | 100000 | 100000 | 0 | 0 | 0
8717 |  |  |  | 9795.2055 |  |  |  |  | 1915.6389 | 1956.1989 | 1996.7589 | 2037.3189 | 2077.8789 | 39453.5111 | 38387.6128 | 37321.7144 | 36255.816 | 35189.9177 |  | 0 |  |  |  |  | 1 | 1 | 1 | 1 | 1 | [5 empty] | 2.4267 | 1.2979 | 570.7763 | 26826.484 | 684.9315 | 0.111 | 0.15576 | 0.15722 | 0.18792 | 0.19361 | 0.111 | 0.15576 | 0.15722 | 0.18792 | 0.19361 | 100000 | 100000 | 0 | 0 | 0
8718 |  |  |  | 9795.2055 |  |  |  |  | 2796.2715 | 2838.619 | 2880.9665 | 2923.314 | 2965.6615 | 54239.7725 | 52774.4001 | 51309.0278 | 49843.6554 | 48378.283 |  | 0 |  |  |  |  | 1 | 1 | 1 | 1 | 1 | [5 empty] | 2.4861 | 1.3049 | 570.7763 | 26826.484 | 684.9315 | 0.11099 | 0.1551 | 0.15723 | 0.1886 | 0.195 | 0.11099 | 0.1551 | 0.15723 | 0.1886 | 0.195 | 100000 | 100000 | 0 | 0 | 0
8719 |  |  |  | 9795.2055 |  |  |  |  | 4387.9593 | 4429.3443 | 4470.7293 | 4512.1143 | 4553.4993 | 64557.0906 | 62812.9797 | 61068.8689 | 59324.758 | 57580.6471 |  | 0 |  |  |  |  | 1 | 1 | 1 | 1 | 1 | [5 empty] | 2.2062 | 1.6782 | 570.7763 | 26826.484 | 684.9315 | 0.11229 | 0.15738 | 0.15775 | 0.18979 | 0.19616 | 0.11229 | 0.15738 | 0.15775 | 0.18979 | 0.19616 | 100000 | 100000 | 0 | 0 | 0
8720 |  |  |  | 9795.2055 |  |  |  |  | 5738.7303 | 5779.7028 | 5820.6753 | 5861.6478 | 5902.6203 | 59863.1112 | 58245.8155 | 56628.5199 | 55011.2242 | 53393.9285 |  | 0 |  |  |  |  | 1 | 1 | 1 | 1 | 1 | [5 empty] | 1.5129 | 2.3719 | 570.7763 | 26826.484 | 684.9315 | 0.11658 | 0.1665 | 0.16458 | 0.19391 | 0.19759 | 0.11658 | 0.1665 | 0.16458 | 0.19391 | 0.19759 | 100000 | 100000 | 0 | 0 | 0
8721 |  |  |  | 9795.2055 |  |  |  |  | 4859.2673 | 4909.7548 | 4960.2423 | 5010.7298 | 5061.2173 | 58622.7344 | 57038.9494 | 55455.1645 | 53871.3796 | 52287.5946 |  | 0.04918 |  |  |  |  | 1 | 1 | 1 | 1 | 1 | [5 empty] | 1.3576 | 3.209 | 570.7763 | 26826.484 | 684.9315 | 0.1198 | 0.17412 | 0.16118 | 0.19367 | 0.19669 | 0.1198 | 0.17412 | 0.16118 | 0.19367 | 0.19669 | 100000 | 100000 | 0 | 0 | 0
8722 |  |  |  | 9795.2055 |  |  |  |  | 4309.6029 | 4383.3554 | 4457.1079 | 4530.8604 | 4604.6129 | 57074.5677 | 55532.6089 | 53990.6501 | 52448.6913 | 50906.7325 |  | 0.06777 |  |  |  |  | 1 | 1 | 1 | 1 | 1 | [5 empty] | 1.3213 | 3.8825 | 570.7763 | 26826.484 | 684.9315 | 0.11403 | 0.12314 | 0.15187 | 0.14872 | 0.13782 | 0.11403 | 0.12314 | 0.15187 | 0.14872 | 0.13782 | 100000 | 100000 | 0 | 0 | 0
8723 |  |  |  | 9795.2055 |  |  |  |  | 4386.7898 | 4493.3198 | 4599.8498 | 4706.3798 | 4812.9098 | 55544.3027 | 54043.6864 | 52543.0701 | 51042.4539 | 49541.8376 |  | 0.08878 |  |  |  |  | 1 | 1 | 1 | 1 | 1 | [5 empty] | 2.0434 | 3.5265 | 570.7763 | 26826.484 | 684.9315 | 0.11057 | 0.12033 | 0.14944 | 0.1476 | 0.13577 | 0.11057 | 0.12033 | 0.14944 | 0.1476 | 0.13577 | 100000 | 100000 | 0 | 0 | 0
8724 |  |  |  | 9795.2055 |  |  |  |  | 5072.1161 | 5238.2094 | 5404.3027 | 5570.3961 | 5736.4894 | 53219.4406 | 51781.6341 | 50343.8276 | 48906.0211 | 47468.2146 |  | 0.19962 |  |  |  |  | 1 | 1 | 1 | 1 | 1 | [5 empty] | 1.6855 | 4.3379 | 570.7763 | 26826.484 | 684.9315 | 0.11033 | 0.12023 | 0.14933 | 0.14781 | 0.13638 | 0.11034 | 0.12023 | 0.14933 | 0.14781 | 0.13638 | 100000 | 100000 | 0 | 0 | 0
8725 |  |  |  | 9795.2055 |  |  |  |  | 4893.1828 | 5102.8628 | 5312.5428 | 5522.2228 | 5731.9028 | 52407.94 | 50992.0574 | 49576.1749 | 48160.2924 | 46744.4098 |  | 0.12599 |  |  |  |  | 1 | 1 | 1 | 1 | 1 | [5 empty] | 0.79883 | 4.629 | 570.7763 | 26826.484 | 684.9315 | 0.11029 | 0.1202 | 0.14921 | 0.14778 | 0.13571 | 0.11029 | 0.1202 | 0.14921 | 0.14778 | 0.13571 | 100000 | 100000 | 0 | 0 | 0
8726 |  |  |  | 9795.2055 |  |  |  |  | 4882.6573 | 5156.3264 | 5429.9956 | 5703.6648 | 5977.3339 | 51547.9583 | 50155.3095 | 48762.6607 | 47370.0119 | 45977.3631 |  | 0.05003 |  |  |  |  | 1 | 1 | 1 | 1 | 1 | [5 empty] | 0.27632 | 4.5071 | 570.7763 | 26826.484 | 684.9315 | 0.11031 | 0.12031 | 0.14933 | 0.14807 | 0.1363 | 0.11031 | 0.12031 | 0.14933 | 0.14807 | 0.1363 | 100000 | 100000 | 0 | 0 | 0
8727 |  |  |  | 9795.2055 |  |  |  |  | 4862.7758 | 5184.5133 | 5506.2508 | 5827.9883 | 6149.7258 | 52346.7813 | 50932.5511 | 49518.3208 | 48104.0906 | 46689.8603 |  | 0.0267 |  |  |  |  | 1 | 1 | 1 | 1 | 1 | [5 empty] | 0.38925 | 5.1009 | 570.7763 | 26826.484 | 684.9315 | 0.11211 | 0.12646 | 0.15313 | 0.1492 | 0.13695 | 0.11211 | 0.12646 | 0.15313 | 0.1492 | 0.13695 | 100000 | 100000 | 0 | 0 | 0
8728 |  |  |  | 9795.2055 |  |  |  |  | 4572.7401 | 4996.0034 | 5419.2668 | 5842.5301 | 6265.7934 | 52845.2679 | 51417.5703 | 49989.8726 | 48562.175 | 47134.4773 |  | 0.02501 |  |  |  |  | 1 | 1 | 1 | 1 | 1 | [5 empty] | 0.50763 | 6.6104 | 570.7763 | 26826.484 | 684.9315 | 0.12103 | 0.14019 | 0.16063 | 0.15985 | 0.14605 | 0.12103 | 0.14019 | 0.16063 | 0.15985 | 0.14605 | 100000 | 100000 | 0 | 0 | 0
8729 |  |  |  | 9795.2055 |  |  |  |  | 4943.4712 | 5560.1345 | 6176.7979 | 6793.4612 | 7410.1245 | 55858.315 | 54349.2152 | 52840.1154 | 51331.0155 | 49821.9157 |  | 0 |  |  |  |  | 1 | 1 | 1 | 1 | 1 | [5 empty] | 1.0684 | 7.9883 | 570.7763 | 26826.484 | 684.9315 | 0.12041 | 0.13428 | 0.15744 | 0.15671 | 0.14375 | 0.12041 | 0.13428 | 0.15744 | 0.15671 | 0.14375 | 100000 | 100000 | 0 | 0 | 0
8730 |  |  |  | 9795.2055 |  |  |  |  | 6737.4823 | 7521.2014 | 8304.9206 | 9088.6398 | 9872.3589 | 57243.1368 | 55696.6238 | 54150.1109 | 52603.5979 | 51057.085 |  | 0 |  |  |  |  | 1 | 1 | 1 | 1 | 1 | [5 empty] | 1.715 | 9.4677 | 570.7763 | 26826.484 | 684.9315 | 0.11806 | 0.12248 | 0.1324 | 0.13256 | 0.11983 | 0.11806 | 0.12248 | 0.1324 | 0.13256 | 0.11984 | 100000 | 100000 | 0 | 0 | 0
8731 |  |  |  | 9795.2055 |  |  |  |  | 7887.0995 | 8690.0679 | 9493.0362 | 10296.0045 | 11098.9729 | 57745.8492 | 56185.7547 | 54625.6602 | 53065.5657 | 51505.4712 |  | 0 |  |  |  |  | 1 | 1 | 1 | 1 | 1 | [5 empty] | 0.84897 | 11.3983 | 570.7763 | 26826.484 | 684.9315 | 0.11397 | 0.11536 | 0.12203 | 0.12061 | 0.11149 | 0.11397 | 0.11536 | 0.12203 | 0.12061 | 0.11148 | 100000 | 100000 | 0 | 0 | 0
8732 |  |  |  | 9795.2055 |  |  |  |  | 8278.8816 | 9031.0866 | 9783.2916 | 10535.4966 | 11287.7016 | 57344.3248 | 55795.0781 | 54245.8314 | 52696.5847 | 51147.338 |  | 0 |  |  |  |  | 1 | 1 | 1 | 1 | 1 | [5 empty] | 0.72343 | 12.8916 | 570.7763 | 26826.484 | 684.9315 | 0.108 | 0.11139 | 0.11978 | 0.12031 | 0.11345 | 0.108 | 0.11139 | 0.11978 | 0.12031 | 0.11345 | 100000 | 100000 | 0 | 0 | 0
8733 |  |  |  | 9795.2055 |  |  |  |  | 7345.6216 | 7968.4175 | 8591.2133 | 9214.0091 | 9836.805 | 55535.851 | 54035.463 | 52535.0751 | 51034.6871 | 49534.2992 |  | 0 |  |  |  |  | 1 | 1 | 1 | 1 | 1 | [5 empty] | 0.58869 | 14.0912 | 570.7763 | 26826.484 | 684.9315 | 0.1009 | 0.088099 | 0.10739 | 0.11407 | 0.10769 | 0.1009 | 0.088099 | 0.10739 | 0.11407 | 0.10769 | 100000 | 100000 | 0 | 0 | 0
8734 |  |  |  | 9795.2055 |  |  |  |  | 6239.2758 | 6788.0166 | 7336.7575 | 7885.4983 | 8434.2391 | 50163.1365 | 48807.9009 | 47452.6652 | 46097.4296 | 44742.1939 |  | 0 |  |  |  |  | 1 | 1 | 1 | 1 | 1 | [5 empty] | 0.59189 | 14.2426 | 570.7763 | 26826.484 | 684.9315 | 0.097974 | 0.082592 | 0.09693 | 0.11205 | 0.10668 | 0.097974 | 0.082592 | 0.09693 | 0.11205 | 0.10668 | 100000 | 100000 | 0 | 0 | 0
8735 |  |  |  | 9795.2055 |  |  |  |  | 5991.3421 | 6439.0246 | 6886.7071 | 7334.3896 | 7782.0721 | 41357.9488 | 40240.5991 | 39123.2494 | 38005.8996 | 36888.5499 |  | 0 |  |  |  |  | 1 | 1 | 1 | 1 | 1 | [5 empty] | 0.33613 | 14.0019 | 570.7763 | 26826.484 | 684.9315 | 0.089267 | 0.075055 | 0.086797 | 0.10506 | 0.097707 | 0.089267 | 0.075055 | 0.086798 | 0.10506 | 0.097707 | 100000 | 100000 | 0 | 0 | 0
8736 |  |  |  | 9795.2055 |  |  |  |  | 4465.1462 | 4858.0512 | 5250.9562 | 5643.8612 | 6036.7662 | 33314.5495 | 32414.5048 | 31514.4601 | 30614.4154 | 29714.3707 |  | 0 |  |  |  |  | 1 | 1 | 1 | 1 | 1 | [5 empty] | 0.37209 | 14.1476 | 570.7763 | 26826.484 | 684.9315 | 0.085539 | 0.073238 | 0.084514 | 0.098985 | 0.092984 | 0.085539 | 0.073238 | 0.084514 | 0.098985 | 0.092984 | 100000 | 100000 | 0 | 0 | 0
8737 |  |  |  | 9795.2055 |  |  |  |  | 3534.3363 | 3855.1388 | 4175.9413 | 4496.7438 | 4817.5463 | 31396.0185 | 30547.8059 | 29699.5933 | 28851.3807 | 28003.1681 |  | 0 |  |  |  |  | 1 | 1 | 1 | 1 | 1 | [5 empty] | 0.15066 | 14.687 | 570.7763 | 26826.484 | 684.9315 | 0.085402 | 0.072728 | 0.082835 | 0.097558 | 0.090863 | 0.085402 | 0.072728 | 0.082835 | 0.097558 | 0.090863 | 100000 | 100000 | 0 | 0 | 0
8738 |  |  |  | 9795.2055 |  |  |  |  | 2590.9872 | 2770.5822 | 2950.1772 | 3129.7722 | 3309.3672 | 31996.3984 | 31131.9656 | 30267.5328 | 29403.1 | 28538.6672 |  | 0 |  |  |  |  | 1 | 1 | 1 | 1 | 1 | [5 empty] | 0.14161 | 13.5554 | 570.7763 | 26826.484 | 684.9315 | 0.086339 | 0.074067 | 0.084533 | 0.10003 | 0.093116 | 0.086339 | 0.074067 | 0.084533 | 0.10003 | 0.093116 | 100000 | 100000 | 0 | 0 | 0
8739 |  |  |  | 9795.2055 |  |  |  |  | 1903.1042 | 2012.4942 | 2121.8842 | 2231.2742 | 2340.6642 | 32641.1289 | 31759.2777 | 30877.4265 | 29995.5753 | 29113.7241 |  | 0 |  |  |  |  | 1 | 1 | 1 | 1 | 1 | [5 empty] | 0.50193 | 12.8785 | 570.7763 | 26826.484 | 684.9315 | 0.087246 | 0.074176 | 0.083227 | 0.1003 | 0.092171 | 0.087246 | 0.074176 | 0.083227 | 0.1003 | 0.092171 | 100000 | 100000 | 0 | 0 | 0
8740 |  |  |  | 9795.2055 |  |  |  |  | 1685.1378 | 1739.9978 | 1794.8578 | 1849.7178 | 1904.5778 | 34650.2094 | 33714.0798 | 32777.9501 | 31841.8205 | 30905.6908 |  | 0 |  |  |  |  | 1 | 1 | 1 | 1 | 1 | [5 empty] | 1.3068 | 11.5251 | 570.7763 | 26826.484 | 684.9315 | 0.0854 | 0.062984 | 0.07716 | 0.098087 | 0.089868 | 0.0854 | 0.062984 | 0.07716 | 0.098087 | 0.089868 | 100000 | 100000 | 0 | 0 | 0
8741 |  |  |  | 9795.2055 |  |  |  |  | 1851.5422 | 1901.0397 | 1950.5372 | 2000.0347 | 2049.5322 | 39503.0481 | 38435.8114 | 37368.5747 | 36301.3381 | 35234.1014 |  | 0 |  |  |  |  | 1 | 1 | 1 | 1 | 1 | [5 empty] | 1.8215 | 12.3176 | 570.7763 | 26826.484 | 684.9315 | 0.086196 | 0.065983 | 0.081391 | 0.10058 | 0.092301 | 0.086196 | 0.065983 | 0.081391 | 0.10058 | 0.092301 | 100000 | 100000 | 0 | 0 | 0
8742 |  |  |  | 9795.2055 |  |  |  |  | 2329.662 | 2378.6645 | 2427.667 | 2476.6695 | 2525.672 | 54307.1393 | 52839.9469 | 51372.7546 | 49905.5622 | 48438.3698 |  | 0 |  |  |  |  | 1 | 1 | 1 | 1 | 1 | [5 empty] | 2.2578 | 12.9091 | 570.7763 | 26826.484 | 684.9315 | 0.089494 | 0.07093 | 0.087339 | 0.10819 | 0.098562 | 0.089494 | 0.07093 | 0.087339 | 0.10819 | 0.098562 | 100000 | 100000 | 0 | 0 | 0
8743 |  |  |  | 9795.2055 |  |  |  |  | 3023.4044 | 3065.6144 | 3107.8244 | 3150.0344 | 3192.2444 | 64638.7947 | 62892.4764 | 61146.1582 | 59399.84 | 57653.5218 |  | 0 |  |  |  |  | 1 | 1 | 1 | 1 | 1 | [5 empty] | 2.4285 | 11.5244 | 570.7763 | 26826.484 | 684.9315 | 0.094087 | 0.08469 | 0.095789 | 0.11418 | 0.10473 | 0.094087 | 0.08469 | 0.095789 | 0.11418 | 0.10473 | 100000 | 100000 | 0 | 0 | 0
8744 |  |  |  | 9795.2055 |  |  |  |  | 4333.5463 | 4375.0688 | 4416.5913 | 4458.1138 | 4499.6363 | 59938.6483 | 58319.3119 | 56699.9755 | 55080.639 | 53461.3026 |  | 0 |  |  |  |  | 1 | 1 | 1 | 1 | 1 | [5 empty] | 2.3988 | 10.7957 | 570.7763 | 26826.484 | 684.9315 | 0.098819 | 0.092998 | 0.11004 | 0.12231 | 0.11322 | 0.098819 | 0.092998 | 0.11004 | 0.12231 | 0.11322 | 100000 | 100000 | 0 | 0 | 0
8745 |  |  |  | 9795.2055 |  |  |  |  | 4654.6365 | 4730.369 | 4806.1015 | 4881.834 | 4957.5665 | 58696.4521 | 57110.6756 | 55524.899 | 53939.1225 | 52353.3459 |  | 0.04958 |  |  |  |  | 1 | 1 | 1 | 1 | 1 | [5 empty] | 1.8177 | 9.5113 | 570.7763 | 26826.484 | 684.9315 | 0.10274 | 0.095421 | 0.11306 | 0.1232 | 0.10977 | 0.10274 | 0.095421 | 0.11306 | 0.1232 | 0.10977 | 100000 | 100000 | 0 | 0 | 0
8746 |  |  |  | 9795.2055 |  |  |  |  | 5063.6164 | 5184.0614 | 5304.5064 | 5424.9514 | 5545.3964 | 57146.3365 | 55602.4387 | 54058.541 | 52514.6433 | 50970.7455 |  | 0.06661 |  |  |  |  | 1 | 1 | 1 | 1 | 1 | [5 empty] | 1.3601 | 9.3411 | 570.7763 | 26826.484 | 684.9315 | 0.10324 | 0.095557 | 0.10706 | 0.12355 | 0.1098 | 0.10324 | 0.095557 | 0.10706 | 0.12355 | 0.1098 | 100000 | 100000 | 0 | 0 | 0
8747 |  |  |  | 9795.2055 |  |  |  |  | 5429.2374 | 5677.3049 | 5925.3724 | 6173.4399 | 6421.5074 | 55614.2146 | 54111.7095 | 52609.2045 | 51106.6994 | 49604.1943 |  | 0.07945 |  |  |  |  | 1 | 1 | 1 | 1 | 1 | [5 empty] | 0.38984 | 9.1438 | 570.7763 | 26826.484 | 684.9315 | 0.10438 | 0.097036 | 0.10659 | 0.12129 | 0.11012 | 0.10438 | 0.097036 | 0.10659 | 0.12129 | 0.11012 | 100000 | 100000 | 0 | 0 | 0
8748 |  |  |  | 9795.2055 |  |  |  |  | 6195.6353 | 6510.9378 | 6826.2403 | 7141.5428 | 7456.8453 | 53286.3167 | 51846.7034 | 50407.0902 | 48967.4769 | 47527.8637 |  | 0.12171 |  |  |  |  | 1 | 1 | 1 | 1 | 1 | [5 empty] | 0.27159 | 9.0642 | 570.7763 | 26826.484 | 684.9315 | 0.10454 | 0.097903 | 0.10863 | 0.12246 | 0.11071 | 0.10454 | 0.097903 | 0.10863 | 0.12246 | 0.11071 | 100000 | 100000 | 0 | 0 | 0
8749 |  |  |  | 9795.2055 |  |  |  |  | 5956.5754 | 6403.5429 | 6850.5104 | 7297.4779 | 7744.4454 | 52473.8144 | 51056.1521 | 49638.4899 | 48220.8277 | 46803.1654 |  | 0.15319 |  |  |  |  | 1 | 1 | 1 | 1 | 1 | [5 empty] | 0.32823 | 9.1632 | 570.7763 | 26826.484 | 684.9315 | 0.10451 | 0.098635 | 0.10898 | 0.12433 | 0.10986 | 0.10451 | 0.098635 | 0.10898 | 0.12433 | 0.10986 | 100000 | 100000 | 0 | 0 | 0
8750 |  |  |  | 9795.2055 |  |  |  |  | 5744.4683 | 6249.1283 | 6753.7883 | 7258.4483 | 7763.1083 | 51612.7799 | 50218.3798 | 48823.9798 | 47429.5797 | 46035.1797 |  | 0.07392 |  |  |  |  | 1 | 1 | 1 | 1 | 1 | [5 empty] | 0.43033 | 9.8478 | 570.7763 | 26826.484 | 684.9315 | 0.10428 | 0.098626 | 0.1059 | 0.1261 | 0.10892 | 0.10428 | 0.098626 | 0.1059 | 0.12611 | 0.10892 | 100000 | 100000 | 0 | 0 | 0
8751 |  |  |  | 9795.2055 |  |  |  |  | 6072.5897 | 6574.1422 | 7075.6947 | 7577.2472 | 8078.7997 | 52412.7374 | 50996.7253 | 49580.7131 | 48164.701 | 46748.6888 |  | 0.03137 |  |  |  |  | 1 | 1 | 1 | 1 | 1 | [5 empty] | 0.80025 | 10.3068 | 570.7763 | 26826.484 | 684.9315 | 0.10433 | 0.10061 | 0.11138 | 0.12489 | 0.11227 | 0.10433 | 0.10061 | 0.11138 | 0.12489 | 0.11226 | 100000 | 100000 | 0 | 0 | 0
8752 |  |  |  | 9795.2055 |  |  |  |  | 6412.4298 | 6905.2656 | 7398.1014 | 7890.9373 | 8383.7731 | 52911.8714 | 51482.3744 | 50052.8773 | 48623.3803 | 47193.8833 |  | 0.01221 |  |  |  |  | 1 | 1 | 1 | 1 | 1 | [5 empty] | 1.5686 | 9.7626 | 570.7763 | 26826.484 | 684.9315 | 0.10741 | 0.10369 | 0.12787 | 0.14086 | 0.12482 | 0.10741 | 0.10369 | 0.12788 | 0.14086 | 0.12482 | 100000 | 100000 | 0 | 0 | 0
8753 |  |  |  | 9795.2055 |  |  |  |  | 7068.6726 | 7547.1542 | 8025.6359 | 8504.1176 | 8982.5992 | 55928.8504 | 54417.8449 | 52906.8395 | 51395.834 | 49884.8286 |  | 0 |  |  |  |  | 1 | 1 | 1 | 1 | 1 | [5 empty] | 2.5109 | 10.49 | 570.7763 | 26826.484 | 684.9315 | 0.10692 | 0.099945 | 0.11426 | 0.11814 | 0.10875 | 0.10692 | 0.099945 | 0.11426 | 0.11814 | 0.10875 | 100000 | 100000 | 0 | 0 | 0
8754 |  |  |  | 9795.2055 |  |  |  |  | 8828.8095 | 9317.1904 | 9805.5712 | 10293.952 | 10782.3329 | 57315.3757 | 55766.9111 | 54218.4465 | 52669.9819 | 51121.5173 |  | 0 |  |  |  |  | 1 | 1 | 1 | 1 | 1 | [5 empty] | 2.8071 | 11.6692 | 570.7763 | 26826.484 | 684.9315 | 0.10635 | 0.097276 | 0.10813 | 0.11109 | 0.10136 | 0.10635 | 0.097276 | 0.10813 | 0.11109 | 0.10136 | 100000 | 100000 | 0 | 0 | 0
8755 |  |  |  | 9795.2055 |  |  |  |  | 9208.4929 | 9697.8079 | 10187.1229 | 10676.4379 | 11165.7529 | 57818.6913 | 56256.6288 | 54694.5663 | 53132.5039 | 51570.4414 |  | 0 |  |  |  |  | 1 | 1 | 1 | 1 | 1 | [5 empty] | 2.8175 | 12.9725 | 570.7763 | 26826.484 | 684.9315 | 0.099716 | 0.092177 | 0.10194 | 0.10629 | 0.097978 | 0.099716 | 0.092177 | 0.10194 | 0.10629 | 0.097978 | 100000 | 100000 | 0 | 0 | 0
8756 |  |  |  | 9795.2055 |  |  |  |  | 8545.2189 | 9038.4397 | 9531.6606 | 10024.8814 | 10518.1022 | 57416.6217 | 55865.4217 | 54314.2218 | 52763.0219 | 51211.822 |  | 0 |  |  |  |  | 1 | 1 | 1 | 1 | 1 | [5 empty] | 2.0809 | 15.062 | 570.7763 | 26826.484 | 684.9315 | 0.081201 | 0.070964 | 0.09994 | 0.10374 | 0.096781 | 0.081201 | 0.070964 | 0.09994 | 0.10374 | 0.096781 | 100000 | 100000 | 0 | 0 | 0
8757 |  |  |  | 9795.2055 |  |  |  |  | 7204.6086 | 7636.5611 | 8068.5136 | 8500.4661 | 8932.4186 | 55605.8514 | 54103.5723 | 52601.2932 | 51099.0141 | 49596.7349 |  | 0 |  |  |  |  | 1 | 1 | 1 | 1 | 1 | [5 empty] | 1.5299 | 14.0923 | 570.7763 | 26826.484 | 684.9315 | 0.077443 | 0.065598 | 0.077047 | 0.095535 | 0.087733 | 0.077443 | 0.065598 | 0.077047 | 0.095535 | 0.087733 | 100000 | 100000 | 0 | 0 | 0
8758 |  |  |  | 9795.2055 |  |  |  |  | 6115.9486 | 6501.0986 | 6886.2486 | 7271.3986 | 7656.5486 | 50226.2545 | 48869.3136 | 47512.3727 | 46155.4318 | 44798.491 |  | 0 |  |  |  |  | 1 | 1 | 1 | 1 | 1 | [5 empty] | 2.1018 | 15.4319 | 570.7763 | 26826.484 | 684.9315 | 0.076366 | 0.065171 | 0.073485 | 0.088784 | 0.073985 | 0.076366 | 0.065171 | 0.073485 | 0.088784 | 0.073985 | 100000 | 100000 | 0 | 0 | 0
8759 |  |  |  | 9795.2055 |  |  |  |  | 6287.0405 | 6642.7672 | 6998.4938 | 7354.2205 | 7709.9472 | 41409.6153 | 40290.8697 | 39172.1242 | 38053.3786 | 36934.633 |  | 0 |  |  |  |  | 1 | 1 | 1 | 1 | 1 | [5 empty] | 2.6424 | 17.5263 | 570.7763 | 26826.484 | 684.9315 | 0.07572 | 0.061233 | 0.060346 | 0.06508 | 0.070501 | 0.07572 | 0.061233 | 0.060346 | 0.06508 | 0.070501 | 100000 | 100000 | 0 | 0 | 0
8760 |  |  |  | 9795.2055 |  |  |  |  | 5008.5389 | 5353.8706 | 5699.2022 | 6044.5339 | 6389.8656 | 33356.5669 | 32455.387 | 31554.2071 | 30653.0272 | 29751.8474 |  | 0 |  |  |  |  | 1 | 1 | 1 | 1 | 1 | [5 empty] | 2.6095 | 17.7175 | 570.7763 | 26826.484 | 684.9315 | 0.071433 | 0.04816 | 0.056892 | 0.051489 | 0.04766 | 0.071433 | 0.04816 | 0.056892 | 0.051489 | 0.04766 | 100000 | 100000 | 0 | 0 | 0